SCE | GWh | Commercial | Com - Hotel | Lighting | Yes | Lighting - LED Plug-In Indoor Fixture - Emerging | 0.023161 | 0.052538 | 0.089483 | 0.13455 | 0.18972 | 0.19341 | 0.19767 | 0.20294 | 0.2096 | 0.21794 | 0.22792 | 0.23972
SCE | GWh | Commercial | Com - Hotel | Lighting | No | Lighting - Cold Cathode Lamp | 0.0078277 | 0.016329 | 0.024947 | 0.033652 | 0.042714 | 0.042714 | 0.042714 | 0.042714 | 0.042714 | 0.042714 | 0.042714 | 0.042714
SCE | GWh | Commercial | Com - Hotel | Lighting | No | Lighting - Compact Fluorescent Fixture (Indoor) | 1.4255 | 2.9039 | 4.4377 | 6.0241 | 7.6689 | 6.2434 | 4.765 | 3.2312 | 1.6447 | 0 | 0 | 0
SCE | GWh | Commercial | Com - Hotel | Lighting | No | Lighting - Compact Fluorescent Lamp (Basic High - Indoor) | 0.37454 | 0.78282 | 1.219 | 1.6775 | 2.1554 | 1.7809 | 1.3726 | 0.9364 | 0.47786 | 0 | 0 | 0
SCE | GWh | Commercial | Com - Hotel | Lighting | No | Lighting - Compact Fluorescent Lamp (Basic Low - Indoor) | 0.83255 | 1.7212 | 2.6573 | 3.6318 | 4.639 | 3.8065 | 2.9179 | 1.9817 | 1.0072 | 0 | 0 | 0
SCE | GWh | Commercial | Com - Hotel | Lighting | No | Lighting - Exit Fixture (LED) | 0.12429 | 0.24082 | 0.3619 | 0.47713 | 0.58559 | 0.6885 | 0.6815 | 0.67487 | 0.65372 | 0.63131 | 0.60995 | 0.58891
SCE | GWh | Commercial | Com - Hotel | Lighting | No | Lighting - Halogen Lamp (A-Line) | 0.031555 | 0.068467 | 0.071874 | 0.074084 | 0.077562 | 0.038439 | 0 | 0 | 0 | 0 | 0 | 0
SCE | GWh | Commercial | Com - Hotel | Lighting | No | Lighting - Halogen Lamp (Reflector) | 0.0096039 | 0.020737 | 0.021065 | 0.020992 | 0.021301 | 0.021231 | 0.021556 | 0.021555 | 0.021886 | 0.022094 | 0.022559 | 0.022916
SCE | GWh | Commercial | Com - Hotel | Lighting | No | Lighting - Induction Fixture (Indoor) | 0.039033 | 0.083174 | 0.12778 | 0.17286 | 0.21874 | 0.26464 | 0.31035 | 0.35645 | 0.40242 | 0.44909 | 0.49587 | 0.54309
SCE | GWh | Commercial | Com - Hotel | Lighting | No | Lighting - Induction Fixture (Outdoor) | 0.011423 | 0.026851 | 0.04226 | 0.057846 | 0.073713 | 0.089582 | 0.10539 | 0.12133 | 0.13722 | 0.15336 | 0.16954 | 0.18586
SCE | GWh | Commercial | Com - Hotel | Lighting | No | Lighting - Linear Fluorescent Delamping | 0.0024917 | 0.0050299 | 0.0080435 | 0.011551 | 0.011551 | 0 | 0 | 0 | 0 | 0 | 0 | 0
SCE | GWh | Commercial | Com - Hotel | Lighting | No | Lighting - Linear Fluorescent Fixture (Low Wattage T8) | 0.34621 | 0.75669 | 1.2274 | 1.7447 | 2.3045 | 2.8897 | 3.4912 | 4.1095 | 4.7338 | 5.3696 | 6.0066 | 6.6452
SCE | GWh | Commercial | Com - Hotel | Lighting | No | Lighting - Occupancy Sensor | 0 | 0 | 0 | 0 | 0 | 0 | 0 | 0 | 0 | 0 | 0 | 0.054768
SCE | GWh | Commercial | Com - Hotel | Lighting | No | Lighting - Plug-In Fixture (Compact Fluorescent) | 0.45085 | 0.90774 | 1.3703 | 1.835 | 2.3045 | 2.3045 | 2.3045 | 2.3045 | 2.3045 | 2.3045 | 2.3045 | 2.3045
SCE | GWh | Commercial | Com - Hotel | Lighting | No | Lighting - Plug-In Fixture (Exterior) | 0.1375 | 0.31365 | 0.49004 | 0.66855 | 0.85022 | 1.0323 | 1.2139 | 1.3973 | 1.5805 | 1.7664 | 1.953 | 2.1413
SCE | GWh | Commercial | Com - Hotel | Lighting | No | Lighting - Plug-In Fixture (Linear Fluorescent) | 0.77727 | 1.5928 | 2.444 | 3.3225 | 4.2333 | 4.2333 | 4.2333 | 4.2333 | 4.2333 | 4.2333 | 4.2333 | 4.2333
SCE | GWh | Commercial | Com - Hotel | Lighting | No | Lighting - Plug-In Fixture (PSMH with Electronic Ballast) | 0 | 0 | 0 | 0.078878 | 0.20201 | 0.33094 | 0.46221 | 0.59575 | 0.72902 | 0.86376 | 0.99797 | 1.1323
SCE | GWh | Commercial | Com - Hotel | Lighting | No | Lighting - Plug-In Fixture (PSMH) | 0.18148 | 0.41619 | 0.65287 | 0.88051 | 1.0974 | 1.308 | 1.5134 | 1.7174 | 1.9179 | 2.1186 | 2.3172 | 2.5151
SCE | GWh | Commercial | Com - Hotel | SHW | No | SHW - EF Rated Instantaneous Water Heater (Electric) | 0.00087013 | 0.0018925 | 0.0030695 | 0.0043892 | 0.0058631 | 0.007454 | 0.0091443 | 0.010952 | 0.012841 | 0.014847 | 0.016931 | 0.0191
SCE | GWh | Commercial | Com - Hotel | SHW | No | SHW - EF Rated Storage Water Heater (Electric) | 0.0007771 | 0.0016777 | 0.0016777 | 0.0016777 | 0.0016777 | 0.0016777 | 0.0016777 | 0.0016777 | 0.0016777 | 0.0016777 | 0.0016777 | 0.0016777
SCE | GWh | Commercial | Com - Hotel | Service | No | HVAC - Comprehensive Rooftop Unit Quality Maintenance | 0.20447 | 0.40891 | 0.63507 | 0.88318 | 1.1527 | 1.4423 | 1.75 | 2.0726 | 2.406 | 2.7455 | 3.0858 | 3.217
SCE | GWh | Commercial | Com - Hotel | Service | No | Service - HVAC Fault Detection & Diagnositics | 0.12086 | 0.28631 | 0.44922 | 0.60833 | 0.76537 | 0.91737 | 1.0638 | 1.207 | 1.3451 | 1.4816 | 1.6144 | 1.7447
SCE | GWh | Commercial | Com - Hotel | Service | No | Service - Retro-Commissioning (Electric) | 0.95359 | 1.7549 | 2.4468 | 3.0432 | 3.5513 | 3.9829 | 3.3915 | 2.8902 | 2.4428 | 2.0417 | 1.6839 | 1.3683
SCE | GWh | Commercial | Com - Hotel | WholeBlg | No | HVAC - Energy Management System | 0.44203 | 0.93377 | 1.3987 | 1.8338 | 2.2446 | 2.6264 | 2.9798 | 3.3251 | 3.6597 | 3.9917 | 4.3159 | 4.6354
SCE | GWh | Commercial | Com - Hotel | WholeBlg | No | WholeBlg - Com NC Level 2 | 0.033763 | 0 | 0 | 0 | 0 | 0 | 0 | 0 | 0 | 0 | 0 | 0
SCE | GWh | Commercial | Com - Hotel | WholeBlg | No | WholeBlg - Com NC Level 3 | 0.015991 | 0.015991 | 0.015991 | 0.015991 | 0.015991 | 0.015991 | 0.015991 | 0 | 0 | 0 | 0 | 0
SCE | GWh | Commercial | Com - Hotel | WholeBlg | No | WholeBlg - Com RET Level 1 | 0.17954 | 0.42551 | 0.74275 | 1.1364 | 1.6119 | 2.1744 | 2.8295 | 3.5822 | 4.4372 | 5.3988 | 6.4703 | 7.6542
SCE | GWh | Commercial | Com - Hotel | WholeBlg | No | WholeBlg - Com RET Level 2 | 0.28507 | 0.67339 | 1.1731 | 1.7935 | 2.5439 | 3.4345 | 4.4749 | 5.6753 | 7.0445 | 8.5913 | 10.3225 | 12.2438
SCE | GWh | Commercial | Com - Motel | AppPlug | No | AppPlug - Computer Monitor | 0.0015729 | 0.0046505 | 0.0076399 | 0.010695 | 0.010695 | 0.010695 | 0.009122 | 0.0060444 | 0.003055 | 0 | 0 | 0
SCE | GWh | Commercial | Com - Motel | AppPlug | No | AppPlug - Desktop Computer (Com - Power Management) | 0.11064 | 0.22951 | 0.34658 | 0.46063 | 0.57148 | 0.67744 | 0.77773 | 0.87329 | 0.96312 | 1.049 | 1.1301 | 1.0965
SCE | GWh | Commercial | Com - Motel | AppPlug | No | AppPlug - Occupancy Sensor Plug Strip | 0.024783 | 0.053224 | 0.083122 | 0.1134 | 0.14367 | 0.17388 | 0.20313 | 0.23259 | 0.26121 | 0.26549 | 0.26488 | 0.26201
SCE | GWh | Commercial | Com - Motel | AppPlug | No | AppPlug - Vending Machine Controls | 0.28971 | 0.57276 | 0.84089 | 1.0941 | 1.3337 | 1.5578 | 1.4755 | 1.3857 | 1.2949 | 1.2071 | 1.1192 | 1.0352
SCE | GWh | Commercial | Com - Motel | BldgEnv | No | BldgEnv - Attic Batt Insulation | 0.0047302 | 0.0092239 | 0.013493 | 0.017548 | 0.017548 | 0.017548 | 0.017548 | 0.012818 | 0.0083245 | 0.0040555 | 0 | 0
SCE | GWh | Commercial | Com - Motel | BldgEnv | No | BldgEnv - Wall Spray On Insulation | 0.019791 | 0.038593 | 0.056454 | 0.073423 | 0.089543 | 0.10486 | 0.1194 | 0.11343 | 0.10776 | 0.10237 | 0.097256 | 0.092393
SCE | GWh | Commercial | Com - Motel | BldgEnv | No | BldgEnv - Window Film | 0.59047 | 1.1642 | 1.7761 | 2.4347 | 3.1401 | 3.8862 | 4.6591 | 5.4478 | 6.2367 | 7.0161 | 7.7688 | 7.8913
SCE | GWh | Commercial | Com - Motel | FoodServ | No | FoodServ - Electric Griddle | 0.00022436 | 0.00045403 | 0.0006892 | 0.00092826 | 0.00092826 | 0.0011627 | 0.0014008 | 0.0016452 | 0.0018927 | 0.0021465 | 0.0024034 | 0.0026644
SCE | GWh | Commercial | Com - Motel | FoodServ | No | FoodServ - Electric Steamer | 0.0076579 | 0.015579 | 0.023772 | 0.032177 | 0.040857 | 0.049669 | 0.058574 | 0.067671 | 0.076859 | 0.086287 | 0.095842 | 0.10558
SCE | GWh | Commercial | Com - Motel | FoodServ | No | FoodServ - Fryer (Electric) | 0.0002309 | 0.00046658 | 0.00070715 | 0.00095092 | 0.0011997 | 0.0014497 | 0.0017 | 0.0019534 | 0.0022072 | 0.0024653 | 0.002725 | 0.0029878
SCE | GWh | Commercial | Com - Motel | FoodServ | No | FoodServ - Oven (Electric) | 0.0032771 | 0.0066524 | 0.010128 | 0.013677 | 0.017327 | 0.021018 | 0.024735 | 0.028518 | 0.032328 | 0.036223 | 0.040161 | 0.044162
SCE | GWh | Commercial | Com - Motel | HVAC | Yes | HVAC - Advanced Package Rooftop AC (> EER 12) - Emerging | 0 | 0 | 0.00096316 | 0.003405 | 0.0077573 | 0.01441 | 0.023706 | 0.03598 | 0.05159 | 0.070886 | 0.094215 | 0.12194
SCE | GWh | Commercial | Com - Motel | HVAC | No | HVAC - Chiller (Centrifugal) | 0.025114 | 0.055408 | 0.091191 | 0.13256 | 0.16942 | 0.21122 | 0.25811 | 0.31012 | 0.3673 | 0.42959 | 0.49695 | 0.56923
SCE | GWh | Commercial | Com - Motel | HVAC | No | HVAC - Chiller (Reciprocating) | 0.0684 | 0.15093 | 0.24779 | 0.35776 | 0.48274 | 0.61849 | 0.76325 | 0.91992 | 1.0843 | 1.2615 | 1.4466 | 1.6411
SCE | GWh | Commercial | Com - Motel | HVAC | No | HVAC - Demand Controlled Ventilation | 0.13977 | 0.28995 | 0.45904 | 0.64563 | 0.84812 | 1.0614 | 1.2801 | 1.5003 | 1.7158 | 1.9247 | 2.1223 | 2.1682
SCE | GWh | Commercial | Com - Motel | HVAC | No | HVAC - EER Rated Package Rooftop AC (EER 11) | 0.031897 | 0.068624 | 0.11041 | 0.15723 | 0.20985 | 0.26761 | 0.33026 | 0.3985 | 0.47148 | 0.55033 | 0.63397 | 0.72261
SCE | GWh | Commercial | Com - Motel | HVAC | No | HVAC - EER Rated Package Rooftop HP (EER 11) | 0.019484 | 0.041635 | 0.066489 | 0.094002 | 0.094002 | 0.094002 | 0.094002 | 0.094002 | 0.094002 | 0.094002 | 0.094002 | 0.098601
SCE | GWh | Commercial | Com - Motel | HVAC | No | HVAC - Repair Duct System | 0.17974 | 0.34568 | 0.50478 | 0.65367 | 0.65367 | 0.65367 | 0.47393 | 0.30799 | 0.14889 | 0 | 0 | 0.054104
SCE | GWh | Commercial | Com - Motel | HVAC | No | HVAC - SEER Rated Package Rooftop AC (Recharge) | 0.23427 | 0.44945 | 0.65205 | 0.83929 | 0.77498 | 0.71154 | 0.64235 | 0.57079 | 0.49983 | 0.43172 | 0.36888 | 0.31672
SCE | GWh | Commercial | Com - Motel | HVAC | No | HVAC - SEER Rated Package Rooftop AC (SEER 14) | 0.18616 | 0.40839 | 0.40839 | 0.40839 | 0.40839 | 0.40839 | 0.40839 | 0.40839 | 0.40839 | 0.40839 | 0.40839 | 0.40839
SCE | GWh | Commercial | Com - Motel | HVAC | No | HVAC - SEER Rated Package Rooftop AC (SEER 15) | 0.20193 | 0.43955 | 0.56694 | 0.71095 | 0.87326 | 1.0513 | 1.2442 | 1.4539 | 1.6777 | 1.9191 | 2.1747 | 2.4454
SCE | GWh | Commercial | Com - Motel | HVAC | No | HVAC - SEER Rated Package Rooftop HP (SEER 14) | 0.020294 | 0.044337 | 0.044337 | 0.044337 | 0.044337 | 0.044337 | 0.044337 | 0.044337 | 0.044337 | 0.044337 | 0.044337 | 0.044337
SCE | GWh | Commercial | Com - Motel | HVAC | No | HVAC - SEER Rated Package Rooftop HP (SEER 15) | 0.076448 | 0.16756 | 0.21696 | 0.27332 | 0.33743 | 0.40825 | 0.48542 | 0.56987 | 0.66047 | 0.75878 | 0.86331 | 0.9745
SCE | GWh | Commercial | Com - Motel | HVAC | No | HVAC - SEER Rated Split System AC (SEER 14) | 0.1434 | 0.31253 | 0.50881 | 0.50881 | 0.50881 | 0.50881 | 0.50881 | 0.50881 | 0.50881 | 0.50881 | 0.50881 | 0.50881
SCE | GWh | Commercial | Com - Motel | HVAC | No | HVAC - SEER Rated Split System AC (SEER 15) | 0.022733 | 0.053359 | 0.07163 | 0.094185 | 0.12168 | 0.15396 | 0.19116 | 0.23406 | 0.28241 | 0.33738 | 0.39849 | 0.46629
SCE | GWh | Commercial | Com - Motel | HVAC | No | HVAC - SEER Rated Split System HP (SEER 14) | 0.11406 | 0.24933 | 0.27053 | 0.29461 | 0.32185 | 0.3518 | 0.38426 | 0.41962 | 0.45738 | 0.49818 | 0.54139 | 0.58719
SCE | GWh | Commercial | Com - Motel | HVAC | No | HVAC - SEER Rated Split System HP (SEER 15) | 0.043494 | 0.09507 | 0.1229 | 0.1545 | 0.19029 | 0.22965 | 0.27234 | 0.31889 | 0.36863 | 0.42244 | 0.47948 | 0.53999
SCE | GWh | Commercial | Com - Motel | Lighting | Yes | Lighting - LED Fixture (Replacing T8) - Emerging | 0 | 0 | 0 | 0 | 0.095724 | 0.27977 | 0.54962 | 0.91508 | 1.3669 | 1.9208 | 2.57 | 3.3196
SCE | GWh | Commercial | Com - Motel | Lighting | Yes | Lighting - LED Lamp (Basic High - Indoor) - Emerging | 0.0038154 | 0.010159 | 0.020659 | 0.0349 | 0.052456 | 0.055185 | 0.052861 | 0.047414 | 0.040342 | 0.029072 | 0.038441 | 0.04955
SCE | GWh | Commercial | Com - Motel | Lighting | Yes | Lighting - LED Lamp (Basic Low - Indoor) - Emerging | 0.012832 | 0.033616 | 0.064232 | 0.10199 | 0.1483 | 0.1567 | 0.14878 | 0.13589 | 0.12353 | 0.097832 | 0.12762 | 0.16251
SCE | GWh | Commercial | Com - Motel | Lighting | Yes | Lighting - LED Plug-In Indoor Fixture - Emerging | 0.019413 | 0.043983 | 0.074928 | 0.11279 | 0.15933 | 0.16246 | 0.16607 | 0.17054 | 0.17618 | 0.18327 | 0.19178 | 0.20187
SCE | GWh | Commercial | Com - Motel | Lighting | No | Lighting - Cold Cathode Lamp | 0.0050606 | 0.01115 | 0.017279 | 0.023472 | 0.029778 | 0.029778 | 0.029778 | 0.029778 | 0.029778 | 0.029778 | 0.029778 | 0.029778
SCE | GWh | Commercial | Com - Motel | Lighting | No | Lighting - Compact Fluorescent Fixture (Indoor) | 1.2171 | 2.4724 | 3.7681 | 5.1022 | 6.4796 | 5.2626 | 4.0072 | 2.7116 | 1.3775 | 0 | 0 | 0
SCE | GWh | Commercial | Com - Motel | Lighting | No | Lighting - Compact Fluorescent Lamp (Basic High - Indoor) | 0.30797 | 0.64741 | 1.0128 | 1.3988 | 1.8026 | 1.4946 | 1.1552 | 0.78975 | 0.40378 | 0 | 0 | 0
SCE | GWh | Commercial | Com - Motel | Lighting | No | Lighting - Compact Fluorescent Lamp (Basic Low - Indoor) | 0.69473 | 1.4406 | 2.2292 | 3.0523 | 3.9049 | 3.2101 | 2.4642 | 1.6757 | 0.85251 | 0 | 0 | 0
SCE | GWh | Commercial | Com - Motel | Lighting | No | Lighting - Exit Fixture (LED) | 0.1319 | 0.25555 | 0.38227 | 0.50269 | 0.61586 | 0.72305 | 0.71361 | 0.70454 | 0.68175 | 0.65893 | 0.63731 | 0.61614
SCE | GWh | Commercial | Com - Motel | Lighting | No | Lighting - Halogen Lamp (A-Line) | 0.031518 | 0.068173 | 0.07165 | 0.073907 | 0.077427 | 0.038515 | 0 | 0 | 0 | 0 | 0 | 0
SCE | GWh | Commercial | Com - Motel | Lighting | No | Lighting - Halogen Lamp (Reflector) | 0.0097515 | 0.020992 | 0.021311 | 0.021217 | 0.021527 | 0.02145 | 0.021772 | 0.021762 | 0.022143 | 0.022477 | 0.022895 | 0.023214
SCE | GWh | Commercial | Com - Motel | Lighting | No | Lighting - Induction Fixture (Indoor) | 0.037611 | 0.081366 | 0.1255 | 0.17009 | 0.2155 | 0.26091 | 0.30613 | 0.35175 | 0.39724 | 0.44341 | 0.4897 | 0.53641
SCE | GWh | Commercial | Com - Motel | Lighting | No | Lighting - Induction Fixture (Outdoor) | 0.011422 | 0.02685 | 0.042259 | 0.057845 | 0.073712 | 0.089581 | 0.10539 | 0.12133 | 0.13722 | 0.15336 | 0.16954 | 0.18586
SCE | GWh | Commercial | Com - Motel | Lighting | No | Lighting - Linear Fluorescent Delamping | 0.0017502 | 0.0035382 | 0.0056472 | 0.0080918 | 0.0080918 | 0 | 0 | 0 | 0 | 0 | 0 | 0
SCE | GWh | Commercial | Com - Motel | Lighting | No | Lighting - Linear Fluorescent Fixture (Low Wattage T8) | 0.28665 | 0.6255 | 1.0136 | 1.4435 | 1.9116 | 2.3992 | 2.8967 | 3.4043 | 3.9153 | 4.4345 | 4.9543 | 5.4754
SCE | GWh | Commercial | Com - Motel | Lighting | No | Lighting - Occupancy Sensor | 0 | 0 | 0 | 0 | 0 | 0 | 0 | 0 | 0 | 0 | 0.074756 | 0.15171
SCE | GWh | Commercial | Com - Motel | Lighting | No | Lighting - Plug-In Fixture (Compact Fluorescent) | 0.39345 | 0.79255 | 1.197 | 1.6037 | 2.0151 | 2.0151 | 2.0151 | 2.0151 | 2.0151 | 2.0151 | 2.0151 | 2.0151
SCE | GWh | Commercial | Com - Motel | Lighting | No | Lighting - Plug-In Fixture (Exterior) | 0.13749 | 0.31364 | 0.49003 | 0.66854 | 0.85021 | 1.0322 | 1.2139 | 1.3973 | 1.5805 | 1.7663 | 1.953 | 2.1413
SCE | GWh | Commercial | Com - Motel | Lighting | No | Lighting - Plug-In Fixture (Linear Fluorescent) | 0 | 0 | 0.64308 | 1.3436 | 2.0949 | 2.0949 | 2.0949 | 2.0949 | 2.0949 | 2.0949 | 2.0949 | 2.0949
SCE | GWh | Commercial | Com - Motel | Lighting | No | Lighting - Plug-In Fixture (PSMH with Electronic Ballast) | 0 | 0 | 0 | 0 | 0 | 0.066524 | 0.16751 | 0.27413 | 0.38316 | 0.49511 | 0.6077 | 0.72118
SCE | GWh | Commercial | Com - Motel | Lighting | No | Lighting - Plug-In Fixture (PSMH) | 0.16295 | 0.38806 | 0.61397 | 0.84307 | 1.076 | 1.2956 | 1.5002 | 1.7009 | 1.8969 | 2.0925 | 2.2858 | 2.4784
SCE | GWh | Commercial | Com - Motel | SHW | No | SHW - EF Rated Instantaneous Water Heater (Electric) | 0.00077481 | 0.0016939 | 0.0027613 | 0.0039671 | 0.0053226 | 0.0067939 | 0.0083647 | 0.010051 | 0.011821 | 0.013706 | 0.01567 | 0.017719
SCE | GWh | Commercial | Com - Motel | SHW | No | SHW - EF Rated Storage Water Heater (Electric) | 0.00062731 | 0.0013569 | 0.0013569 | 0.0013569 | 0.0013569 | 0.0013569 | 0.0013569 | 0.0013569 | 0.0013569 | 0.0013569 | 0.0013569 | 0.0013569
SCE | GWh | Commercial | Com - Motel | Service | No | HVAC - Comprehensive Rooftop Unit Quality Maintenance | 0.20447 | 0.40891 | 0.63507 | 0.88318 | 1.1527 | 1.4423 | 1.75 | 2.0726 | 2.406 | 2.7455 | 3.0858 | 3.217
SCE | GWh | Commercial | Com - Motel | Service | No | Service - HVAC Fault Detection & Diagnositics | 0.12086 | 0.28631 | 0.44922 | 0.60833 | 0.76537 | 0.91737 | 1.0638 | 1.207 | 1.3451 | 1.4816 | 1.6144 | 1.7447
SCE | GWh | Commercial | Com - Motel | Service | No | Service - Retro-Commissioning (Electric) | 0.95359 | 1.7549 | 2.4468 | 3.0432 | 3.5513 | 3.9829 | 3.3915 | 2.8902 | 2.4428 | 2.0417 | 1.6839 | 1.3683
SCE | GWh | Commercial | Com - Motel | WholeBlg | No | HVAC - Energy Management System | 0.44203 | 0.93377 | 1.3987 | 1.8338 | 2.2446 | 2.6264 | 2.9798 | 3.3251 | 3.6597 | 3.9917 | 4.3159 | 4.6354
SCE | GWh | Commercial | Com - Motel | WholeBlg | No | WholeBlg - Com NC Level 2 | 0.033763 | 0 | 0 | 0 | 0 | 0 | 0 | 0 | 0 | 0 | 0 | 0
SCE | GWh | Commercial | Com - Motel | WholeBlg | No | WholeBlg - Com NC Level 3 | 0.015991 | 0.015991 | 0.015991 | 0.015991 | 0.015991 | 0.015991 | 0.015991 | 0 | 0 | 0 | 0 | 0
SCE | GWh | Commercial | Com - Motel | WholeBlg | No | WholeBlg - Com RET Level 1 | 0.18452 | 0.43732 | 0.76342 | 1.1682 | 1.6571 | 2.2358 | 2.9097 | 3.6842 | 4.5643 | 5.5543 | 6.6575 | 7.8768
SCE | GWh | Commercial | Com - Motel | WholeBlg | No | WholeBlg - Com RET Level 2 | 0.27086 | 0.63985 | 1.1146 | 1.704 | 2.4167 | 3.2622 | 4.2496 | 5.3883 | 6.6867 | 8.1529 | 9.793 | 11.6129
SCE | GWh | Commercial | Com - Nusing Home | AppPlug | No | AppPlug - Computer Monitor | 0.0016545 | 0.0048917 | 0.0080362 | 0.01125 | 0.01125 | 0.01125 | 0.0095951 | 0.006358 | 0.0032135 | 0 | 0 | 0
SCE | GWh | Commercial | Com - Nusing Home | AppPlug | No | AppPlug - Desktop Computer (Com - Power Management) | 0.11638 | 0.24142 | 0.36456 | 0.48452 | 0.60112 | 0.71258 | 0.81807 | 0.91859 | 1.0131 | 1.1034 | 1.1887 | 1.1534
SCE | GWh | Commercial | Com - Nusing Home | AppPlug | No | AppPlug - Occupancy Sensor Plug Strip | 0.026068 | 0.055985 | 0.087433 | 0.11928 | 0.15112 | 0.1829 | 0.21366 | 0.24466 | 0.27475 | 0.27926 | 0.27862 | 0.2756
SCE | GWh | Commercial | Com - Nusing Home | AppPlug | No | AppPlug - Vending Machine Controls | 0.26757 | 0.52899 | 0.77664 | 1.0105 | 1.2318 | 1.4388 | 1.3628 | 1.2798 | 1.196 | 1.1149 | 1.0337 | 0.95613
SCE | GWh | Commercial | Com - Nusing Home | BldgEnv | No | BldgEnv - Attic Batt Insulation | 0.00015613 | 0.00030445 | 0.00044536 | 0.00057922 | 0.00057922 | 0.00057922 | 0.00057922 | 0.00042309 | 0.00027477 | 0.00013386 | 0 | 0
SCE | GWh | Commercial | Com - Nusing Home | BldgEnv | No | BldgEnv - Wall Spray On Insulation | 0.010322 | 0.020128 | 0.029443 | 0.038293 | 0.0467 | 0.054687 | 0.062275 | 0.059161 | 0.056203 | 0.053393 | 0.050723 | 0.048187
SCE | GWh | Commercial | Com - Nusing Home | BldgEnv | No | BldgEnv - Window Film | 0.60297 | 1.1886 | 1.813 | 2.4849 | 3.2043 | 3.9652 | 4.7535 | 5.5584 | 6.3639 | 7.16 | 7.9296 | 8.0558
SCE | GWh | Commercial | Com - Nusing Home | FoodServ | No | FoodServ - Electric Steamer | 0.017117 | 0.034823 | 0.053136 | 0.071923 | 0.091323 | 0.11102 | 0.13092 | 0.15126 | 0.1718 | 0.19287 | 0.21423 | 0.23599
SCE | GWh | Commercial | Com - Nusing Home | FoodServ | No | FoodServ - Oven (Electric) | 0.0068941 | 0.013995 | 0.021306 | 0.028772 | 0.03645 | 0.044216 | 0.052035 | 0.059994 | 0.068009 | 0.076204 | 0.084488 | 0.092906
SCE | GWh | Commercial | Com - Nusing Home | HVAC | Yes | HVAC - Advanced Package Rooftop AC (> EER 12) - Emerging | 0 | 0 | 0.0012268 | 0.0043763 | 0.010022 | 0.018675 | 0.030777 | 0.046756 | 0.067062 | 0.092139 | 0.12243 | 0.15838
SCE | GWh | Commercial | Com - Nusing Home | HVAC | No | HVAC - Chiller (Centrifugal) | 0.042976 | 0.094687 | 0.15566 | 0.22622 | 0.29647 | 0.37607 | 0.46521 | 0.56394 | 0.67233 | 0.79019 | 0.91742 | 1.0537
SCE | GWh | Commercial | Com - Nusing Home | HVAC | No | HVAC - Chiller (Reciprocating) | 0.037246 | 0.0824 | 0.1359 | 0.19778 | 0.26896 | 0.34853 | 0.4362 | 0.53305 | 0.63792 | 0.75245 | 0.87513 | 1.0064
SCE | GWh | Commercial | Com - Nusing Home | HVAC | No | HVAC - Demand Controlled Ventilation | 0.36952 | 0.76649 | 1.2136 | 1.707 | 2.2424 | 2.8063 | 3.3844 | 3.9665 | 4.5356 | 5.0872 | 5.6088 | 5.729
SCE | GWh | Commercial | Com - Nusing Home | HVAC | No | HVAC - EER Rated Package Rooftop AC (EER 11) | 0.043087 | 0.092465 | 0.14846 | 0.2111 | 0.26387 | 0.34032 | 0.42336 | 0.5138 | 0.6107 | 0.71532 | 0.8264 | 0.94426
SCE | GWh | Commercial | Com - Nusing Home | HVAC | No | HVAC - EER Rated Package Rooftop HP (EER 11) | 0.022631 | 0.048396 | 0.077338 | 0.10939 | 0.10939 | 0.10939 | 0.10939 | 0.10939 | 0.10939 | 0.10939 | 0.10939 | 0.10939
SCE | GWh | Commercial | Com - Nusing Home | HVAC | No | HVAC - Repair Duct System | 0.22321 | 0.4288 | 0.62541 | 0.80905 | 0.80905 | 0.80905 | 0.58584 | 0.38025 | 0.18364 | 0 | 0 | 0
SCE | GWh | Commercial | Com - Nusing Home | HVAC | No | HVAC - SEER Rated Package Rooftop AC (Recharge) | 0.32038 | 0.61481 | 0.89207 | 1.1485 | 0.82813 | 0.5337 | 0.25644 | 0 | 0 | 0.12929 | 0.24459 | 0.34036
SCE | GWh | Commercial | Com - Nusing Home | HVAC | No | HVAC - SEER Rated Package Rooftop AC (SEER 14) | 0.33027 | 0.72471 | 0.72471 | 0.72471 | 0.72471 | 0.72471 | 0.72471 | 0.72471 | 0.72471 | 0.72471 | 0.72471 | 0.72471
SCE | GWh | Commercial | Com - Nusing Home | HVAC | No | HVAC - SEER Rated Package Rooftop AC (SEER 15) | 0.30903 | 0.67213 | 0.86655 | 1.0861 | 1.3332 | 1.6041 | 1.8973 | 2.2159 | 2.5557 | 2.9219 | 3.3094 | 3.7196
SCE | GWh | Commercial | Com - Nusing Home | HVAC | No | HVAC - SEER Rated Package Rooftop HP (SEER 14) | 0.032691 | 0.071357 | 0.071357 | 0.071357 | 0.071357 | 0.071357 | 0.071357 | 0.071357 | 0.071357 | 0.071357 | 0.071357 | 0.071357
SCE | GWh | Commercial | Com - Nusing Home | HVAC | No | HVAC - SEER Rated Package Rooftop HP (SEER 15) | 0.12403 | 0.27122 | 0.3507 | 0.44111 | 0.54359 | 0.65655 | 0.77939 | 0.91349 | 1.0571 | 1.2124 | 1.3773 | 1.5524
SCE | GWh | Commercial | Com - Nusing Home | HVAC | No | HVAC - SEER Rated Split System AC (SEER 14) | 0.27198 | 0.59328 | 0.96675 | 0.96675 | 0.96675 | 0.96675 | 0.96675 | 0.96675 | 0.96675 | 0.96675 | 0.96675 | 0.96675
SCE | GWh | Commercial | Com - Nusing Home | HVAC | No | HVAC - SEER Rated Split System AC (SEER 15) | 0.037263 | 0.08747 | 0.11742 | 0.15438 | 0.19942 | 0.25229 | 0.31319 | 0.3834 | 0.4625 | 0.55238 | 0.65225 | 0.76301
SCE | GWh | Commercial | Com - Nusing Home | HVAC | No | HVAC - SEER Rated Split System HP (SEER 14) | 0.19498 | 0.42599 | 0.46217 | 0.50318 | 0.54956 | 0.60045 | 0.65553 | 0.71547 | 0.77937 | 0.84837 | 0.92138 | 0.99868
SCE | GWh | Commercial | Com - Nusing Home | HVAC | No | HVAC - SEER Rated Split System HP (SEER 15) | 0.067389 | 0.14719 | 0.19018 | 0.23888 | 0.29396 | 0.35436 | 0.41966 | 0.49074 | 0.56647 | 0.64828 | 0.73483 | 0.82649
SCE | GWh | Commercial | Com - Nusing Home | HVAC | No | HVAC - Thermostat | 0.96026 | 1.9916 | 3.028 | 4.0464 | 5.0342 | 5.9512 | 6.7924 | 7.5691 | 8.2749 | 8.9315 | 9.5382 | 10.129
SCE | GWh | Commercial | Com - Nusing Home | Lighting | Yes | Lighting - LED Fixture (Replacing T8) - Emerging | 0.090158 | 0.22581 | 0.43035 | 0.72487 | 1.1373 | 1.6903 | 2.4044 | 3.3204 | 4.4436 | 5.8213 | 7.4547 | 9.3648
SCE | GWh | Commercial | Com - Nusing Home | Lighting | Yes | Lighting - LED Lamp (Basic High - Indoor) - Emerging | 0.0046172 | 0.011855 | 0.022297 | 0.034971 | 0.050189 | 0.052479 | 0.048782 | 0.042602 | 0.034733 | 0.020289 | 0.023894 | 0.028217
SCE | GWh | Commercial | Com - Nusing Home | Lighting | Yes | Lighting - LED Lamp (Basic Low - Indoor) - Emerging | 0.052729 | 0.1384 | 0.23725 | 0.35034 | 0.52487 | 0.56619 | 0.55083 | 0.54155 | 0.53772 | 0.44837 | 0.56582 | 0.70126
SCE | GWh | Commercial | Com - Nusing Home | Lighting | Yes | Lighting - LED Plug-In Indoor Fixture - Emerging | 0.062676 | 0.14264 | 0.24263 | 0.3633 | 0.50899 | 0.51859 | 0.52951 | 0.54339 | 0.56078 | 0.58231 | 0.60783 | 0.63767
SCE | GWh | Commercial | Com - Nusing Home | Lighting | No | Lighting - Cold Cathode Lamp | 0.034844 | 0.070951 | 0.10834 | 0.14685 | 0.18667 | 0.18667 | 0.18667 | 0.18667 | 0.15182 | 0.11572 | 0.078326 | 0.039818
SCE | GWh | Commercial | Com - Nusing Home | Lighting | No | Lighting - Compact Fluorescent Fixture (Indoor) | 3.1865 | 6.5523 | 10.1035 | 13.8311 | 17.7469 | 14.5604 | 11.1946 | 7.6434 | 3.9158 | 0 | 0 | 0
SCE | GWh | Commercial | Com - Nusing Home | Lighting | No | Lighting - Compact Fluorescent Lamp (Basic High - Indoor) | 0.097489 | 0.21143 | 0.34035 | 0.48282 | 0.63741 | 0.53992 | 0.42597 | 0.29706 | 0.15458 | 0 | 0 | 0
SCE | GWh | Commercial | Com - Nusing Home | Lighting | No | Lighting - Compact Fluorescent Lamp (Basic Low - Indoor) | 3.4624 | 6.9595 | 10.5078 | 14.0971 | 17.6714 | 14.2091 | 10.7119 | 7.1637 | 3.5743 | 0 | 0 | 0
SCE | GWh | Commercial | Com - Nusing Home | Lighting | No | Lighting - Exit Fixture (LED) | 0.12399 | 0.24023 | 0.36254 | 0.47909 | 0.58895 | 0.69335 | 0.6881 | 0.68326 | 0.66249 | 0.63933 | 0.61714 | 0.59516
SCE | GWh | Commercial | Com - Nusing Home | Lighting | No | Lighting - Halogen Lamp (A-Line) | 0.033194 | 0.072037 | 0.075616 | 0.077938 | 0.081593 | 0.040428 | 0 | 0 | 0 | 0 | 0 | 0
SCE | GWh | Commercial | Com - Nusing Home | Lighting | No | Lighting - Halogen Lamp (Reflector) | 0.010093 | 0.021797 | 0.022142 | 0.022066 | 0.022391 | 0.022318 | 0.02266 | 0.02266 | 0.023008 | 0.023218 | 0.023707 | 0.024085
SCE | GWh | Commercial | Com - Nusing Home | Lighting | No | Lighting - High Bay HID to T5 | 0.0077849 | 0.016103 | 0.025325 | 0.035419 | 0.046374 | 0.065549 | 0.085861 | 0.10764 | 0.13065 | 0.15492 | 0.18007 | 0.20594
SCE | GWh | Commercial | Com - Nusing Home | Lighting | No | Lighting - Induction Fixture (Indoor) | 0.049278 | 0.099713 | 0.15138 | 0.20388 | 0.25771 | 0.31193 | 0.36629 | 0.4215 | 0.47691 | 0.53355 | 0.59069 | 0.6487
SCE | GWh | Commercial | Com - Nusing Home | Lighting | No | Lighting - Induction Fixture (Outdoor) | 0.012016 | 0.028244 | 0.044452 | 0.060847 | 0.077536 | 0.094229 | 0.11085 | 0.12762 | 0.14434 | 0.16131 | 0.17833 | 0.1955
SCE | GWh | Commercial | Com - Nusing Home | Lighting | No | Lighting - Linear Fluorescent Delamping | 0.022339 | 0.045 | 0.072336 | 0.10446 | 0.10446 | 0 | 0 | 0 | 0 | 0 | 0 | 0
SCE | GWh | Commercial | Com - Nusing Home | Lighting | No | Lighting - Linear Fluorescent Fixture (Low Wattage T8) | 0.31554 | 0.70822 | 1.1793 | 1.7256 | 2.3508 | 3.0408 | 3.7869 | 4.5909 | 5.4375 | 6.3331 | 7.2592 | 8.2128
SCE | GWh | Commercial | Com - Nusing Home | Lighting | No | Lighting - Low Bay HID to T5 | 0.0002067 | 0.00043278 | 0.00068163 | 0.00095232 | 0.0012446 | 0.0016326 | 0.0020434 | 0.0024778 | 0.0029306 | 0.0034028 | 0.0038872 | 0.0043817
SCE | GWh | Commercial | Com - Nusing Home | Lighting | No | Lighting - Plug-In Fixture (Compact Fluorescent) | 1.0595 | 2.13 | 3.2102 | 4.2918 | 5.3808 | 5.3808 | 5.3808 | 5.3808 | 5.3808 | 5.3808 | 5.3808 | 5.3808
SCE | GWh | Commercial | Com - Nusing Home | Lighting | No | Lighting - Plug-In Fixture (Exterior) | 0.14463 | 0.32992 | 0.51546 | 0.70323 | 0.89432 | 1.0858 | 1.2769 | 1.4698 | 1.6625 | 1.858 | 2.0543 | 2.2524
SCE | GWh | Commercial | Com - Nusing Home | Lighting | No | Lighting - Plug-In Fixture (Induction) | 0 | 0 | 0 | 0.0958 | 0.25266 | 0.43131 | 0.62363 | 0.8278 | 1.0379 | 1.257 | 1.4805 | 1.7094
SCE | GWh | Commercial | Com - Nusing Home | Lighting | No | Lighting - Plug-In Fixture (Linear Fluorescent) | 1.7911 | 3.7082 | 5.735 | 7.8427 | 10.0366 | 10.0366 | 10.0366 | 10.0366 | 10.0366 | 10.0366 | 10.0366 | 10.0366
SCE | GWh | Commercial | Com - Nusing Home | Lighting | No | Lighting - Plug-In Fixture (PSMH with Electronic Ballast) | 0.25678 | 0.56431 | 0.87322 | 1.1488 | 1.4056 | 1.6496 | 1.8837 | 2.1139 | 2.3392 | 2.5646 | 2.7882 | 3.0116
SCE | GWh | Commercial | Com - Nusing Home | Lighting | No | Lighting - Plug-In Fixture (PSMH) | 0.34184 | 0.69733 | 1.0548 | 1.4057 | 1.7513 | 2.0715 | 2.3731 | 2.6646 | 2.9461 | 3.2238 | 3.4961 | 3.7654
SCE | GWh | Commercial | Com - Nusing Home | SHW | No | SHW - EF Rated Instantaneous Water Heater (Electric) | 0.0019066 | 0.0041659 | 0.0067866 | 0.0097442 | 0.013066 | 0.016669 | 0.020512 | 0.024637 | 0.028963 | 0.033568 | 0.038362 | 0.043365
SCE | GWh | Commercial | Com - Nusing Home | SHW | No | SHW - EF Rated Storage Water Heater (Electric) | 0.0015319 | 0.0033122 | 0.0033122 | 0.0033122 | 0.0033122 | 0.0033122 | 0.0033122 | 0.0033122 | 0.0033122 | 0.0033122 | 0.0033122 | 0.0033122
SCE | GWh | Commercial | Com - Nusing Home | Service | No | HVAC - Comprehensive Rooftop Unit Quality Maintenance | 0.21507 | 0.43012 | 0.66801 | 0.92899 | 1.2125 | 1.5172 | 1.8408 | 2.1801 | 2.5307 | 2.8879 | 3.2458 | 3.3838
SCE | GWh | Commercial | Com - Nusing Home | Service | No | Service - HVAC Fault Detection & Diagnositics | 0.12713 | 0.30116 | 0.47252 | 0.63988 | 0.80507 | 0.96495 | 1.1189 | 1.2696 | 1.4149 | 1.5585 | 1.6981 | 1.8352
SCE | GWh | Commercial | Com - Nusing Home | Service | No | Service - Retro-Commissioning (Electric) | 1.0031 | 1.8459 | 2.5737 | 3.201 | 3.7355 | 4.1894 | 3.5674 | 3.0401 | 2.5695 | 2.1476 | 1.7712 | 1.4393
SCE | GWh | Commercial | Com - Nusing Home | WholeBlg | No | HVAC - Energy Management System | 0.46496 | 0.9822 | 1.4712 | 1.9289 | 2.361 | 2.7626 | 3.1344 | 3.4976 | 3.8495 | 4.1988 | 4.5398 | 4.8758
SCE | GWh | Commercial | Com - Nusing Home | WholeBlg | No | WholeBlg - Com NC Level 2 | 0.035448 | 0 | 0 | 0 | 0 | 0 | 0 | 0 | 0 | 0 | 0 | 0
SCE | GWh | Commercial | Com - Nusing Home | WholeBlg | No | WholeBlg - Com NC Level 3 | 0.017132 | 0.017132 | 0.017132 | 0.017132 | 0.017132 | 0.017132 | 0.017132 | 0 | 0 | 0 | 0 | 0
SCE | GWh | Commercial | Com - Nusing Home | WholeBlg | No | WholeBlg - Com RET Level 1 | 0.24297 | 0.57563 | 1.0045 | 1.5368 | 2.1796 | 2.9405 | 3.8265 | 4.845 | 6.0022 | 7.3042 | 8.7554 | 10.3634
SCE | GWh | Commercial | Com - Nusing Home | WholeBlg | No | WholeBlg - Com RET Level 2 | 0.41166 | 0.97282 | 1.6955 | 2.5936 | 3.6807 | 4.9719 | 6.4813 | 8.2239 | 10.2125 | 12.4604 | 14.977 | 17.7671
SCE | GWh | Commercial | Com - Office (Large) | AppPlug | No | AppPlug - Computer Monitor | 0.012082 | 0.03572 | 0.058682 | 0.082148 | 0.082148 | 0.082148 | 0.070066 | 0.046428 | 0.023466 | 0 | 0 | 0
SCE | GWh | Commercial | Com - Office (Large) | AppPlug | No | AppPlug - Desktop Computer (Com - Power Management) | 1.0308 | 2.139 | 3.2419 | 4.3256 | 5.3854 | 6.4033 | 7.3696 | 8.2912 | 9.1577 | 9.9851 | 10.7643 | 10.4732
SCE | GWh | Commercial | Com - Office (Large) | AppPlug | No | AppPlug - Occupancy Sensor Plug Strip | 0.19036 | 0.40882 | 0.63846 | 0.87104 | 1.1035 | 1.3356 | 1.5602 | 1.7866 | 2.0063 | 2.0392 | 2.0345 | 2.0125
SCE | GWh | Commercial | Com - Office (Large) | AppPlug | No | AppPlug - Vending Machine Controls | 2.0081 | 3.9701 | 5.8288 | 7.5839 | 9.245 | 10.7982 | 10.2278 | 9.6052 | 8.976 | 8.3673 | 7.7579 | 7.1759
SCE | GWh | Commercial | Com - Office (Large) | BldgEnv | No | BldgEnv - Attic Batt Insulation | 0.0083449 | 0.016272 | 0.023804 | 0.030958 | 0.030958 | 0.030958 | 0.030958 | 0.022614 | 0.014686 | 0.0071547 | 0 | 0
SCE | GWh | Commercial | Com - Office (Large) | BldgEnv | No | BldgEnv - Wall Spray On Insulation | 0.075962 | 0.14813 | 0.21668 | 0.28181 | 0.34368 | 0.40246 | 0.4583 | 0.43538 | 0.41361 | 0.39293 | 0.37329 | 0.35462
SCE | GWh | Commercial | Com - Office (Large) | BldgEnv | No | BldgEnv - Window Film | 0.68858 | 1.3083 | 2.0212 | 2.8861 | 3.9089 | 5.0846 | 6.3829 | 7.8094 | 9.3423 | 10.9947 | 12.7222 | 13.8009
SCE | GWh | Commercial | Com - Office (Large) | FoodServ | No | FoodServ - Electric Steamer | 0.073526 | 0.14958 | 0.22824 | 0.30894 | 0.39228 | 0.47688 | 0.56238 | 0.64972 | 0.73795 | 0.82846 | 0.92021 | 1.0137
SCE | GWh | Commercial | Com - Office (Large) | FoodServ | No | FoodServ - Oven (Electric) | 0.031464 | 0.063871 | 0.097239 | 0.13132 | 0.16636 | 0.2018 | 0.23748 | 0.27381 | 0.31039 | 0.34779 | 0.3856 | 0.42402
SCE | GWh | Commercial | Com - Office (Large) | HVAC | No | HVAC - Chiller (Centrifugal) | 0.25855 | 0.57261 | 0.94655 | 1.3837 | 1.8252 | 2.3306 | 2.9026 | 3.5432 | 4.254 | 5.0354 | 5.8879 | 6.8107
SCE | GWh | Commercial | Com - Office (Large) | HVAC | No | HVAC - Chiller (Reciprocating) | 0.31598 | 0.6994 | 1.1542 | 1.6808 | 2.2872 | 2.9663 | 3.7159 | 4.545 | 5.4444 | 6.4279 | 7.483 | 8.613
SCE | GWh | Commercial | Com - Office (Large) | HVAC | No | HVAC - Demand Controlled Ventilation | 0.77867 | 1.6158 | 2.5577 | 3.5969 | 4.7244 | 5.9123 | 7.1309 | 8.3596 | 9.5625 | 10.7307 | 11.8373 | 12.0996
SCE | GWh | Commercial | Com - Office (Large) | HVAC | No | HVAC - EER Rated Package Rooftop AC (EER 11) | 0.21218 | 0.456 | 0.73297 | 1.0429 | 1.3902 | 1.7702 | 2.1812 | 2.6278 | 3.1045 | 3.619 | 4.164 | 4.7416
SCE | GWh | Commercial | Com - Office (Large) | HVAC | No | HVAC - EER Rated Package Rooftop HP (EER 11) | 0.1447 | 0.30966 | 0.49518 | 0.701 | 0.701 | 0.701 | 0.701 | 0.701 | 0.701 | 0.701 | 0.701 | 0.701
SCE | GWh | Commercial | Com - Office (Large) | HVAC | No | HVAC - Repair Duct System | 1.5797 | 3.0455 | 4.4591 | 5.7884 | 5.7884 | 5.7884 | 4.2087 | 2.7429 | 1.3292 | 0 | 0 | 0
SCE | GWh | Commercial | Com - Office (Large) | HVAC | No | HVAC - SEER Rated Package Rooftop AC (Recharge) | 2.3021 | 4.4235 | 6.4263 | 8.2829 | 7.6687 | 7.0583 | 6.3871 | 5.6877 | 4.9924 | 4.3222 | 3.6924 | 3.1664
SCE | GWh | Commercial | Com - Office (Large) | HVAC | No | HVAC - SEER Rated Package Rooftop AC (SEER 14) | 0.85976 | 1.8814 | 1.8814 | 1.8814 | 1.8814 | 1.8814 | 1.8814 | 1.8814 | 1.8814 | 1.8814 | 1.8814 | 1.8814
SCE | GWh | Commercial | Com - Office (Large) | HVAC | No | HVAC - SEER Rated Package Rooftop AC (SEER 15) | 1.0662 | 2.3204 | 2.9925 | 3.7516 | 4.6067 | 5.5439 | 6.5577 | 7.6593 | 8.8339 | 10.1002 | 11.44 | 12.8582
SCE | GWh | Commercial | Com - Office (Large) | HVAC | No | HVAC - SEER Rated Package Rooftop HP (SEER 14) | 0.11524 | 0.25168 | 0.25168 | 0.25168 | 0.25168 | 0.25168 | 0.25168 | 0.25168 | 0.25168 | 0.25168 | 0.25168 | 0.25168
SCE | GWh | Commercial | Com - Office (Large) | HVAC | No | HVAC - SEER Rated Package Rooftop HP (SEER 15) | 0.42363 | 0.92587 | 1.1967 | 1.504 | 1.8519 | 2.2339 | 2.6477 | 3.0986 | 3.5797 | 4.0998 | 4.6505 | 5.2342
SCE | GWh | Commercial | Com - Office (Large) | HVAC | No | HVAC - SEER Rated Split System AC (SEER 14) | 0.59465 | 1.2914 | 2.0949 | 2.0949 | 2.0949 | 2.0949 | 2.0949 | 2.0949 | 2.0949 | 2.0949 | 2.0949 | 2.0949
SCE | GWh | Commercial | Com - Office (Large) | HVAC | No | HVAC - SEER Rated Split System AC (SEER 15) | 0.11057 | 0.25968 | 0.34868 | 0.45852 | 0.5924 | 0.74946 | 0.93023 | 1.1386 | 1.3732 | 1.6399 | 1.9361 | 2.2647
SCE | GWh | Commercial | Com - Office (Large) | HVAC | No | HVAC - SEER Rated Split System HP (SEER 14) | 0.57427 | 1.2535 | 1.3597 | 1.48 | 1.6159 | 1.7649 | 1.9262 | 2.1016 | 2.2886 | 2.4904 | 2.7038 | 2.9296
SCE | GWh | Commercial | Com - Office (Large) | HVAC | No | HVAC - SEER Rated Split System HP (SEER 15) | 0.23315 | 0.50877 | 0.65704 | 0.82495 | 1.0146 | 1.2228 | 1.448 | 1.6931 | 1.9545 | 2.2366 | 2.5351 | 2.8512
SCE | GWh | Commercial | Com - Office (Large) | HVAC | No | HVAC - Thermostat | 6.0993 | 12.6439 | 19.0976 | 25.3259 | 31.2824 | 36.8261 | 41.9262 | 46.653 | 50.9757 | 55.0166 | 58.8437 | 62.5718
SCE | GWh | Commercial | Com - Office (Large) | Lighting | Yes | Lighting - LED Fixture (Replacing T8) - Emerging | 0 | 0.44852 | 1.458 | 3.1867 | 5.8203 | 9.4918 | 14.3159 | 20.5774 | 28.2476 | 37.6522 | 48.7429 | 61.65
SCE | GWh | Commercial | Com - Office (Large) | Lighting | Yes | Lighting - LED Lamp (Basic High - Indoor) - Emerging | 0.076573 | 0.20311 | 0.37127 | 0.56141 | 0.86827 | 0.92736 | 0.89848 | 0.85814 | 0.82405 | 0.63932 | 0.80956 | 1.0028
SCE | GWh | Commercial | Com - Office (Large) | Lighting | Yes | Lighting - LED Lamp (Basic Low - Indoor) - Emerging | 0.15757 | 0.39739 | 0.68845 | 1.0237 | 1.4094 | 1.4756 | 1.3684 | 1.2675 | 1.1755 | 0.93052 | 1.1791 | 1.4662
SCE | GWh | Commercial | Com - Office (Large) | Lighting | Yes | Lighting - LED Plug-In Indoor Fixture - Emerging | 0.51231 | 1.1671 | 1.9856 | 2.9724 | 4.1623 | 4.2406 | 4.3293 | 4.4425 | 4.5837 | 4.7581 | 4.9642 | 5.2047
SCE | GWh | Commercial | Com - Office (Large) | Lighting | No | Lighting - Cold Cathode Lamp | 0.19031 | 0.38507 | 0.58509 | 0.78991 | 1.0009 | 1.0009 | 1.0009 | 1.0009 | 0.81055 | 0.6158 | 0.41577 | 0.21096
SCE | GWh | Commercial | Com - Office (Large) | Lighting | No | Lighting - Compact Fluorescent Fixture (Indoor) | 16.2052 | 33.3013 | 51.3178 | 70.2079 | 90.0336 | 73.8284 | 56.7323 | 38.7158 | 19.8257 | 0 | 0 | 0
SCE | GWh | Commercial | Com - Office (Large) | Lighting | No | Lighting - Compact Fluorescent Lamp (Basic High - Indoor) | 6.9211 | 13.9262 | 21.0223 | 28.2045 | 35.3516 | 28.4305 | 21.4254 | 14.3293 | 7.1471 | 0 | 0 | 0
SCE | GWh | Commercial | Com - Office (Large) | Lighting | No | Lighting - Compact Fluorescent Lamp (Basic Low - Indoor) | 7.6041 | 15.273 | 23.0325 | 30.8666 | 38.7973 | 31.1932 | 23.5243 | 15.7648 | 7.9307 | 0 | 0 | 0
SCE | GWh | Commercial | Com - Office (Large) | Lighting | No | Lighting - Exit Fixture (LED) | 1.0247 | 1.9854 | 2.9673 | 3.9001 | 4.7765 | 5.6063 | 5.53 | 5.4565 | 5.2798 | 5.104 | 4.9376 | 4.7749
SCE | GWh | Commercial | Com - Office (Large) | Lighting | No | Lighting - Halogen Lamp (A-Line) | 0.24287 | 0.52991 | 0.55508 | 0.57142 | 0.59748 | 0.29409 | 0 | 0 | 0 | 0 | 0 | 0
SCE | GWh | Commercial | Com - Office (Large) | Lighting | No | Lighting - Halogen Lamp (Reflector) | 0.071771 | 0.15582 | 0.15845 | 0.15818 | 0.16051 | 0.16007 | 0.16259 | 0.1627 | 0.16523 | 0.16578 | 0.16891 | 0.17165
SCE | GWh | Commercial | Com - Office (Large) | Lighting | No | Lighting - High Bay HID to T5 | 0 | 0 | 0.061602 | 0.12181 | 0.18128 | 0.23889 | 0.29442 | 0.40793 | 0.51823 | 0.62724 | 0.73309 | 0.83607
SCE | GWh | Commercial | Com - Office (Large) | Lighting | No | Lighting - Induction Fixture (Indoor) | 0.34363 | 0.70186 | 1.075 | 1.4598 | 1.8596 | 2.2669 | 2.6794 | 3.1021 | 3.5298 | 3.9701 | 4.4171 | 4.8734
SCE | GWh | Commercial | Com - Office (Large) | Lighting | No | Lighting - Induction Fixture (Outdoor) | 0.087745 | 0.20625 | 0.32461 | 0.44432 | 0.5662 | 0.68809 | 0.80949 | 0.93194 | 1.054 | 1.178 | 1.3022 | 1.4276
SCE | GWh | Commercial | Com - Office (Large) | Lighting | No | Lighting - Linear Fluorescent Delamping | 0.037901 | 0.076401 | 0.12255 | 0.17656 | 0.17656 | 0 | 0 | 0 | 0 | 0 | 0 | 0
SCE | GWh | Commercial | Com - Office (Large) | Lighting | No | Lighting - Linear Fluorescent Fixture (Low Wattage T8) | 3.8537 | 8.5479 | 14.0255 | 20.1838 | 27.0138 | 34.3174 | 41.9754 | 49.9879 | 58.1933 | 66.6531 | 75.2033 | 83.834
SCE | GWh | Commercial | Com - Office (Large) | Lighting | No | Lighting - Low Bay HID to T5 | 0 | 0 | 0 | 0 | 0 | 0 | 0 | 0.050186 | 0.15474 | 0.25855 | 0.35477 | 0.44918
SCE | GWh | Commercial | Com - Office (Large) | Lighting | No | Lighting - Occupancy Sensor | 0 | 0 | 0 | 0 | 0 | 0 | 0 | 0 | 0 | 0 | 0 | 0.13524
SCE | GWh | Commercial | Com - Office (Large) | Lighting | No | Lighting - Plug-In Fixture (Compact Fluorescent) | 8.4127 | 16.9083 | 25.4753 | 34.0468 | 42.6724 | 42.6724 | 42.6724 | 42.6724 | 42.6724 | 42.6724 | 42.6724 | 42.6724
SCE | GWh | Commercial | Com - Office (Large) | Lighting | No | Lighting - Plug-In Fixture (Exterior) | 1.0562 | 2.4092 | 3.7641 | 5.1353 | 6.5307 | 7.9288 | 9.3244 | 10.7327 | 12.1398 | 13.5675 | 15.0009 | 16.4477
SCE | GWh | Commercial | Com - Office (Large) | Lighting | No | Lighting - Plug-In Fixture (Induction) | 0 | 0 | 0 | 0 | 0 | 0 | 0.21687 | 0.48997 | 1.2136 | 2.0334 | 2.9298 | 3.8891
SCE | GWh | Commercial | Com - Office (Large) | Lighting | No | Lighting - Plug-In Fixture (Linear Fluorescent) | 14.4542 | 30.0303 | 46.5696 | 63.8173 | 81.8103 | 81.8103 | 81.8103 | 81.8103 | 81.8103 | 81.8103 | 81.8103 | 81.8103
SCE | GWh | Commercial | Com - Office (Large) | Lighting | No | Lighting - Plug-In Fixture (PSMH with Electronic Ballast) | 1.3224 | 2.9486 | 4.579 | 6.213 | 7.862 | 9.4952 | 11.0606 | 12.5738 | 13.8763 | 15.1226 | 16.3336 | 17.5256
SCE | GWh | Commercial | Com - Office (Large) | Lighting | No | Lighting - Plug-In Fixture (PSMH) | 1.7752 | 3.715 | 5.6665 | 7.6256 | 9.6047 | 11.5615 | 13.431 | 15.257 | 17.0199 | 18.7316 | 20.3477 | 21.9052
SCE | GWh | Commercial | Com - Office (Large) | SHW | No | SHW - EF Rated Instantaneous Water Heater (Electric) | 0.0021539 | 0.0046875 | 0.0076027 | 0.010865 | 0.0145 | 0.018415 | 0.022566 | 0.026996 | 0.03162 | 0.036519 | 0.041599 | 0.046882
SCE | GWh | Commercial | Com - Office (Large) | SHW | No | SHW - EF Rated Storage Water Heater (Electric) | 0.0019635 | 0.0042333 | 0.0042333 | 0.0042333 | 0.0042333 | 0.0042333 | 0.0042333 | 0.0042333 | 0.0042333 | 0.0042333 | 0.0042333 | 0.0042333
SCE | GWh | Commercial | Com - Office (Large) | Service | No | HVAC - Comprehensive Rooftop Unit Quality Maintenance | 1.5705 | 3.1409 | 4.878 | 6.7838 | 8.8537 | 11.0787 | 13.442 | 15.9194 | 18.4802 | 21.0881 | 23.7017 | 24.7096
SCE | GWh | Commercial | Com - Office (Large) | Service | No | Service - HVAC Fault Detection & Diagnositics | 0.92833 | 2.1992 | 3.4505 | 4.6726 | 5.8788 | 7.0464 | 8.1707 | 9.2708 | 10.332 | 11.3803 | 12.4001 | 13.4013
SCE | GWh | Commercial | Com - Office (Large) | Service | No | Service - Retro-Commissioning (Electric) | 7.3246 | 13.4793 | 18.7942 | 23.3749 | 27.2776 | 30.5925 | 26.0503 | 22.1999 | 18.763 | 15.6824 | 12.9341 | 10.5101
SCE | GWh | Commercial | Com - Office (Large) | WholeBlg | No | HVAC - Energy Management System | 3.3952 | 7.1723 | 10.7435 | 14.0857 | 17.2411 | 20.1735 | 22.8881 | 25.5405 | 28.1101 | 30.6606 | 33.1506 | 35.6045
SCE | GWh | Commercial | Com - Office (Large) | WholeBlg | No | WholeBlg - Com NC Level 2 | 0.25895 | 0 | 0 | 0 | 0 | 0 | 0 | 0 | 0 | 0 | 0 | 0
SCE | GWh | Commercial | Com - Office (Large) | WholeBlg | No | WholeBlg - Com NC Level 3 | 0.12467 | 0.12467 | 0.12467 | 0.12467 | 0.12467 | 0.12467 | 0.12467 | 0 | 0 | 0 | 0 | 0
SCE | GWh | Commercial | Com - Office (Large) | WholeBlg | No | WholeBlg - Com RET Level 1 | 1.2554 | 2.9768 | 5.199 | 7.9597 | 11.2968 | 15.2502 | 19.8579 | 25.1577 | 31.1835 | 37.9669 | 45.5322 | 53.8992
SCE | GWh | Commercial | Com - Office (Large) | WholeBlg | No | WholeBlg - Com RET Level 2 | 2.2857 | 5.4028 | 9.4192 | 14.4138 | 20.4625 | 27.6514 | 36.06 | 45.7732 | 56.8638 | 69.4073 | 83.4573 | 99.0674
SCE | GWh | Commercial | Com - Office (Small) | AppPlug | No | AppPlug - Computer Monitor | 0.0033221 | 0.0098219 | 0.016136 | 0.022588 | 0.022588 | 0.022588 | 0.019266 | 0.012766 | 0.0064523 | 0 | 0 | 0
SCE | GWh | Commercial | Com - Office (Small) | AppPlug | No | AppPlug - Desktop Computer (Com - Power Management) | 0.28343 | 0.58816 | 0.89143 | 1.1894 | 1.4808 | 1.7607 | 2.0264 | 2.2798 | 2.5181 | 2.7456 | 2.9598 | 2.8798
SCE | GWh | Commercial | Com - Office (Small) | AppPlug | No | AppPlug - Occupancy Sensor Plug Strip | 0.052342 | 0.11241 | 0.17556 | 0.23951 | 0.30344 | 0.36723 | 0.42901 | 0.49124 | 0.55167 | 0.56072 | 0.55943 | 0.55337
SCE | GWh | Commercial | Com - Office (Small) | AppPlug | No | AppPlug - Vending Machine Controls | 0.61187 | 1.2097 | 1.776 | 2.3108 | 2.8169 | 3.2901 | 3.1163 | 2.9266 | 2.7349 | 2.5494 | 2.3638 | 2.1864
SCE | GWh | Commercial | Com - Office (Small) | BldgEnv | No | BldgEnv - Attic Batt Insulation | 0.001198 | 0.0023361 | 0.0034173 | 0.0044445 | 0.0044445 | 0.0044445 | 0.0044445 | 0.0032465 | 0.0021084 | 0.0010271 | 0 | 0
SCE | GWh | Commercial | Com - Office (Small) | BldgEnv | No | BldgEnv - Wall Spray On Insulation | 0.019876 | 0.038757 | 0.056695 | 0.073736 | 0.089925 | 0.1053 | 0.11991 | 0.11392 | 0.10822 | 0.10281 | 0.097671 | 0.092787
SCE | GWh | Commercial | Com - Office (Small) | BldgEnv | No | BldgEnv - Window Film | 0.57499 | 1.0928 | 1.6474 | 2.2641 | 2.9469 | 3.6915 | 4.4808 | 5.3129 | 6.1741 | 7.0656 | 7.9658 | 8.2826
SCE | GWh | Commercial | Com - Office (Small) | HVAC | No | HVAC - Chiller (Centrifugal) | 0.067609 | 0.14997 | 0.24833 | 0.36367 | 0.48054 | 0.61479 | 0.76728 | 0.93864 | 1.1295 | 1.34 | 1.5705 | 1.8209
SCE | GWh | Commercial | Com - Office (Small) | HVAC | No | HVAC - Chiller (Reciprocating) | 0.069176 | 0.15423 | 0.25647 | 0.37648 | 0.51662 | 0.67578 | 0.854 | 1.054 | 1.2742 | 1.5184 | 1.7842 | 2.0729
SCE | GWh | Commercial | Com - Office (Small) | HVAC | No | HVAC - Demand Controlled Ventilation | 6.9359e-25 | 2.5301e-23 | 2.5223e-22 | 1.7375e-21 | 1.7375e-21 | 1.7375e-21 | 1.7375e-21 | 1.7375e-21 | 1.7375e-21 | 1.7375e-21 | 1.7375e-21 | 1.7368e-21
SCE | GWh | Commercial | Com - Office (Small) | HVAC | No | HVAC - Direct Evaporative Cooler | 0.61262 | 1.3296 | 2.1598 | 3.1105 | 4.1904 | 5.4023 | 6.7487 | 8.2356 | 9.8609 | 11.6299 | 13.5367 | 15.5789
SCE | GWh | Commercial | Com - Office (Small) | HVAC | No | HVAC - EER Rated Package Rooftop AC (EER 11) | 0.061083 | 0.13126 | 0.21099 | 0.3002 | 0.3002 | 0.4076 | 0.52441 | 0.65209 | 0.78898 | 0.9372 | 1.0946 | 1.2617
SCE | GWh | Commercial | Com - Office (Small) | HVAC | No | HVAC - EER Rated Package Rooftop HP (EER 11) | 0.040097 | 0.085774 | 0.13714 | 0.19414 | 0.19414 | 0.19414 | 0.19414 | 0.19414 | 0.19414 | 0.19414 | 0.19414 | 0.19414
SCE | GWh | Commercial | Com - Office (Small) | HVAC | No | HVAC - Repair Duct System | 0.43726 | 0.84227 | 1.2321 | 1.598 | 1.598 | 1.598 | 1.1607 | 0.7557 | 0.36591 | 0 | 0 | 0
SCE | GWh | Commercial | Com - Office (Small) | HVAC | No | HVAC - SEER Rated Package Rooftop AC (Recharge) | 0.62589 | 1.2021 | 1.7455 | 2.2489 | 1.623 | 1.4464 | 1.272 | 1.0939 | 1.3734 | 1.2099 | 1.0373 | 0.88423
SCE | GWh | Commercial | Com - Office (Small) | HVAC | No | HVAC - SEER Rated Package Rooftop AC (SEER 14) | 0.26385 | 0.57756 | 0.57756 | 0.57756 | 0.57756 | 0.57756 | 0.57756 | 0.57756 | 0.57756 | 0.57756 | 0.57756 | 0.57756
SCE | GWh | Commercial | Com - Office (Small) | HVAC | No | HVAC - SEER Rated Package Rooftop AC (SEER 15) | 0.31419 | 0.68369 | 0.88162 | 1.1051 | 1.3567 | 1.6325 | 1.9306 | 2.2545 | 2.5997 | 2.9719 | 3.3655 | 3.7821
SCE | GWh | Commercial | Com - Office (Small) | HVAC | No | HVAC - SEER Rated Package Rooftop HP (SEER 14) | 0.032483 | 0.070959 | 0.070959 | 0.070959 | 0.070959 | 0.070959 | 0.070959 | 0.070959 | 0.070959 | 0.070959 | 0.070959 | 0.070959
SCE | GWh | Commercial | Com - Office (Small) | HVAC | No | HVAC - SEER Rated Package Rooftop HP (SEER 15) | 0.1194 | 0.26102 | 0.33742 | 0.42414 | 0.52235 | 0.63026 | 0.74721 | 0.87468 | 1.0108 | 1.158 | 1.3139 | 1.4793
SCE | GWh | Commercial | Com - Office (Small) | HVAC | No | HVAC - SEER Rated Split System AC (SEER 14) | 0.16485 | 0.35266 | 0.56379 | 0.56379 | 0.56379 | 0.56379 | 0.56379 | 0.56379 | 0.56379 | 0.56379 | 0.56379 | 0.56379
SCE | GWh | Commercial | Com - Office (Small) | HVAC | No | HVAC - SEER Rated Split System AC (SEER 15) | 0.023318 | 0.053916 | 0.071789 | 0.093449 | 0.11942 | 0.14942 | 0.18345 | 0.22213 | 0.26509 | 0.31327 | 0.36614 | 0.42409
SCE | GWh | Commercial | Com - Office (Small) | HVAC | No | HVAC - SEER Rated Split System HP (SEER 14) | 0.16165 | 0.35302 | 0.38297 | 0.4169 | 0.45525 | 0.49733 | 0.54287 | 0.59243 | 0.64527 | 0.7023 | 0.76264 | 0.82652
SCE | GWh | Commercial | Com - Office (Small) | HVAC | No | HVAC - SEER Rated Split System HP (SEER 15) | 0.065855 | 0.14371 | 0.1856 | 0.23305 | 0.28666 | 0.34548 | 0.40917 | 0.47847 | 0.5524 | 0.63222 | 0.71671 | 0.8062
SCE | GWh | Commercial | Com - Office (Small) | HVAC | No | HVAC - Thermostat | 2.4065 | 4.9923 | 7.6185 | 10.2058 | 12.7052 | 15.0344 | 17.1668 | 19.1247 | 20.8969 | 22.5362 | 24.0468 | 25.5165
SCE | GWh | Commercial | Com - Office (Small) | Lighting | Yes | Lighting - LED Fixture (Replacing T8) - Emerging | 0 | 0.11667 | 0.38044 | 0.8328 | 1.5226 | 2.4852 | 3.7513 | 5.3961 | 7.4118 | 9.8833 | 12.798 | 16.1898
SCE | GWh | Commercial | Com - Office (Small) | Lighting | Yes | Lighting - LED Lamp (Basic High - Indoor) - Emerging | 0.020285 | 0.053808 | 0.098457 | 0.14887 | 0.23029 | 0.24601 | 0.23847 | 0.22789 | 0.21907 | 0.17036 | 0.21586 | 0.26752
SCE | GWh | Commercial | Com - Office (Small) | Lighting | Yes | Lighting - LED Lamp (Basic Low - Indoor) - Emerging | 0.041934 | 0.10574 | 0.18322 | 0.27241 | 0.37501 | 0.39261 | 0.36411 | 0.33735 | 0.31305 | 0.24816 | 0.31464 | 0.39143
SCE | GWh | Commercial | Com - Office (Small) | Lighting | Yes | Lighting - LED Plug-In Indoor Fixture - Emerging | 0.035678 | 0.080704 | 0.13744 | 0.20701 | 0.29276 | 0.29854 | 0.30525 | 0.31351 | 0.32397 | 0.33713 | 0.35299 | 0.37183
SCE | GWh | Commercial | Com - Office (Small) | Lighting | No | Lighting - Cold Cathode Lamp | 0.053202 | 0.10837 | 0.16553 | 0.2244 | 0.28533 | 0.28533 | 0.28533 | 0.28533 | 0.28533 | 0.23213 | 0.17696 | 0.1198
SCE | GWh | Commercial | Com - Office (Small) | Lighting | No | Lighting - Compact Fluorescent Fixture (Indoor) | 4.3321 | 8.8993 | 13.7096 | 18.7513 | 24.0407 | 19.7085 | 15.1413 | 10.331 | 5.2894 | 0 | 0 | 0
SCE | GWh | Commercial | Com - Office (Small) | Lighting | No | Lighting - Compact Fluorescent Lamp (Basic High - Indoor) | 1.85 | 3.7224 | 5.6192 | 7.5392 | 9.4499 | 7.6 | 5.7275 | 3.8307 | 1.9107 | 0 | 0 | 0
SCE | GWh | Commercial | Com - Office (Small) | Lighting | No | Lighting - Compact Fluorescent Lamp (Basic Low - Indoor) | 2.0323 | 4.082 | 6.156 | 8.25 | 10.37 | 8.3376 | 6.2879 | 4.214 | 2.1199 | 0 | 0 | 0
SCE | GWh | Commercial | Com - Office (Small) | Lighting | No | Lighting - Exit Fixture (LED) | 0.27629 | 0.5353 | 0.80125 | 1.054 | 1.2916 | 1.5167 | 1.4975 | 1.4791 | 1.4314 | 1.3834 | 1.3378 | 1.2931
SCE | GWh | Commercial | Com - Office (Small) | Lighting | No | Lighting - Halogen Lamp (A-Line) | 0.066596 | 0.14421 | 0.1515 | 0.15623 | 0.16363 | 0.081288 | 0 | 0 | 0 | 0 | 0 | 0
SCE | GWh | Commercial | Com - Office (Small) | Lighting | No | Lighting - Halogen Lamp (Reflector) | 0.020482 | 0.044139 | 0.04482 | 0.044637 | 0.045293 | 0.045134 | 0.045817 | 0.045803 | 0.046546 | 0.047158 | 0.0481 | 0.048801
SCE | GWh | Commercial | Com - Office (Small) | Lighting | No | Lighting - High Bay HID to T5 | 0 | 0 | 0 | 0.015686 | 0.031169 | 0.046159 | 0.060601 | 0.074736 | 0.10343 | 0.13178 | 0.15929 | 0.18604
SCE | GWh | Commercial | Com - Office (Small) | Lighting | No | Lighting - Induction Fixture (Indoor) | 0.1021 | 0.20855 | 0.31938 | 0.43364 | 0.5523 | 0.6731 | 0.79536 | 0.92059 | 1.0472 | 1.1775 | 1.3096 | 1.4445
SCE | GWh | Commercial | Com - Office (Small) | Lighting | No | Lighting - Induction Fixture (Outdoor) | 0.024127 | 0.056711 | 0.089256 | 0.12217 | 0.15568 | 0.1892 | 0.22258 | 0.25625 | 0.28982 | 0.3239 | 0.35807 | 0.39255
SCE | GWh | Commercial | Com - Office (Small) | Lighting | No | Lighting - Linear Fluorescent Delamping | 0.010049 | 0.020257 | 0.032489 | 0.046807 | 0.046807 | 0 | 0 | 0 | 0 | 0 | 0 | 0
SCE | GWh | Commercial | Com - Office (Small) | Lighting | No | Lighting - Linear Fluorescent Fixture (Low Wattage T8) | 1.0082 | 2.2362 | 3.669 | 5.28 | 7.0667 | 8.9776 | 10.9818 | 13.0788 | 15.2269 | 17.4415 | 19.6802 | 21.9405
SCE | GWh | Commercial | Com - Office (Small) | Lighting | No | Lighting - Low Bay HID to T5 | 0 | 0 | 0 | 0 | 0 | 0 | 0 | 0 | 0 | 0.026652 | 0.052687 | 0.077022
SCE | GWh | Commercial | Com - Office (Small) | Lighting | No | Lighting - Occupancy Sensor | 0 | 0 | 0 | 0 | 0 | 0 | 0.39506 | 0.81017 | 1.1873 | 1.1288 | 1.0092 | 0.90067
SCE | GWh | Commercial | Com - Office (Small) | Lighting | No | Lighting - Plug-In Fixture (Compact Fluorescent) | 0.74739 | 1.5059 | 2.2751 | 3.0495 | 3.8333 | 3.8333 | 3.8333 | 3.8333 | 3.8333 | 3.8333 | 3.8333 | 3.8333
SCE | GWh | Commercial | Com - Office (Small) | Lighting | No | Lighting - Plug-In Fixture (Exterior) | 0.29042 | 0.66245 | 1.035 | 1.412 | 1.7957 | 2.1802 | 2.5639 | 2.9511 | 3.338 | 3.7306 | 4.1247 | 4.5226
SCE | GWh | Commercial | Com - Office (Small) | Lighting | No | Lighting - Plug-In Fixture (Induction) | 0 | 0 | 0 | 0 | 0 | 0 | 0 | 0.16541 | 0.35778 | 0.57923 | 0.81857 | 1.0724
SCE | GWh | Commercial | Com - Office (Small) | Lighting | No | Lighting - Plug-In Fixture (Linear Fluorescent) | 2.0267 | 4.1732 | 6.4273 | 8.7622 | 11.1881 | 11.1881 | 11.1881 | 11.1881 | 11.1881 | 11.1881 | 11.1881 | 11.1881
SCE | GWh | Commercial | Com - Office (Small) | Lighting | No | Lighting - Plug-In Fixture (PSMH with Electronic Ballast) | 0.34605 | 0.77259 | 1.2 | 1.6282 | 2.0601 | 2.4879 | 2.9083 | 3.2679 | 3.6 | 3.9236 | 4.2385 | 4.5493
SCE | GWh | Commercial | Com - Office (Small) | Lighting | No | Lighting - Plug-In Fixture (PSMH) | 0.46476 | 0.9743 | 1.4872 | 2.0023 | 2.5227 | 3.0373 | 3.5446 | 4.0314 | 4.4942 | 4.9313 | 5.3472 | 5.7504
SCE | GWh | Commercial | Com - Office (Small) | SHW | No | SHW - EF Rated Instantaneous Water Heater (Electric) | 0.0034361 | 0.0074912 | 0.012173 | 0.017432 | 0.023311 | 0.029661 | 0.036413 | 0.043635 | 0.051188 | 0.059206 | 0.067534 | 0.076206
SCE | GWh | Commercial | Com - Office (Small) | SHW | No | SHW - EF Rated Storage Water Heater (Electric) | 0.0028453 | 0.0061419 | 0.0061419 | 0.0061419 | 0.0061419 | 0.0061419 | 0.0061419 | 0.0061419 | 0.0061419 | 0.0061419 | 0.0061419 | 0.0061419
SCE | GWh | Commercial | Com - Office (Small) | Service | No | HVAC - Comprehensive Rooftop Unit Quality Maintenance | 0.43184 | 0.86364 | 1.3413 | 1.8653 | 2.4345 | 3.0463 | 3.6961 | 4.3773 | 5.0814 | 5.7985 | 6.5172 | 6.7943
SCE | GWh | Commercial | Com - Office (Small) | Service | No | Service - HVAC Fault Detection & Diagnositics | 0.25526 | 0.6047 | 0.94877 | 1.2848 | 1.6165 | 1.9375 | 2.2467 | 2.5492 | 2.8409 | 3.1292 | 3.4096 | 3.6849
SCE | GWh | Commercial | Com - Office (Small) | Service | No | Service - Retro-Commissioning (Electric) | 2.014 | 3.7064 | 5.1678 | 6.4273 | 7.5004 | 8.4119 | 7.163 | 6.1042 | 5.1592 | 4.3121 | 3.5565 | 2.8899
SCE | GWh | Commercial | Com - Office (Small) | WholeBlg | No | HVAC - Energy Management System | 0.93358 | 1.9721 | 2.9541 | 3.8731 | 4.7407 | 5.547 | 6.2935 | 7.0228 | 7.7293 | 8.4306 | 9.1153 | 9.7901
SCE | GWh | Commercial | Com - Office (Small) | WholeBlg | No | WholeBlg - Com NC Level 2 | 0.071184 | 0 | 0 | 0 | 0 | 0 | 0 | 0 | 0 | 0 | 0 | 0
SCE | GWh | Commercial | Com - Office (Small) | WholeBlg | No | WholeBlg - Com NC Level 3 | 0.034362 | 0.034362 | 0.034362 | 0.034362 | 0.034362 | 0.034362 | 0.034362 | 0 | 0 | 0 | 0 | 0
SCE | GWh | Commercial | Com - Office (Small) | WholeBlg | No | WholeBlg - Com RET Level 1 | 0.32444 | 0.77004 | 1.346 | 2.0624 | 2.9293 | 3.9574 | 5.1566 | 6.5373 | 8.1083 | 9.8782 | 11.8535 | 14.0398
SCE | GWh | Commercial | Com - Office (Small) | WholeBlg | No | WholeBlg - Com RET Level 2 | 0.59286 | 1.4017 | 2.4442 | 3.7415 | 5.3136 | 7.1831 | 9.3712 | 11.9003 | 14.7896 | 18.0595 | 21.7241 | 25.7979
SCE | GWh | Commercial | Com - Restaurant (Fast Food) | AppPlug | No | AppPlug - Computer Monitor | 0.0011806 | 0.0034908 | 0.0057344 | 0.0080268 | 0.0080268 | 0.0080268 | 0.0068462 | 0.004536 | 0.0022924 | 0 | 0 | 0
SCE | GWh | Commercial | Com - Restaurant (Fast Food) | AppPlug | No | AppPlug - Desktop Computer (Com - Power Management) | 0.08307 | 0.1723 | 0.26013 | 0.34565 | 0.42865 | 0.5079 | 0.58282 | 0.65407 | 0.72093 | 0.78472 | 0.84472 | 0.81857
SCE | GWh | Commercial | Com - Restaurant (Fast Food) | AppPlug | No | AppPlug - Occupancy Sensor Plug Strip | 0.018607 | 0.039954 | 0.062383 | 0.085086 | 0.10775 | 0.13033 | 0.15218 | 0.17416 | 0.19547 | 0.19847 | 0.19776 | 0.19532
SCE | GWh | Commercial | Com - Restaurant (Fast Food) | AppPlug | No | AppPlug - Vending Machine Controls | 0.26525 | 0.52438 | 0.76976 | 1.0014 | 1.2203 | 1.4247 | 1.3484 | 1.2651 | 1.1807 | 1.0988 | 1.0168 | 0.93832
SCE | GWh | Commercial | Com - Restaurant (Fast Food) | BldgEnv | No | BldgEnv - Wall Spray On Insulation | 0.0072518 | 0.014141 | 0.020686 | 0.026903 | 0.03281 | 0.038421 | 0.043752 | 0.041564 | 0.039486 | 0.037512 | 0.035636 | 0.033854
SCE | GWh | Commercial | Com - Restaurant (Fast Food) | BldgEnv | No | BldgEnv - Window Film | 0.13857 | 0.26329 | 0.39784 | 0.55481 | 0.73462 | 0.93558 | 1.1522 | 1.3844 | 1.6283 | 1.885 | 2.1477 | 2.2725
SCE | GWh | Commercial | Com - Restaurant (Fast Food) | ComRefrig | No | ComRefrig - Strip Curtain for Walk In Refrigerator | 3.4499 | 6.6508 | 9.7415 | 12.6931 | 15.4551 | 14.5227 | 13.5477 | 12.3617 | 10.9847 | 9.4772 | 7.918 | 6.387
SCE | GWh | Commercial | Com - Restaurant (Fast Food) | FoodServ | No | FoodServ - Electric Griddle | 0.00016845 | 0.00034087 | 0.00051739 | 0.00069678 | 0.00069678 | 0.00087264 | 0.0010512 | 0.0012343 | 0.0014197 | 0.0016098 | 0.0018022 | 0.0019975
SCE | GWh | Commercial | Com - Restaurant (Fast Food) | FoodServ | No | FoodServ - Electric Steamer | 0.34496 | 0.70176 | 1.0707 | 1.4491 | 1.8398 | 2.2363 | 2.6368 | 3.0459 | 3.4589 | 3.8825 | 4.3117 | 4.7488
SCE | GWh | Commercial | Com - Restaurant (Fast Food) | FoodServ | No | FoodServ - Fryer (Electric) | 0.0080178 | 0.016201 | 0.024552 | 0.033013 | 0.041644 | 0.050316 | 0.058998 | 0.067779 | 0.076574 | 0.085516 | 0.094511 | 0.10361
SCE | GWh | Commercial | Com - Restaurant (Fast Food) | FoodServ | No | FoodServ - Grill to Order Cabinet | 0.2073 | 0.4358 | 0.68623 | 0.95678 | 1.2497 | 1.5595 | 1.8841 | 2.2266 | 2.5824 | 2.9569 | 3.3446 | 3.7472
SCE | GWh | Commercial | Com - Restaurant (Fast Food) | FoodServ | No | FoodServ - Oven (Electric) | 0.034445 | 0.06992 | 0.10644 | 0.14372 | 0.18205 | 0.22081 | 0.25982 | 0.29952 | 0.33948 | 0.38032 | 0.42159 | 0.46351
SCE | GWh | Commercial | Com - Restaurant (Fast Food) | HVAC | Yes | HVAC - Advanced Package Rooftop AC (> EER 12) - Emerging | 0 | 0 | 0.001596 | 0.0056766 | 0.013007 | 0.02428 | 0.040061 | 0.060902 | 0.087395 | 0.12013 | 0.15968 | 0.20667
SCE | GWh | Commercial | Com - Restaurant (Fast Food) | HVAC | No | HVAC - Direct Evaporative Cooler | 0.47018 | 1.0187 | 1.6503 | 2.3683 | 3.1775 | 4.0783 | 5.0709 | 6.1577 | 7.3359 | 8.6072 | 9.9664 | 11.4107
SCE | GWh | Commercial | Com - Restaurant (Fast Food) | HVAC | No | HVAC - EER Rated Package Rooftop AC (EER 11) | 0.03635 | 0.078106 | 0.12548 | 0.17841 | 0.17841 | 0.17841 | 0.246 | 0.32 | 0.39951 | 0.48566 | 0.57717 | 0.67427
SCE | GWh | Commercial | Com - Restaurant (Fast Food) | HVAC | No | HVAC - EER Rated Package Rooftop HP (EER 11) | 0.032321 | 0.069179 | 0.11062 | 0.15655 | 0.15655 | 0.15655 | 0.15655 | 0.15655 | 0.15655 | 0.15655 | 0.15655 | 0.15655
SCE | GWh | Commercial | Com - Restaurant (Fast Food) | HVAC | No | HVAC - Repair Duct System | 0.30165 | 0.58024 | 0.84744 | 1.0976 | 1.0976 | 1.0976 | 0.79594 | 0.51735 | 0.25015 | 0 | 0 | 0
SCE | GWh | Commercial | Com - Restaurant (Fast Food) | HVAC | No | HVAC - SEER Rated Package Rooftop AC (Recharge) | 0.42201 | 0.81028 | 1.1763 | 1.5152 | 1.401 | 1.288 | 1.1642 | 1.0358 | 0.90828 | 0.78563 | 0.67123 | 0.57597
SCE | GWh | Commercial | Com - Restaurant (Fast Food) | HVAC | No | HVAC - SEER Rated Package Rooftop AC (SEER 14) | 0.31009 | 0.68033 | 0.68033 | 0.68033 | 0.68033 | 0.68033 | 0.68033 | 0.68033 | 0.68033 | 0.68033 | 0.68033 | 0.68033
SCE | GWh | Commercial | Com - Restaurant (Fast Food) | HVAC | No | HVAC - SEER Rated Package Rooftop AC (SEER 15) | 0.34289 | 0.74662 | 0.96299 | 1.2074 | 1.4827 | 1.7844 | 2.1108 | 2.4655 | 2.8437 | 3.2515 | 3.6829 | 4.1395
SCE | GWh | Commercial | Com - Restaurant (Fast Food) | HVAC | No | HVAC - SEER Rated Package Rooftop HP (SEER 14) | 0.038489 | 0.084059 | 0.084059 | 0.084059 | 0.084059 | 0.084059 | 0.084059 | 0.084059 | 0.084059 | 0.084059 | 0.084059 | 0.084059
SCE | GWh | Commercial | Com - Restaurant (Fast Food) | HVAC | No | HVAC - SEER Rated Package Rooftop HP (SEER 15) | 0.14543 | 0.3181 | 0.41128 | 0.51706 | 0.63682 | 0.76848 | 0.91124 | 1.0668 | 1.233 | 1.4126 | 1.6029 | 1.8046
SCE | GWh | Commercial | Com - Restaurant (Fast Food) | HVAC | No | HVAC - SEER Rated Split System AC (SEER 14) | 0.22269 | 0.47893 | 0.76967 | 0.76967 | 0.76967 | 0.76967 | 0.76967 | 0.76967 | 0.76967 | 0.76967 | 0.76967 | 0.76967
SCE | GWh | Commercial | Com - Restaurant (Fast Food) | HVAC | No | HVAC - SEER Rated Split System AC (SEER 15) | 0.027414 | 0.06349 | 0.084618 | 0.1103 | 0.14119 | 0.177 | 0.21777 | 0.26429 | 0.31614 | 0.37453 | 0.43884 | 0.50959
SCE | GWh | Commercial | Com - Restaurant (Fast Food) | HVAC | No | HVAC - SEER Rated Split System HP (SEER 14) | 0.17578 | 0.38397 | 0.41653 | 0.45341 | 0.49506 | 0.54074 | 0.59014 | 0.64387 | 0.70112 | 0.7629 | 0.82822 | 0.89734
SCE | GWh | Commercial | Com - Restaurant (Fast Food) | HVAC | No | HVAC - SEER Rated Split System HP (SEER 15) | 0.066854 | 0.14605 | 0.18868 | 0.23695 | 0.29148 | 0.35122 | 0.41577 | 0.48598 | 0.56072 | 0.64142 | 0.72672 | 0.817
SCE | GWh | Commercial | Com - Restaurant (Fast Food) | HVAC | No | HVAC - Thermostat | 1.1 | 2.2815 | 3.5026 | 4.7314 | 5.9425 | 7.0614 | 8.0792 | 9.0088 | 9.8423 | 10.6094 | 11.3135 | 11.9924
SCE | GWh | Commercial | Com - Restaurant (Fast Food) | Lighting | Yes | Lighting - LED Fixture (Replacing T8) - Emerging | 0.063648 | 0.15997 | 0.30389 | 0.50865 | 0.79192 | 1.1652 | 1.6389 | 2.237 | 2.9598 | 3.8365 | 4.8638 | 6.0537
SCE | GWh | Commercial | Com - Restaurant (Fast Food) | Lighting | Yes | Lighting - LED Lamp (Basic High - Indoor) - Emerging | 0.4569 | 1.1698 | 2.1422 | 3.3963 | 4.973 | 5.2204 | 4.8939 | 4.3913 | 3.6913 | 2.3019 | 2.6931 | 3.0885
SCE | GWh | Commercial | Com - Restaurant (Fast Food) | Lighting | Yes | Lighting - LED Lamp (Basic Low - Indoor) - Emerging | 0.61115 | 1.6105 | 2.8863 | 4.4703 | 6.4012 | 6.7474 | 6.296 | 5.6589 | 4.8014 | 3.1557 | 3.8173 | 4.6374
SCE | GWh | Commercial | Com - Restaurant (Fast Food) | Lighting | Yes | Lighting - LED Plug-In Indoor Fixture - Emerging | 0.035024 | 0.079714 | 0.13568 | 0.20337 | 0.28533 | 0.29074 | 0.2969 | 0.30469 | 0.31445 | 0.32655 | 0.3409 | 0.35771
SCE | GWh | Commercial | Com - Restaurant (Fast Food) | Lighting | No | Lighting - Cold Cathode Lamp | 0.041593 | 0.084635 | 0.12916 | 0.17502 | 0.22241 | 0.22241 | 0.18082 | 0.13778 | 0.093255 | 0.047391 | 0 | 0
SCE | GWh | Commercial | Com - Restaurant (Fast Food) | Lighting | No | Lighting - Compact Fluorescent Fixture (Indoor) | 3.0687 | 6.3293 | 9.7879 | 13.4348 | 17.2815 | 14.2129 | 10.9522 | 7.4936 | 3.8467 | 0 | 0 | 0
SCE | GWh | Commercial | Com - Restaurant (Fast Food) | Lighting | No | Lighting - Compact Fluorescent Lamp (Basic High - Indoor) | 0 | 0.097945 | 0.32752 | 0.71047 | 1.2709 | 1.2709 | 1.173 | 0.94338 | 0.56043 | 0 | 0 | 0
SCE | GWh | Commercial | Com - Restaurant (Fast Food) | Lighting | No | Lighting - Compact Fluorescent Lamp (Basic Low - Indoor) | 15.2923 | 32.7534 | 52.2992 | 73.652 | 96.6015 | 81.3092 | 63.8481 | 44.3023 | 22.9495 | 0 | 0 | 0
SCE | GWh | Commercial | Com - Restaurant (Fast Food) | Lighting | No | Lighting - Exit Fixture (LED) | 0.092785 | 0.17977 | 0.27028 | 0.35644 | 0.43753 | 0.5145 | 0.50941 | 0.50461 | 0.48884 | 0.47204 | 0.45603 | 0.44024
SCE | GWh | Commercial | Com - Restaurant (Fast Food) | Lighting | No | Lighting - Halogen Lamp (A-Line) | 0.023692 | 0.051401 | 0.053962 | 0.055622 | 0.058234 | 0.028864 | 0 | 0 | 0 | 0 | 0 | 0
SCE | GWh | Commercial | Com - Restaurant (Fast Food) | Lighting | No | Lighting - Halogen Lamp (Reflector) | 0.0072151 | 0.015578 | 0.015823 | 0.015768 | 0.016 | 0.015947 | 0.01619 | 0.016189 | 0.016438 | 0.016597 | 0.016946 | 0.017213
SCE | GWh | Commercial | Com - Restaurant (Fast Food) | Lighting | No | Lighting - High Bay HID to T5 | 0.008424 | 0.017452 | 0.027474 | 0.038457 | 0.050393 | 0.071237 | 0.09335 | 0.11708 | 0.14217 | 0.16865 | 0.19612 | 0.22438
SCE | GWh | Commercial | Com - Restaurant (Fast Food) | Lighting | No | Lighting - Induction Fixture (Indoor) | 0.031988 | 0.064711 | 0.098215 | 0.13225 | 0.16713 | 0.20224 | 0.23744 | 0.27317 | 0.30903 | 0.34567 | 0.38263 | 0.42014
SCE | GWh | Commercial | Com - Restaurant (Fast Food) | Lighting | No | Lighting - Induction Fixture (Outdoor) | 0.0085765 | 0.02016 | 0.03173 | 0.043432 | 0.055343 | 0.067254 | 0.079114 | 0.091076 | 0.103 | 0.11511 | 0.12724 | 0.13949
SCE | GWh | Commercial | Com - Restaurant (Fast Food) | Lighting | No | Lighting - Linear Fluorescent Delamping | 0.0090876 | 0.018303 | 0.029448 | 0.04257 | 0.057482 | 0 | 0 | 0 | 0 | 0 | 0 | 0
SCE | GWh | Commercial | Com - Restaurant (Fast Food) | Lighting | No | Lighting - Linear Fluorescent Fixture (Low Wattage T8) | 0.32625 | 0.71674 | 1.1697 | 1.6785 | 2.2437 | 2.8494 | 3.4863 | 4.155 | 4.8416 | 5.5512 | 6.2694 | 6.995
SCE | GWh | Commercial | Com - Restaurant (Fast Food) | Lighting | No | Lighting - Occupancy Sensor | 0 | 0 | 0 | 0 | 0 | 0 | 0 | 0 | 0 | 0 | 0 | 0.05821
SCE | GWh | Commercial | Com - Restaurant (Fast Food) | Lighting | No | Lighting - Plug-In Fixture (Compact Fluorescent) | 0.60433 | 1.2153 | 1.8321 | 2.4499 | 3.0722 | 3.0722 | 3.0722 | 3.0722 | 3.0722 | 3.0722 | 3.0722 | 3.0722
SCE | GWh | Commercial | Com - Restaurant (Fast Food) | Lighting | No | Lighting - Plug-In Fixture (Exterior) | 0.10324 | 0.2355 | 0.36794 | 0.50196 | 0.63835 | 0.77497 | 0.91133 | 1.0489 | 1.1864 | 1.3258 | 1.4658 | 1.6071
SCE | GWh | Commercial | Com - Restaurant (Fast Food) | Lighting | No | Lighting - Plug-In Fixture (Induction) | 0.16455 | 0.33593 | 0.5126 | 0.69338 | 0.88022 | 1.0689 | 1.2583 | 1.4516 | 1.6456 | 1.845 | 2.0464 | 2.2514
SCE | GWh | Commercial | Com - Restaurant (Fast Food) | Lighting | No | Lighting - Plug-In Fixture (Linear Fluorescent) | 1.2957 | 2.6899 | 4.1689 | 5.7102 | 7.3175 | 7.3175 | 7.3175 | 7.3175 | 7.3175 | 7.3175 | 7.3175 | 7.3175
SCE | GWh | Commercial | Com - Restaurant (Fast Food) | Lighting | No | Lighting - Plug-In Fixture (PSMH with Electronic Ballast) | 0.15729 | 0.33225 | 0.508 | 0.68424 | 0.86235 | 1.0391 | 1.2138 | 1.3888 | 1.5619 | 1.7363 | 1.9099 | 2.0839
SCE | GWh | Commercial | Com - Restaurant (Fast Food) | Lighting | No | Lighting - Plug-In Fixture (PSMH) | 0.20004 | 0.42292 | 0.64429 | 0.86378 | 1.083 | 1.2981 | 1.5088 | 1.7174 | 1.922 | 2.1261 | 2.3276 | 2.5279
SCE | GWh | Commercial | Com - Restaurant (Fast Food) | SHW | No | SHW - EF Rated Instantaneous Water Heater (Electric) | 0.0064525 | 0.014103 | 0.022983 | 0.03301 | 0.044277 | 0.056501 | 0.06955 | 0.083557 | 0.098254 | 0.1139 | 0.13019 | 0.1472
SCE | GWh | Commercial | Com - Restaurant (Fast Food) | SHW | No | SHW - EF Rated Storage Water Heater (Electric) | 0.0052526 | 0.01136 | 0.01136 | 0.01136 | 0.01136 | 0.01136 | 0.01136 | 0.01136 | 0.01136 | 0.01136 | 0.01136 | 0.01136
SCE | GWh | Commercial | Com - Restaurant (Fast Food) | Service | No | HVAC - Comprehensive Rooftop Unit Quality Maintenance | 0.15353 | 0.30704 | 0.47685 | 0.66315 | 0.8655 | 1.083 | 1.314 | 1.5562 | 1.8065 | 2.0615 | 2.317 | 2.4155
SCE | GWh | Commercial | Com - Restaurant (Fast Food) | Service | No | Service - HVAC Fault Detection & Diagnositics | 0.090608 | 0.21459 | 0.33637 | 0.45495 | 0.57149 | 0.68375 | 0.7913 | 0.89583 | 0.996 | 1.0941 | 1.1887 | 1.2806
SCE | GWh | Commercial | Com - Restaurant (Fast Food) | Service | No | Service - Retro-Commissioning (Electric) | 0.71602 | 1.3177 | 1.8372 | 2.285 | 2.6665 | 2.9906 | 2.5466 | 2.1702 | 1.8342 | 1.533 | 1.2644 | 1.0274
SCE | GWh | Commercial | Com - Restaurant (Fast Food) | WholeBlg | No | HVAC - Energy Management System | 0.3319 | 0.70114 | 1.0502 | 1.377 | 1.6854 | 1.9721 | 2.2374 | 2.4967 | 2.7479 | 2.9972 | 3.2407 | 3.4805
SCE | GWh | Commercial | Com - Restaurant (Fast Food) | WholeBlg | No | WholeBlg - Com NC Level 2 | 0.026141 | 0 | 0 | 0 | 0 | 0 | 0 | 0 | 0 | 0 | 0 | 0
SCE | GWh | Commercial | Com - Restaurant (Fast Food) | WholeBlg | No | WholeBlg - Com NC Level 3 | 0.01108 | 0.01108 | 0.01108 | 0.01108 | 0.01108 | 0.01108 | 0.01108 | 0 | 0 | 0 | 0 | 0
SCE | GWh | Commercial | Com - Restaurant (Fast Food) | WholeBlg | No | WholeBlg - Com NC ZNE | 0.012404 | 0.034059 | 0.081587 | 0.15897 | 0.27929 | 0.4428 | 0.64896 | 0.91145 | 1.2225 | 1.6042 | 2.0396 | 2.5446
SCE | GWh | Commercial | Com - Restaurant (Fast Food) | WholeBlg | No | WholeBlg - Com RET Level 1 | 0.20418 | 0.54314 | 1.0267 | 1.6665 | 2.4753 | 3.4667 | 4.6543 | 6.0523 | 7.6737 | 9.5315 | 11.4323 | 13.459
SCE | GWh | Commercial | Com - Restaurant (Fast Food) | WholeBlg | No | WholeBlg - Com RET Level 2 | 0.98246 | 2.2544 | 3.8473 | 5.7945 | 8.1285 | 10.8839 | 14.0937 | 17.7911 | 22.0052 | 26.7637 | 32.0857 | 37.9827
SCE | GWh | Commercial | Com - Restaurant (Sit Down) | AppPlug | No | AppPlug - Computer Monitor | 0.0011806 | 0.0034908 | 0.0057344 | 0.0080268 | 0.0080268 | 0.0080268 | 0.0068462 | 0.004536 | 0.0022924 | 0 | 0 | 0
SCE | GWh | Commercial | Com - Restaurant (Sit Down) | AppPlug | No | AppPlug - Desktop Computer (Com - Power Management) | 0.08307 | 0.1723 | 0.26013 | 0.34565 | 0.42865 | 0.5079 | 0.58282 | 0.65407 | 0.72093 | 0.78472 | 0.84472 | 0.81857
SCE | GWh | Commercial | Com - Restaurant (Sit Down) | AppPlug | No | AppPlug - Occupancy Sensor Plug Strip | 0.018607 | 0.039954 | 0.062383 | 0.085086 | 0.10775 | 0.13033 | 0.15218 | 0.17416 | 0.19547 | 0.19847 | 0.19776 | 0.19532
SCE | GWh | Commercial | Com - Restaurant (Sit Down) | AppPlug | No | AppPlug - Vending Machine Controls | 0.26525 | 0.52438 | 0.76976 | 1.0014 | 1.2203 | 1.4247 | 1.3484 | 1.2651 | 1.1807 | 1.0988 | 1.0168 | 0.93832
SCE | GWh | Commercial | Com - Restaurant (Sit Down) | BldgEnv | No | BldgEnv - Wall Spray On Insulation | 0.0073502 | 0.014333 | 0.020966 | 0.027268 | 0.033255 | 0.038942 | 0.044345 | 0.042128 | 0.040022 | 0.038021 | 0.03612 | 0.034314
SCE | GWh | Commercial | Com - Restaurant (Sit Down) | BldgEnv | No | BldgEnv - Window Film | 0.44483 | 0.86745 | 1.3135 | 1.7948 | 2.3139 | 2.8681 | 3.4478 | 4.0482 | 4.6593 | 5.2775 | 5.8891 | 6.0382
SCE | GWh | Commercial | Com - Restaurant (Sit Down) | ComRefrig | No | ComRefrig - Refrigerated Case Night Cover (Low Temp) | 0.1616 | 0.3312 | 0.53218 | 0.76902 | 1.0443 | 1.3586 | 1.5471 | 1.7558 | 1.9498 | 2.1099 | 2.2173 | 2.2575
SCE | GWh | Commercial | Com - Restaurant (Sit Down) | ComRefrig | No | ComRefrig - Strip Curtain for Walk In Refrigerator | 3.4499 | 6.6508 | 9.7415 | 12.6931 | 15.4551 | 14.5227 | 13.5477 | 12.3617 | 10.9847 | 9.4772 | 7.918 | 6.387
SCE | GWh | Commercial | Com - Restaurant (Sit Down) | FoodServ | No | FoodServ - Electric Griddle | 0.00016844 | 0.00034085 | 0.00051735 | 0.0006967 | 0.0006967 | 0.00087248 | 0.0010509 | 0.0012339 | 0.0014192 | 0.001609 | 0.0018011 | 0.0019962
SCE | GWh | Commercial | Com - Restaurant (Sit Down) | FoodServ | No | FoodServ - Electric Steamer | 0.34495 | 0.70173 | 1.0706 | 1.449 | 1.8394 | 2.2357 | 2.636 | 3.0447 | 3.4574 | 3.8805 | 4.309 | 4.7454
SCE | GWh | Commercial | Com - Restaurant (Sit Down) | FoodServ | No | FoodServ - Fryer (Electric) | 0.0080176 | 0.0162 | 0.024551 | 0.033009 | 0.041637 | 0.050305 | 0.058981 | 0.067756 | 0.076543 | 0.085475 | 0.094458 | 0.10354
SCE | GWh | Commercial | Com - Restaurant (Sit Down) | FoodServ | No | FoodServ - Oven (Electric) | 0.034444 | 0.069917 | 0.10643 | 0.14371 | 0.18202 | 0.22075 | 0.25974 | 0.29941 | 0.33933 | 0.38012 | 0.42134 | 0.46319
SCE | GWh | Commercial | Com - Restaurant (Sit Down) | HVAC | Yes | HVAC - Advanced Package Rooftop AC (> EER 12) - Emerging | 0 | 0 | 0.0012687 | 0.0044759 | 0.010182 | 0.018894 | 0.031056 | 0.047105 | 0.067506 | 0.092713 | 0.12318 | 0.15939
SCE | GWh | Commercial | Com - Restaurant (Sit Down) | HVAC | No | HVAC - Direct Evaporative Cooler | 0.21573 | 0.46772 | 0.75877 | 1.0911 | 1.4674 | 1.8884 | 2.3548 | 2.8683 | 3.4281 | 4.0356 | 4.6888 | 5.3867
SCE | GWh | Commercial | Com - Restaurant (Sit Down) | HVAC | No | HVAC - EER Rated Package Rooftop AC (EER 11) | 0.028918 | 0.062154 | 0.099875 | 0.14204 | 0.18923 | 0.24084 | 0.29661 | 0.35715 | 0.42173 | 0.49132 | 0.56499 | 0.64297
SCE | GWh | Commercial | Com - Restaurant (Sit Down) | HVAC | No | HVAC - EER Rated Package Rooftop HP (EER 11) | 0.022728 | 0.048638 | 0.077755 | 0.11002 | 0.11002 | 0.11002 | 0.11002 | 0.11002 | 0.11002 | 0.11002 | 0.11002 | 0.11002
SCE | GWh | Commercial | Com - Restaurant (Sit Down) | HVAC | No | HVAC - Repair Duct System | 0.20754 | 0.39963 | 0.58432 | 0.75756 | 0.75756 | 0.75756 | 0.55002 | 0.35793 | 0.17324 | 0 | 0 | 0
SCE | GWh | Commercial | Com - Restaurant (Sit Down) | HVAC | No | HVAC - SEER Rated Package Rooftop AC (Recharge) | 0.30034 | 0.57684 | 0.83769 | 1.0793 | 0.99848 | 0.91837 | 0.83048 | 0.73909 | 0.6483 | 0.56089 | 0.47913 | 0.41101
SCE | GWh | Commercial | Com - Restaurant (Sit Down) | HVAC | No | HVAC - SEER Rated Package Rooftop AC (SEER 14) | 0.15069 | 0.33019 | 0.33019 | 0.33019 | 0.33019 | 0.33019 | 0.33019 | 0.33019 | 0.33019 | 0.33019 | 0.33019 | 0.33019
SCE | GWh | Commercial | Com - Restaurant (Sit Down) | HVAC | No | HVAC - SEER Rated Package Rooftop AC (SEER 15) | 0.18841 | 0.41028 | 0.5292 | 0.66358 | 0.81497 | 0.98097 | 1.1607 | 1.356 | 1.5643 | 1.789 | 2.0268 | 2.2785
SCE | GWh | Commercial | Com - Restaurant (Sit Down) | HVAC | No | HVAC - SEER Rated Package Rooftop HP (SEER 14) | 0.020471 | 0.044696 | 0.044696 | 0.044696 | 0.044696 | 0.044696 | 0.044696 | 0.044696 | 0.044696 | 0.044696 | 0.044696 | 0.044696
SCE | GWh | Commercial | Com - Restaurant (Sit Down) | HVAC | No | HVAC - SEER Rated Package Rooftop HP (SEER 15) | 0.076761 | 0.16776 | 0.21681 | 0.27247 | 0.33542 | 0.40463 | 0.47968 | 0.56144 | 0.64878 | 0.74313 | 0.84308 | 0.94899
SCE | GWh | Commercial | Com - Restaurant (Sit Down) | HVAC | No | HVAC - SEER Rated Split System AC (SEER 14) | 0.10517 | 0.22572 | 0.36194 | 0.36194 | 0.36194 | 0.36194 | 0.36194 | 0.36194 | 0.36194 | 0.36194 | 0.36194 | 0.36194
SCE | GWh | Commercial | Com - Restaurant (Sit Down) | HVAC | No | HVAC - SEER Rated Split System AC (SEER 15) | 0.014965 | 0.034643 | 0.046151 | 0.060114 | 0.076872 | 0.09626 | 0.11828 | 0.14334 | 0.1712 | 0.20249 | 0.23685 | 0.27456
SCE | GWh | Commercial | Com - Restaurant (Sit Down) | HVAC | No | HVAC - SEER Rated Split System HP (SEER 14) | 0.093186 | 0.20348 | 0.22073 | 0.24026 | 0.26231 | 0.2865 | 0.31268 | 0.34115 | 0.37151 | 0.40425 | 0.43888 | 0.47553
SCE | GWh | Commercial | Com - Restaurant (Sit Down) | HVAC | No | HVAC - SEER Rated Split System HP (SEER 15) | 0.03621 | 0.079066 | 0.10212 | 0.12822 | 0.1577 | 0.19001 | 0.22494 | 0.26293 | 0.3034 | 0.34708 | 0.39326 | 0.44213
SCE | GWh | Commercial | Com - Restaurant (Sit Down) | HVAC | No | HVAC - Thermostat | 0.71539 | 1.4838 | 2.274 | 3.0666 | 3.8469 | 4.568 | 5.2249 | 5.8263 | 6.3668 | 6.8653 | 7.3235 | 7.7651
SCE | GWh | Commercial | Com - Restaurant (Sit Down) | Lighting | Yes | Lighting - LED Fixture (Replacing T8) - Emerging | 0.064003 | 0.16086 | 0.30556 | 0.51139 | 0.79609 | 1.1712 | 1.6472 | 2.2481 | 2.9743 | 3.855 | 4.887 | 6.0821
SCE | GWh | Commercial | Com - Restaurant (Sit Down) | Lighting | Yes | Lighting - LED Lamp (Basic High - Indoor) - Emerging | 0.46672 | 1.195 | 2.1884 | 3.4695 | 5.0799 | 5.3326 | 4.9989 | 4.4853 | 3.7701 | 2.3508 | 2.7501 | 3.1536
SCE | GWh | Commercial | Com - Restaurant (Sit Down) | Lighting | Yes | Lighting - LED Lamp (Basic Low - Indoor) - Emerging | 0.6268 | 1.6492 | 2.9542 | 4.5735 | 6.5462 | 6.8997 | 6.4369 | 5.7842 | 4.9064 | 3.221 | 3.8947 | 4.7296
SCE | GWh | Commercial | Com - Restaurant (Sit Down) | Lighting | Yes | Lighting - LED Plug-In Indoor Fixture - Emerging | 0.03579 | 0.081458 | 0.13863 | 0.20775 | 0.2914 | 0.29693 | 0.30321 | 0.31117 | 0.32113 | 0.33347 | 0.34812 | 0.36526
SCE | GWh | Commercial | Com - Restaurant (Sit Down) | Lighting | No | Lighting - Cold Cathode Lamp | 0.041456 | 0.084334 | 0.12867 | 0.17433 | 0.22149 | 0.22149 | 0.18003 | 0.13716 | 0.092821 | 0.047164 | 0 | 0
SCE | GWh | Commercial | Com - Restaurant (Sit Down) | Lighting | No | Lighting - Compact Fluorescent Fixture (Indoor) | 3.1311 | 6.4588 | 9.9896 | 13.7134 | 17.6421 | 14.511 | 11.1832 | 7.6525 | 3.9287 | 0 | 0 | 0
SCE | GWh | Commercial | Com - Restaurant (Sit Down) | Lighting | No | Lighting - Compact Fluorescent Lamp (Basic High - Indoor) | 0 | 0.099677 | 0.33334 | 0.7232 | 1.2939 | 1.2939 | 1.1942 | 0.96054 | 0.57068 | 0 | 0 | 0
SCE | GWh | Commercial | Com - Restaurant (Sit Down) | Lighting | No | Lighting - Compact Fluorescent Lamp (Basic Low - Indoor) | 15.6135 | 33.4388 | 53.39 | 75.1843 | 98.6071 | 82.9936 | 65.1683 | 45.2171 | 23.4228 | 0 | 0 | 0
SCE | GWh | Commercial | Com - Restaurant (Sit Down) | Lighting | No | Lighting - Exit Fixture (LED) | 0.094557 | 0.1832 | 0.27503 | 0.3624 | 0.4446 | 0.52257 | 0.51693 | 0.51156 | 0.49542 | 0.47853 | 0.46245 | 0.44663
SCE | GWh | Commercial | Com - Restaurant (Sit Down) | Lighting | No | Lighting - Halogen Lamp (A-Line) | 0.023698 | 0.051449 | 0.053997 | 0.055651 | 0.058255 | 0.028852 | 0 | 0 | 0 | 0 | 0 | 0
SCE | GWh | Commercial | Com - Restaurant (Sit Down) | Lighting | No | Lighting - Halogen Lamp (Reflector) | 0.0071914 | 0.015537 | 0.015784 | 0.015732 | 0.015963 | 0.015912 | 0.016156 | 0.016156 | 0.016404 | 0.016542 | 0.016891 | 0.017165
SCE | GWh | Commercial | Com - Restaurant (Sit Down) | Lighting | No | Lighting - High Bay HID to T5 | 0.0084561 | 0.017519 | 0.027578 | 0.038601 | 0.050582 | 0.071503 | 0.093698 | 0.11752 | 0.1427 | 0.16928 | 0.19684 | 0.22521
SCE | GWh | Commercial | Com - Restaurant (Sit Down) | Lighting | No | Lighting - Induction Fixture (Indoor) | 0.03275 | 0.066254 | 0.10056 | 0.13541 | 0.17113 | 0.20708 | 0.24311 | 0.2797 | 0.31642 | 0.35393 | 0.39177 | 0.43017
SCE | GWh | Commercial | Com - Restaurant (Sit Down) | Lighting | No | Lighting - Induction Fixture (Outdoor) | 0.0085765 | 0.02016 | 0.03173 | 0.043432 | 0.055343 | 0.067254 | 0.079114 | 0.091076 | 0.103 | 0.11511 | 0.12724 | 0.13949
SCE | GWh | Commercial | Com - Restaurant (Sit Down) | Lighting | No | Lighting - Linear Fluorescent Delamping | 0.0091784 | 0.018485 | 0.029743 | 0.042998 | 0.058062 | 0 | 0 | 0 | 0 | 0 | 0 | 0
SCE | GWh | Commercial | Com - Restaurant (Sit Down) | Lighting | No | Lighting - Linear Fluorescent Fixture (Low Wattage T8) | 0.3276 | 0.71969 | 1.1745 | 1.6854 | 2.2528 | 2.8609 | 3.5004 | 4.1717 | 4.861 | 5.5733 | 6.2944 | 7.0228
SCE | GWh | Commercial | Com - Restaurant (Sit Down) | Lighting | No | Lighting - Occupancy Sensor | 0 | 0 | 0 | 0 | 0 | 0 | 0 | 0 | 0 | 0 | 0.07345 | 0.15037
SCE | GWh | Commercial | Com - Restaurant (Sit Down) | Lighting | No | Lighting - Plug-In Fixture (Compact Fluorescent) | 0.61449 | 1.2357 | 1.8627 | 2.4906 | 3.1232 | 3.1232 | 3.1232 | 3.1232 | 3.1232 | 3.1232 | 3.1232 | 3.1232
SCE | GWh | Commercial | Com - Restaurant (Sit Down) | Lighting | No | Lighting - Plug-In Fixture (Exterior) | 0.10324 | 0.2355 | 0.36794 | 0.50196 | 0.63835 | 0.77497 | 0.91133 | 1.0489 | 1.1864 | 1.3258 | 1.4658 | 1.6071
SCE | GWh | Commercial | Com - Restaurant (Sit Down) | Lighting | No | Lighting - Plug-In Fixture (Induction) | 0.16505 | 0.33699 | 0.51424 | 0.69561 | 0.88307 | 1.0724 | 1.2624 | 1.4562 | 1.6509 | 1.8509 | 2.053 | 2.2586
SCE | GWh | Commercial | Com - Restaurant (Sit Down) | Lighting | No | Lighting - Plug-In Fixture (Linear Fluorescent) | 1.3036 | 2.7067 | 4.1952 | 5.7467 | 7.3646 | 7.3646 | 7.3646 | 7.3646 | 7.3646 | 7.3646 | 7.3646 | 7.3646
SCE | GWh | Commercial | Com - Restaurant (Sit Down) | Lighting | No | Lighting - Plug-In Fixture (PSMH with Electronic Ballast) | 0.15762 | 0.33288 | 0.50892 | 0.68542 | 0.86378 | 1.0408 | 1.2157 | 1.3909 | 1.5642 | 1.7389 | 1.9127 | 2.0869
SCE | GWh | Commercial | Com - Restaurant (Sit Down) | Lighting | No | Lighting - Plug-In Fixture (PSMH) | 0.20017 | 0.42308 | 0.64449 | 0.86401 | 1.0832 | 1.2984 | 1.5091 | 1.7177 | 1.9224 | 2.1265 | 2.3281 | 2.5284
SCE | GWh | Commercial | Com - Restaurant (Sit Down) | SHW | No | SHW - EF Rated Instantaneous Water Heater (Electric) | 0.0024089 | 0.0052566 | 0.0085503 | 0.012255 | 0.016404 | 0.020891 | 0.025667 | 0.030782 | 0.036136 | 0.041824 | 0.047737 | 0.053897
SCE | GWh | Commercial | Com - Restaurant (Sit Down) | SHW | No | SHW - EF Rated Storage Water Heater (Electric) | 0.0019598 | 0.0042325 | 0.0042325 | 0.0042325 | 0.0042325 | 0.0042325 | 0.0042325 | 0.0042325 | 0.0042325 | 0.0042325 | 0.0042325 | 0.0042325
SCE | GWh | Commercial | Com - Restaurant (Sit Down) | Service | No | HVAC - Comprehensive Rooftop Unit Quality Maintenance | 0.15353 | 0.30704 | 0.47685 | 0.66315 | 0.8655 | 1.083 | 1.314 | 1.5562 | 1.8065 | 2.0615 | 2.317 | 2.4155
SCE | GWh | Commercial | Com - Restaurant (Sit Down) | Service | No | Service - HVAC Fault Detection & Diagnositics | 0.090608 | 0.21459 | 0.33637 | 0.45495 | 0.57149 | 0.68375 | 0.7913 | 0.89583 | 0.996 | 1.0941 | 1.1887 | 1.2806
SCE | GWh | Commercial | Com - Restaurant (Sit Down) | Service | No | Service - Retro-Commissioning (Electric) | 0.71602 | 1.3177 | 1.8372 | 2.285 | 2.6665 | 2.9906 | 2.5466 | 2.1702 | 1.8342 | 1.533 | 1.2644 | 1.0274
SCE | GWh | Commercial | Com - Restaurant (Sit Down) | WholeBlg | No | HVAC - Energy Management System | 0.3319 | 0.70114 | 1.0502 | 1.377 | 1.6854 | 1.9721 | 2.2374 | 2.4967 | 2.7479 | 2.9972 | 3.2407 | 3.4805
SCE | GWh | Commercial | Com - Restaurant (Sit Down) | WholeBlg | No | WholeBlg - Com NC Level 2 | 0.026141 | 0 | 0 | 0 | 0 | 0 | 0 | 0 | 0 | 0 | 0 | 0
SCE | GWh | Commercial | Com - Restaurant (Sit Down) | WholeBlg | No | WholeBlg - Com NC Level 3 | 0.01108 | 0.01108 | 0.01108 | 0.01108 | 0.01108 | 0.01108 | 0.01108 | 0 | 0 | 0 | 0 | 0
SCE | GWh | Commercial | Com - Restaurant (Sit Down) | WholeBlg | No | WholeBlg - Com NC ZNE | 0.012404 | 0.034059 | 0.081587 | 0.15897 | 0.27929 | 0.4428 | 0.64896 | 0.91145 | 1.2225 | 1.6042 | 2.0396 | 2.5446
SCE | GWh | Commercial | Com - Restaurant (Sit Down) | WholeBlg | No | WholeBlg - Com RET Level 1 | 0.17268 | 0.4609 | 0.87385 | 1.4224 | 2.1181 | 2.9734 | 4.0009 | 5.2134 | 6.6231 | 8.0689 | 9.6181 | 11.2706
SCE | GWh | Commercial | Com - Restaurant (Sit Down) | WholeBlg | No | WholeBlg - Com RET Level 2 | 0.94014 | 2.1601 | 3.6911 | 5.5661 | 7.818 | 10.4816 | 13.5904 | 17.1783 | 21.2753 | 25.9092 | 31.1003 | 36.8639
SCE | GWh | Commercial | Com - Retail (Large Multi Level) | AppPlug | No | AppPlug - Computer Monitor | 0.0043587 | 0.012888 | 0.021173 | 0.029639 | 0.029639 | 0.029639 | 0.02528 | 0.016751 | 0.0084666 | 0 | 0 | 0
SCE | GWh | Commercial | Com - Retail (Large Multi Level) | AppPlug | No | AppPlug - Desktop Computer (Com - Power Management) | 0.30663 | 0.63607 | 0.96051 | 1.2766 | 1.5836 | 1.8769 | 2.1544 | 2.4185 | 2.6665 | 2.9034 | 3.128 | 3.0351
SCE | GWh | Commercial | Com - Retail (Large Multi Level) | AppPlug | No | AppPlug - Occupancy Sensor Plug Strip | 0.068681 | 0.1475 | 0.23036 | 0.31428 | 0.39812 | 0.48173 | 0.56265 | 0.64409 | 0.72311 | 0.73462 | 0.73293 | 0.72497
SCE | GWh | Commercial | Com - Retail (Large Multi Level) | AppPlug | No | AppPlug - Vending Machine Controls | 0.81265 | 1.6067 | 2.3588 | 3.0691 | 3.741 | 4.3689 | 4.1371 | 3.8837 | 3.6272 | 3.3785 | 3.1322 | 2.8973
SCE | GWh | Commercial | Com - Retail (Large Multi Level) | BldgEnv | No | BldgEnv - Wall Spray On Insulation | 0.026059 | 0.050815 | 0.074333 | 0.096676 | 0.1179 | 0.13806 | 0.15722 | 0.14936 | 0.14189 | 0.1348 | 0.12806 | 0.12165
SCE | GWh | Commercial | Com - Retail (Large Multi Level) | BldgEnv | No | BldgEnv - Window Film | 0.46681 | 0.89157 | 1.344 | 1.8434 | 2.3934 | 2.9907 | 3.6223 | 4.2864 | 4.9721 | 5.6798 | 6.3925 | 6.6302
SCE | GWh | Commercial | Com - Retail (Large Multi Level) | FoodServ | No | FoodServ - Electric Steamer | 0.018569 | 0.037778 | 0.057646 | 0.078027 | 0.099067 | 0.12042 | 0.14199 | 0.16402 | 0.18626 | 0.20907 | 0.23224 | 0.25585
SCE | GWh | Commercial | Com - Retail (Large Multi Level) | FoodServ | No | FoodServ - Oven (Electric) | 0.081734 | 0.16592 | 0.25261 | 0.34113 | 0.43213 | 0.52414 | 0.61676 | 0.71099 | 0.80584 | 0.90279 | 1.001 | 1.1008
SCE | GWh | Commercial | Com - Retail (Large Multi Level) | HVAC | Yes | HVAC - Advanced Package Rooftop AC (> EER 12) - Emerging | 0 | 0 | 0.0017505 | 0.0062175 | 0.014203 | 0.026423 | 0.043503 | 0.066051 | 0.094714 | 0.13012 | 0.17291 | 0.22372
SCE | GWh | Commercial | Com - Retail (Large Multi Level) | HVAC | No | HVAC - Chiller (Centrifugal) | 0.089604 | 0.1959 | 0.31952 | 0.46057 | 0.59709 | 0.74971 | 0.91839 | 1.1028 | 1.3027 | 1.5175 | 1.7466 | 1.9893
SCE | GWh | Commercial | Com - Retail (Large Multi Level) | HVAC | No | HVAC - Chiller (Reciprocating) | 0.090633 | 0.1994 | 0.32694 | 0.47281 | 0.63879 | 0.82212 | 1.0217 | 1.2395 | 1.4726 | 1.7245 | 1.9914 | 2.274
SCE | GWh | Commercial | Com - Retail (Large Multi Level) | HVAC | No | HVAC - EER Rated Package Rooftop AC (EER 11) | 0.067971 | 0.14617 | 0.23512 | 0.33478 | 0.44673 | 0.56962 | 0.70294 | 0.84814 | 1.0035 | 1.1714 | 1.3495 | 1.5383
SCE | GWh | Commercial | Com - Retail (Large Multi Level) | HVAC | No | HVAC - EER Rated Package Rooftop HP (EER 11) | 0.045057 | 0.096305 | 0.15383 | 0.21753 | 0.21753 | 0.21753 | 0.21753 | 0.21753 | 0.21753 | 0.21753 | 0.22818 | 0.23935
SCE | GWh | Commercial | Com - Retail (Large Multi Level) | HVAC | No | HVAC - Repair Duct System | 0.39734 | 0.76529 | 1.1193 | 1.4515 | 1.4515 | 1.4515 | 1.0542 | 0.68623 | 0.33222 | 0 | 0 | 0
SCE | GWh | Commercial | Com - Retail (Large Multi Level) | HVAC | No | HVAC - SEER Rated Package Rooftop AC (Recharge) | 0.58668 | 1.1273 | 1.6378 | 2.111 | 1.9546 | 1.7989 | 1.6276 | 1.4489 | 1.2711 | 1.0998 | 0.93906 | 0.80511
SCE | GWh | Commercial | Com - Retail (Large Multi Level) | HVAC | No | HVAC - SEER Rated Package Rooftop AC (SEER 14) | 0.23968 | 0.52485 | 0.52485 | 0.52485 | 0.52485 | 0.52485 | 0.52485 | 0.52485 | 0.52485 | 0.52485 | 0.52485 | 0.52485
SCE | GWh | Commercial | Com - Retail (Large Multi Level) | HVAC | No | HVAC - SEER Rated Package Rooftop AC (SEER 15) | 0.3204 | 0.69744 | 0.89962 | 1.1282 | 1.3858 | 1.6685 | 1.9747 | 2.3076 | 2.663 | 3.0464 | 3.4526 | 3.883
SCE | GWh | Commercial | Com - Retail (Large Multi Level) | HVAC | No | HVAC - SEER Rated Package Rooftop HP (SEER 14) | 0.033475 | 0.073141 | 0.073141 | 0.073141 | 0.073141 | 0.073141 | 0.073141 | 0.073141 | 0.073141 | 0.073141 | 0.073141 | 0.073141
SCE | GWh | Commercial | Com - Retail (Large Multi Level) | HVAC | No | HVAC - SEER Rated Package Rooftop HP (SEER 15) | 0.12433 | 0.27221 | 0.35221 | 0.44326 | 0.54662 | 0.66046 | 0.78409 | 0.91912 | 1.0636 | 1.2201 | 1.3863 | 1.5629
SCE | GWh | Commercial | Com - Retail (Large Multi Level) | HVAC | No | HVAC - SEER Rated Split System AC (SEER 14) | 0.18118 | 0.39404 | 0.6402 | 0.6402 | 0.6402 | 0.6402 | 0.6402 | 0.6402 | 0.6402 | 0.6402 | 0.6402 | 0.6402
SCE | GWh | Commercial | Com - Retail (Large Multi Level) | HVAC | No | HVAC - SEER Rated Split System AC (SEER 15) | 0.035092 | 0.082348 | 0.11053 | 0.1453 | 0.18767 | 0.23736 | 0.29453 | 0.36044 | 0.43465 | 0.519 | 0.6128 | 0.71685
SCE | GWh | Commercial | Com - Retail (Large Multi Level) | HVAC | No | HVAC - SEER Rated Split System HP (SEER 14) | 0.17858 | 0.39007 | 0.42319 | 0.46077 | 0.50328 | 0.54998 | 0.60062 | 0.65577 | 0.71467 | 0.77826 | 0.84567 | 0.91709
SCE | GWh | Commercial | Com - Retail (Large Multi Level) | HVAC | No | HVAC - SEER Rated Split System HP (SEER 15) | 0.070093 | 0.15305 | 0.19774 | 0.24843 | 0.30577 | 0.3688 | 0.43714 | 0.5116 | 0.59115 | 0.67712 | 0.76829 | 0.86496
SCE | GWh | Commercial | Com - Retail (Large Multi Level) | HVAC | No | HVAC - Thermostat | 1.4859 | 3.0831 | 4.7463 | 6.4202 | 8.0605 | 9.582 | 10.9639 | 12.2204 | 13.3442 | 14.3747 | 15.3174 | 16.2329
SCE | GWh | Commercial | Com - Retail (Large Multi Level) | Lighting | Yes | Lighting - LED Fixture (Replacing T8) - Emerging | 0.1635 | 0.40856 | 0.77997 | 1.3173 | 2.0755 | 3.0931 | 4.4055 | 6.0929 | 8.1556 | 10.6921 | 13.6972 | 17.2168
SCE | GWh | Commercial | Com - Retail (Large Multi Level) | Lighting | Yes | Lighting - LED Lamp (Basic High - Indoor) - Emerging | 0.072816 | 0.19526 | 0.36674 | 0.58082 | 0.84405 | 0.88443 | 0.82449 | 0.72813 | 0.59998 | 0.36165 | 0.42499 | 0.50762
SCE | GWh | Commercial | Com - Retail (Large Multi Level) | Lighting | Yes | Lighting - LED Lamp (Basic Low - Indoor) - Emerging | 0.30215 | 0.76053 | 1.3026 | 1.924 | 2.6352 | 2.7566 | 2.5438 | 2.3496 | 2.1711 | 1.699 | 2.1429 | 2.6558
SCE | GWh | Commercial | Com - Retail (Large Multi Level) | Lighting | Yes | Lighting - LED Plug-In Indoor Fixture - Emerging | 0.1128 | 0.25648 | 0.43648 | 0.65448 | 0.91885 | 0.93635 | 0.95634 | 0.98152 | 1.0132 | 1.0525 | 1.0993 | 1.1542
SCE | GWh | Commercial | Com - Retail (Large Multi Level) | Lighting | No | Lighting - Cold Cathode Lamp | 0.09 | 0.18244 | 0.27757 | 0.37514 | 0.4757 | 0.4757 | 0.4757 | 0.3857 | 0.29326 | 0.19813 | 0.10056 | 0
SCE | GWh | Commercial | Com - Retail (Large Multi Level) | Lighting | No | Lighting - Compact Fluorescent Fixture (Indoor) | 10.5772 | 21.7739 | 33.6112 | 46.0582 | 59.1547 | 48.5775 | 37.3807 | 25.5435 | 13.0965 | 0 | 0 | 0
SCE | GWh | Commercial | Com - Retail (Large Multi Level) | Lighting | No | Lighting - Compact Fluorescent Lamp (Basic High - Indoor) | 2.0947 | 4.5522 | 7.3551 | 10.4716 | 13.8727 | 11.778 | 9.3205 | 6.5176 | 3.4011 | 0 | 0 | 0
SCE | GWh | Commercial | Com - Retail (Large Multi Level) | Lighting | No | Lighting - Compact Fluorescent Lamp (Basic Low - Indoor) | 13.8421 | 27.7939 | 41.9149 | 56.1708 | 70.6008 | 56.7588 | 42.807 | 28.6859 | 14.4301 | 0 | 0 | 0
SCE | GWh | Commercial | Com - Retail (Large Multi Level) | Lighting | No | Lighting - Exit Fixture (LED) | 0.36363 | 0.70454 | 1.0543 | 1.3868 | 1.6992 | 1.9952 | 1.9697 | 1.9452 | 1.8824 | 1.8193 | 1.7594 | 1.7008
SCE | GWh | Commercial | Com - Retail (Large Multi Level) | Lighting | No | Lighting - Halogen Lamp (A-Line) | 0.087509 | 0.19022 | 0.19955 | 0.2056 | 0.21516 | 0.1064 | 0 | 0 | 0 | 0 | 0 | 0
SCE | GWh | Commercial | Com - Retail (Large Multi Level) | Lighting | No | Lighting - Halogen Lamp (Reflector) | 0.02638 | 0.057064 | 0.057985 | 0.057817 | 0.058669 | 0.058487 | 0.05939 | 0.059402 | 0.060312 | 0.060674 | 0.06197 | 0.063022
SCE | GWh | Commercial | Com - Retail (Large Multi Level) | Lighting | No | Lighting - High Bay HID to T5 | 0.32914 | 0.77706 | 1.2179 | 1.6485 | 2.0735 | 2.8008 | 3.6271 | 4.4381 | 5.2255 | 6.0032 | 6.7581 | 7.4922
SCE | GWh | Commercial | Com - Retail (Large Multi Level) | Lighting | No | Lighting - Induction Fixture (Indoor) | 0.12931 | 0.26381 | 0.4036 | 0.54747 | 0.69666 | 0.84837 | 1.0018 | 1.1587 | 1.3173 | 1.4804 | 1.6458 | 1.8145
SCE | GWh | Commercial | Com - Retail (Large Multi Level) | Lighting | No | Lighting - Induction Fixture (Outdoor) | 0.031658 | 0.074415 | 0.11712 | 0.16031 | 0.20429 | 0.24826 | 0.29205 | 0.33622 | 0.38026 | 0.42496 | 0.4698 | 0.51504
SCE | GWh | Commercial | Com - Retail (Large Multi Level) | Lighting | No | Lighting - Linear Fluorescent Delamping | 0.014674 | 0.029564 | 0.0475 | 0.068568 | 0.068568 | 0 | 0 | 0 | 0 | 0 | 0 | 0
SCE | GWh | Commercial | Com - Retail (Large Multi Level) | Lighting | No | Lighting - Linear Fluorescent Fixture (Low Wattage T8) | 2.0342 | 4.353 | 6.9296 | 9.713 | 12.696 | 15.7935 | 18.961 | 22.2072 | 25.474 | 28.7945 | 32.1153 | 35.4396
SCE | GWh | Commercial | Com - Retail (Large Multi Level) | Lighting | No | Lighting - Low Bay HID to T5 | 0 | 0 | 0.061232 | 0.12152 | 0.17937 | 0.23558 | 0.28988 | 0.36601 | 0.44 | 0.51258 | 0.5833 | 0.6525
SCE | GWh | Commercial | Com - Retail (Large Multi Level) | Lighting | No | Lighting - Plug-In Fixture (Compact Fluorescent) | 1.9983 | 4.0194 | 6.0608 | 8.1072 | 10.1699 | 10.1699 | 10.1699 | 10.1699 | 10.1699 | 10.1699 | 10.1699 | 10.1699
SCE | GWh | Commercial | Com - Retail (Large Multi Level) | Lighting | No | Lighting - Plug-In Fixture (Exterior) | 0.38108 | 0.86925 | 1.3581 | 1.8528 | 2.3563 | 2.8607 | 3.3642 | 3.8722 | 4.3797 | 4.8947 | 5.4118 | 5.9339
SCE | GWh | Commercial | Com - Retail (Large Multi Level) | Lighting | No | Lighting - Plug-In Fixture (Induction) | 0 | 0 | 0 | 0.3144 | 0.67787 | 1.081 | 1.5084 | 1.959 | 2.4208 | 2.9015 | 3.3918 | 3.8942
SCE | GWh | Commercial | Com - Retail (Large Multi Level) | Lighting | No | Lighting - Plug-In Fixture (Linear Fluorescent) | 5.6938 | 11.8396 | 18.3721 | 25.1897 | 32.3048 | 32.3048 | 32.3048 | 32.3048 | 32.3048 | 32.3048 | 32.3048 | 32.3048
SCE | GWh | Commercial | Com - Retail (Large Multi Level) | Lighting | No | Lighting - Plug-In Fixture (PSMH with Electronic Ballast) | 0.56775 | 1.2489 | 1.933 | 2.5245 | 3.0723 | 3.5983 | 4.1068 | 4.6088 | 5.1017 | 5.5956 | 6.0859 | 6.5761
SCE | GWh | Commercial | Com - Retail (Large Multi Level) | Lighting | No | Lighting - Plug-In Fixture (PSMH) | 0.75642 | 1.5465 | 2.3408 | 3.0921 | 3.8381 | 4.535 | 5.1952 | 5.8353 | 6.4546 | 7.0662 | 7.666 | 8.259
SCE | GWh | Commercial | Com - Retail (Large Multi Level) | SHW | No | SHW - EF Rated Instantaneous Water Heater (Electric) | 0.00076134 | 0.0016574 | 0.0026889 | 0.0038434 | 0.0051301 | 0.006516 | 0.0079856 | 0.0095539 | 0.011191 | 0.012925 | 0.014724 | 0.016594
SCE | GWh | Commercial | Com - Retail (Large Multi Level) | SHW | No | SHW - EF Rated Storage Water Heater (Electric) | 0.00062012 | 0.0013366 | 0.0013366 | 0.0013366 | 0.0013366 | 0.0013366 | 0.0013366 | 0.0013366 | 0.0013366 | 0.0013366 | 0.0013366 | 0.0013366
SCE | GWh | Commercial | Com - Retail (Large Multi Level) | Service | No | HVAC - Comprehensive Rooftop Unit Quality Maintenance | 0.56666 | 1.1333 | 1.76 | 2.4476 | 3.1945 | 3.9973 | 4.85 | 5.7439 | 6.6678 | 7.6088 | 8.5518 | 8.9155
SCE | GWh | Commercial | Com - Retail (Large Multi Level) | Service | No | Service - HVAC Fault Detection & Diagnositics | 0.33481 | 0.79333 | 1.2448 | 1.6858 | 2.12 | 2.5392 | 2.9419 | 3.3344 | 3.7117 | 4.0827 | 4.4506 | 4.8118
SCE | GWh | Commercial | Com - Retail (Large Multi Level) | Service | No | Service - Retro-Commissioning (Electric) | 2.6428 | 4.8635 | 6.7811 | 8.4339 | 9.842 | 11.0381 | 9.3992 | 8.0099 | 6.7699 | 5.6584 | 4.6667 | 3.7921
SCE | GWh | Commercial | Com - Retail (Large Multi Level) | WholeBlg | No | HVAC - Energy Management System | 1.225 | 2.5878 | 3.8763 | 5.0823 | 6.2207 | 7.2788 | 8.2582 | 9.2152 | 10.1424 | 11.0626 | 11.9611 | 12.8464
SCE | GWh | Commercial | Com - Retail (Large Multi Level) | WholeBlg | No | WholeBlg - Com NC Level 2 | 0.095253 | 0 | 0 | 0 | 0 | 0 | 0 | 0 | 0 | 0 | 0 | 0
SCE | GWh | Commercial | Com - Retail (Large Multi Level) | WholeBlg | No | WholeBlg - Com NC Level 3 | 0.042051 | 0.042051 | 0.042051 | 0.042051 | 0.042051 | 0.042051 | 0.042051 | 0 | 0 | 0 | 0 | 0
SCE | GWh | Commercial | Com - Retail (Large Multi Level) | WholeBlg | No | WholeBlg - Com NC ZNE | 0.0024743 | 0.0024743 | 0.0024743 | 0.0024743 | 0.020228 | 0.054033 | 0.10525 | 0.17999 | 0.27636 | 0.40091 | 0.39905 | 0.39905
SCE | GWh | Commercial | Com - Retail (Large Multi Level) | WholeBlg | No | WholeBlg - Com RET Level 1 | 0.32587 | 0.77442 | 1.3549 | 2.0774 | 2.9519 | 3.9891 | 5.1992 | 6.5921 | 8.1772 | 9.9628 | 11.9558 | 14.1615
SCE | GWh | Commercial | Com - Retail (Large Multi Level) | WholeBlg | No | WholeBlg - Com RET Level 2 | 0.82324 | 1.9441 | 3.3873 | 5.1806 | 7.3525 | 9.934 | 12.955 | 16.4465 | 20.4366 | 24.9521 | 30.0141 | 35.6405
SCE | GWh | Commercial | Com - Retail (Large Single Level) | AppPlug | No | AppPlug - Computer Monitor | 0.0043587 | 0.012888 | 0.021173 | 0.029639 | 0.029639 | 0.029639 | 0.02528 | 0.016751 | 0.0084666 | 0 | 0 | 0
SCE | GWh | Commercial | Com - Retail (Large Single Level) | AppPlug | No | AppPlug - Desktop Computer (Com - Power Management) | 0.30663 | 0.63607 | 0.96051 | 1.2766 | 1.5836 | 1.8769 | 2.1544 | 2.4185 | 2.6665 | 2.9034 | 3.128 | 3.0351
SCE | GWh | Commercial | Com - Retail (Large Single Level) | AppPlug | No | AppPlug - Occupancy Sensor Plug Strip | 0.068681 | 0.1475 | 0.23036 | 0.31428 | 0.39812 | 0.48173 | 0.56265 | 0.64409 | 0.72311 | 0.73462 | 0.73293 | 0.72497
SCE | GWh | Commercial | Com - Retail (Large Single Level) | AppPlug | No | AppPlug - Vending Machine Controls | 0.81265 | 1.6067 | 2.3588 | 3.0691 | 3.741 | 4.3689 | 4.1371 | 3.8837 | 3.6272 | 3.3785 | 3.1322 | 2.8973
SCE | GWh | Commercial | Com - Retail (Large Single Level) | BldgEnv | No | BldgEnv - Attic Batt Insulation | 0.00077629 | 0.0015138 | 0.0022144 | 0.0028799 | 0.0028799 | 0.0028799 | 0.0028799 | 0.0021037 | 0.0013662 | 0.00066557 | 0 | 0
SCE | GWh | Commercial | Com - Retail (Large Single Level) | BldgEnv | No | BldgEnv - Wall Spray On Insulation | 0.026059 | 0.050815 | 0.074333 | 0.096676 | 0.1179 | 0.13806 | 0.15722 | 0.14936 | 0.14189 | 0.1348 | 0.12806 | 0.12165
SCE | GWh | Commercial | Com - Retail (Large Single Level) | BldgEnv | No | BldgEnv - Window Film | 0.46537 | 0.88865 | 1.3396 | 1.8374 | 2.3857 | 2.9813 | 3.6111 | 4.2734 | 4.9573 | 5.6632 | 6.3743 | 6.6118
SCE | GWh | Commercial | Com - Retail (Large Single Level) | FoodServ | No | FoodServ - Electric Steamer | 0.018569 | 0.037778 | 0.057646 | 0.078027 | 0.099067 | 0.12042 | 0.14199 | 0.16402 | 0.18626 | 0.20907 | 0.23224 | 0.25585
SCE | GWh | Commercial | Com - Retail (Large Single Level) | FoodServ | No | FoodServ - Oven (Electric) | 0.081734 | 0.16592 | 0.25261 | 0.34113 | 0.43213 | 0.52414 | 0.61676 | 0.71099 | 0.80584 | 0.90279 | 1.001 | 1.1008
SCE | GWh | Commercial | Com - Retail (Large Single Level) | HVAC | Yes | HVAC - Advanced Package Rooftop AC (> EER 12) - Emerging | 0 | 0 | 0.0020903 | 0.0074358 | 0.017006 | 0.031676 | 0.052209 | 0.079346 | 0.11387 | 0.15657 | 0.2082 | 0.26956
SCE | GWh | Commercial | Com - Retail (Large Single Level) | HVAC | No | HVAC - Direct Evaporative Cooler | 0.53802 | 1.1688 | 1.901 | 2.7414 | 3.6984 | 4.7751 | 5.9743 | 7.3019 | 8.7565 | 10.3436 | 12.0583 | 13.8985
SCE | GWh | Commercial | Com - Retail (Large Single Level) | HVAC | No | HVAC - EER Rated Package Rooftop AC (EER 11) | 0.054043 | 0.11613 | 0.1866 | 0.26539 | 0.32893 | 0.42504 | 0.52925 | 0.64271 | 0.76401 | 0.89494 | 1.0338 | 1.1809
SCE | GWh | Commercial | Com - Retail (Large Single Level) | HVAC | No | HVAC - EER Rated Package Rooftop HP (EER 11) | 0.048354 | 0.10343 | 0.16531 | 0.2339 | 0.2339 | 0.2339 | 0.2339 | 0.2339 | 0.2339 | 0.2339 | 0.2339 | 0.24636
SCE | GWh | Commercial | Com - Retail (Large Single Level) | HVAC | No | HVAC - Repair Duct System | 0.69037 | 1.3342 | 1.959 | 2.5492 | 3.0929 | 3.5826 | 3.3249 | 3.0582 | 2.7581 | 2.4457 | 2.1379 | 1.8568
SCE | GWh | Commercial | Com - Retail (Large Single Level) | HVAC | No | HVAC - SEER Rated Package Rooftop AC (Recharge) | 0.72426 | 1.3916 | 2.0218 | 2.6059 | 2.4127 | 2.2205 | 2.0088 | 1.7881 | 1.5684 | 1.3567 | 1.1584 | 0.9931
SCE | GWh | Commercial | Com - Retail (Large Single Level) | HVAC | No | HVAC - SEER Rated Package Rooftop AC (SEER 14) | 0.32167 | 0.70506 | 0.70506 | 0.70506 | 0.70506 | 0.70506 | 0.70506 | 0.70506 | 0.70506 | 0.70506 | 0.70506 | 0.70506
SCE | GWh | Commercial | Com - Retail (Large Single Level) | HVAC | No | HVAC - SEER Rated Package Rooftop AC (SEER 15) | 0.39321 | 0.8562 | 1.1044 | 1.3849 | 1.701 | 2.0476 | 2.4228 | 2.8306 | 3.2658 | 3.7351 | 4.2323 | 4.7589
SCE | GWh | Commercial | Com - Retail (Large Single Level) | HVAC | No | HVAC - SEER Rated Package Rooftop HP (SEER 14) | 0.040664 | 0.088876 | 0.088876 | 0.088876 | 0.088876 | 0.088876 | 0.088876 | 0.088876 | 0.088876 | 0.088876 | 0.088876 | 0.088876
SCE | GWh | Commercial | Com - Retail (Large Single Level) | HVAC | No | HVAC - SEER Rated Package Rooftop HP (SEER 15) | 0.15213 | 0.33323 | 0.43123 | 0.54283 | 0.66954 | 0.80926 | 0.96117 | 1.1272 | 1.305 | 1.4976 | 1.7024 | 1.9201
SCE | GWh | Commercial | Com - Retail (Large Single Level) | HVAC | No | HVAC - SEER Rated Split System AC (SEER 14) | 0.2276 | 0.48791 | 0.78139 | 0.78139 | 0.78139 | 0.78139 | 0.78139 | 0.78139 | 0.78139 | 0.78139 | 0.78139 | 0.78139
SCE | GWh | Commercial | Com - Retail (Large Single Level) | HVAC | No | HVAC - SEER Rated Split System AC (SEER 15) | 0.030133 | 0.069683 | 0.092765 | 0.12071 | 0.15416 | 0.19276 | 0.2365 | 0.28613 | 0.34116 | 0.40276 | 0.47031 | 0.54423
SCE | GWh | Commercial | Com - Retail (Large Single Level) | HVAC | No | HVAC - SEER Rated Split System HP (SEER 14) | 0.20027 | 0.43775 | 0.47495 | 0.51714 | 0.56485 | 0.61724 | 0.67397 | 0.73573 | 0.80161 | 0.87276 | 0.94814 | 1.028
SCE | GWh | Commercial | Com - Retail (Large Single Level) | HVAC | No | HVAC - SEER Rated Split System HP (SEER 15) | 0.077981 | 0.17038 | 0.22017 | 0.27661 | 0.34046 | 0.41056 | 0.48646 | 0.56913 | 0.65734 | 0.75267 | 0.85373 | 0.96084
SCE | GWh | Commercial | Com - Retail (Large Single Level) | HVAC | No | HVAC - Thermostat | 1.7298 | 3.5893 | 5.5257 | 7.4744 | 9.384 | 11.1553 | 12.7641 | 14.2267 | 15.5348 | 16.7343 | 17.8318 | 18.8976
SCE | GWh | Commercial | Com - Retail (Large Single Level) | Lighting | Yes | Lighting - LED Fixture (Replacing T8) - Emerging | 0.26259 | 0.65513 | 1.2401 | 2.0715 | 3.2234 | 4.7403 | 6.6624 | 9.0918 | 12.0223 | 15.5837 | 19.7602 | 24.6073
SCE | GWh | Commercial | Com - Retail (Large Single Level) | Lighting | Yes | Lighting - LED Lamp (Basic High - Indoor) - Emerging | 0.090007 | 0.2406 | 0.44677 | 0.70339 | 1.0177 | 1.0657 | 0.98978 | 0.87272 | 0.7178 | 0.42889 | 0.50203 | 0.59758
SCE | GWh | Commercial | Com - Retail (Large Single Level) | Lighting | Yes | Lighting - LED Lamp (Basic Low - Indoor) - Emerging | 0.36481 | 0.91654 | 1.5605 | 2.2972 | 3.1384 | 3.2816 | 3.0199 | 2.7839 | 2.565 | 1.9903 | 2.502 | 3.093
SCE | GWh | Commercial | Com - Retail (Large Single Level) | Lighting | Yes | Lighting - LED Plug-In Indoor Fixture - Emerging | 0.11241 | 0.25565 | 0.43517 | 0.65261 | 0.91637 | 0.93383 | 0.95376 | 0.97887 | 1.0104 | 1.0495 | 1.0961 | 1.1508
SCE | GWh | Commercial | Com - Retail (Large Single Level) | Lighting | No | Lighting - Cold Cathode Lamp | 0.12316 | 0.25159 | 0.38516 | 0.52318 | 0.66618 | 0.66618 | 0.66618 | 0.54302 | 0.41459 | 0.28102 | 0.14301 | 0
SCE | GWh | Commercial | Com - Retail (Large Single Level) | Lighting | No | Lighting - Compact Fluorescent Fixture (Indoor) | 12.3146 | 25.3853 | 39.2367 | 53.8311 | 69.2149 | 56.9003 | 43.8296 | 29.9782 | 15.3838 | 0 | 0 | 0
SCE | GWh | Commercial | Com - Retail (Large Single Level) | Lighting | No | Lighting - Compact Fluorescent Lamp (Basic High - Indoor) | 2.4563 | 5.3309 | 8.606 | 12.2436 | 16.2102 | 13.7539 | 10.8793 | 7.6043 | 3.9666 | 0 | 0 | 0
SCE | GWh | Commercial | Com - Retail (Large Single Level) | Lighting | No | Lighting - Compact Fluorescent Lamp (Basic Low - Indoor) | 16.1394 | 32.4013 | 48.8629 | 65.4791 | 82.2968 | 66.1574 | 49.8955 | 33.4339 | 16.8177 | 0 | 0 | 0
SCE | GWh | Commercial | Com - Retail (Large Single Level) | Lighting | No | Lighting - Exit Fixture (LED) | 0.35115 | 0.68035 | 1.0209 | 1.3448 | 1.6496 | 1.9385 | 1.917 | 1.8966 | 1.8365 | 1.7741 | 1.7147 | 1.6562
SCE | GWh | Commercial | Com - Retail (Large Single Level) | Lighting | No | Lighting - Halogen Lamp (A-Line) | 0.087422 | 0.18952 | 0.19902 | 0.20518 | 0.21485 | 0.10659 | 0 | 0 | 0 | 0 | 0 | 0
SCE | GWh | Commercial | Com - Retail (Large Single Level) | Lighting | No | Lighting - Halogen Lamp (Reflector) | 0.026731 | 0.057669 | 0.05857 | 0.058351 | 0.059209 | 0.059009 | 0.059907 | 0.059898 | 0.060819 | 0.061495 | 0.062783 | 0.063742
SCE | GWh | Commercial | Com - Retail (Large Single Level) | Lighting | No | Lighting - High Bay HID to T5 | 0.42343 | 1.0013 | 1.5702 | 2.126 | 2.6746 | 3.6122 | 4.6787 | 5.7256 | 6.7423 | 7.7465 | 8.7215 | 9.6695
SCE | GWh | Commercial | Com - Retail (Large Single Level) | Lighting | No | Lighting - Induction Fixture (Indoor) | 0.12807 | 0.26111 | 0.39921 | 0.5412 | 0.68832 | 0.83781 | 0.98885 | 1.1434 | 1.2994 | 1.4597 | 1.6223 | 1.7881
SCE | GWh | Commercial | Com - Retail (Large Single Level) | Lighting | No | Lighting - Induction Fixture (Outdoor) | 0.031658 | 0.074415 | 0.11712 | 0.16031 | 0.20429 | 0.24826 | 0.29206 | 0.33622 | 0.38026 | 0.42496 | 0.4698 | 0.51504
SCE | GWh | Commercial | Com - Retail (Large Single Level) | Lighting | No | Lighting - Linear Fluorescent Delamping | 0.019461 | 0.039196 | 0.063051 | 0.091129 | 0.12304 | 0 | 0 | 0 | 0 | 0 | 0 | 0
SCE | GWh | Commercial | Com - Retail (Large Single Level) | Lighting | No | Lighting - Linear Fluorescent Fixture (Low Wattage T8) | 2.655 | 5.6616 | 8.9841 | 12.5562 | 16.3687 | 20.3127 | 24.332 | 28.4388 | 32.5601 | 36.7383 | 40.9072 | 45.0714
SCE | GWh | Commercial | Com - Retail (Large Single Level) | Lighting | No | Lighting - Low Bay HID to T5 | 0.060281 | 0.14254 | 0.22354 | 0.30265 | 0.38075 | 0.47887 | 0.58242 | 0.68393 | 0.78225 | 0.87937 | 0.97379 | 1.066
SCE | GWh | Commercial | Com - Retail (Large Single Level) | Lighting | No | Lighting - Plug-In Fixture (Compact Fluorescent) | 1.9874 | 3.9975 | 6.0278 | 8.0628 | 10.114 | 10.114 | 10.114 | 10.114 | 10.114 | 10.114 | 10.114 | 10.114
SCE | GWh | Commercial | Com - Retail (Large Single Level) | Lighting | No | Lighting - Plug-In Fixture (Exterior) | 0.38108 | 0.86926 | 1.3581 | 1.8528 | 2.3563 | 2.8607 | 3.3642 | 3.8722 | 4.3797 | 4.8947 | 5.4119 | 5.9339
SCE | GWh | Commercial | Com - Retail (Large Single Level) | Lighting | No | Lighting - Plug-In Fixture (Induction) | 0 | 0 | 0 | 0.20284 | 0.54326 | 0.93277 | 1.353 | 1.8001 | 2.2604 | 2.741 | 3.2321 | 3.7356
SCE | GWh | Commercial | Com - Retail (Large Single Level) | Lighting | No | Lighting - Plug-In Fixture (Linear Fluorescent) | 5.6512 | 11.7502 | 18.2325 | 24.997 | 32.0563 | 32.0563 | 32.0563 | 32.0563 | 32.0563 | 32.0563 | 32.0563 | 32.0563
SCE | GWh | Commercial | Com - Retail (Large Single Level) | Lighting | No | Lighting - Plug-In Fixture (PSMH with Electronic Ballast) | 0.57496 | 1.2658 | 1.9596 | 2.5806 | 3.1516 | 3.6945 | 4.2156 | 4.7279 | 5.2295 | 5.7314 | 6.2292 | 6.7267
SCE | GWh | Commercial | Com - Retail (Large Single Level) | Lighting | No | Lighting - Plug-In Fixture (PSMH) | 0.76705 | 1.5706 | 2.3783 | 3.167 | 3.9476 | 4.6698 | 5.3493 | 6.0052 | 6.6379 | 7.2618 | 7.873 | 8.4769
SCE | GWh | Commercial | Com - Retail (Large Single Level) | SHW | No | SHW - EF Rated Instantaneous Water Heater (Electric) | 0.00070518 | 0.0015351 | 0.0024904 | 0.0035594 | 0.0047507 | 0.0060337 | 0.0073938 | 0.0088452 | 0.01036 | 0.011965 | 0.013629 | 0.015359
SCE | GWh | Commercial | Com - Retail (Large Single Level) | SHW | No | SHW - EF Rated Storage Water Heater (Electric) | 0.00057447 | 0.0012382 | 0.0012382 | 0.0012382 | 0.0012382 | 0.0012382 | 0.0012382 | 0.0012382 | 0.0012382 | 0.0012382 | 0.0012382 | 0.0012382
SCE | GWh | Commercial | Com - Retail (Large Single Level) | Service | No | HVAC - Comprehensive Rooftop Unit Quality Maintenance | 0.56666 | 1.1333 | 1.76 | 2.4476 | 3.1945 | 3.9973 | 4.85 | 5.7439 | 6.6678 | 7.6088 | 8.5518 | 8.9155
SCE | GWh | Commercial | Com - Retail (Large Single Level) | Service | No | Service - HVAC Fault Detection & Diagnositics | 0.33481 | 0.79333 | 1.2448 | 1.6858 | 2.12 | 2.5392 | 2.9419 | 3.3344 | 3.7117 | 4.0827 | 4.4506 | 4.8118
SCE | GWh | Commercial | Com - Retail (Large Single Level) | Service | No | Service - Retro-Commissioning (Electric) | 2.6428 | 4.8635 | 6.7811 | 8.4339 | 9.842 | 11.0381 | 9.3992 | 8.0099 | 6.7699 | 5.6584 | 4.6667 | 3.7921
SCE | GWh | Commercial | Com - Retail (Large Single Level) | WholeBlg | No | HVAC - Energy Management System | 1.225 | 2.5878 | 3.8763 | 5.0823 | 6.2207 | 7.2788 | 8.2582 | 9.2152 | 10.1424 | 11.0626 | 11.9611 | 12.8464
SCE | GWh | Commercial | Com - Retail (Large Single Level) | WholeBlg | No | WholeBlg - Com NC Level 2 | 0.095253 | 0 | 0 | 0 | 0 | 0 | 0 | 0 | 0 | 0 | 0 | 0
SCE | GWh | Commercial | Com - Retail (Large Single Level) | WholeBlg | No | WholeBlg - Com NC Level 3 | 0.042051 | 0.042051 | 0.042051 | 0.042051 | 0.042051 | 0.042051 | 0.042051 | 0 | 0 | 0 | 0 | 0
SCE | GWh | Commercial | Com - Retail (Large Single Level) | WholeBlg | No | WholeBlg - Com NC ZNE | 0.0024743 | 0.0024743 | 0.0024743 | 0.0024743 | 0.020228 | 0.054033 | 0.10525 | 0.17999 | 0.27636 | 0.40091 | 0.39905 | 0.39905
SCE | GWh | Commercial | Com - Retail (Large Single Level) | WholeBlg | No | WholeBlg - Com RET Level 1 | 0.34601 | 0.82283 | 1.4404 | 2.2093 | 3.1406 | 4.2453 | 5.5344 | 7.0188 | 8.7082 | 10.6118 | 12.7367 | 14.743
SCE | GWh | Commercial | Com - Retail (Large Single Level) | WholeBlg | No | WholeBlg - Com RET Level 2 | 0.97657 | 2.3059 | 4.0173 | 6.1439 | 8.7194 | 11.7808 | 15.364 | 19.5058 | 24.2396 | 29.5976 | 35.6047 | 42.282
SCE | GWh | Commercial | Com - Retail (Small) | AppPlug | No | AppPlug - Computer Monitor | 0.0043587 | 0.012888 | 0.021173 | 0.029639 | 0.029639 | 0.029639 | 0.02528 | 0.016751 | 0.0084666 | 0 | 0 | 0
SCE | GWh | Commercial | Com - Retail (Small) | AppPlug | No | AppPlug - Desktop Computer (Com - Power Management) | 0.30663 | 0.63607 | 0.96051 | 1.2766 | 1.5836 | 1.8769 | 2.1544 | 2.4185 | 2.6665 | 2.9034 | 3.128 | 3.0351
SCE | GWh | Commercial | Com - Retail (Small) | AppPlug | No | AppPlug - Occupancy Sensor Plug Strip | 0.068681 | 0.1475 | 0.23036 | 0.31428 | 0.39812 | 0.48173 | 0.56265 | 0.64409 | 0.72311 | 0.73462 | 0.73293 | 0.72497
SCE | GWh | Commercial | Com - Retail (Small) | AppPlug | No | AppPlug - Vending Machine Controls | 0.81265 | 1.6067 | 2.3588 | 3.0691 | 3.741 | 4.3689 | 4.1371 | 3.8837 | 3.6272 | 3.3785 | 3.1322 | 2.8973
SCE | GWh | Commercial | Com - Retail (Small) | BldgEnv | No | BldgEnv - Wall Spray On Insulation | 0.026245 | 0.051177 | 0.074863 | 0.097365 | 0.11874 | 0.13905 | 0.15834 | 0.15042 | 0.1429 | 0.13576 | 0.12897 | 0.12252
SCE | GWh | Commercial | Com - Retail (Small) | BldgEnv | No | BldgEnv - Window Film | 0.5996 | 1.1576 | 1.7471 | 2.3889 | 3.0876 | 3.8399 | 4.6311 | 5.4573 | 6.3051 | 7.1728 | 8.0405 | 8.2927
SCE | GWh | Commercial | Com - Retail (Small) | FoodServ | No | FoodServ - Electric Steamer | 0.018569 | 0.037777 | 0.057645 | 0.078027 | 0.099063 | 0.12041 | 0.14197 | 0.16399 | 0.18621 | 0.20899 | 0.23216 | 0.25577
SCE | GWh | Commercial | Com - Retail (Small) | HVAC | Yes | HVAC - Advanced Package Rooftop AC (> EER 12) - Emerging | 0 | 0 | 0.0022216 | 0.0079094 | 0.018096 | 0.033712 | 0.055567 | 0.084445 | 0.12118 | 0.16659 | 0.2215 | 0.28674
SCE | GWh | Commercial | Com - Retail (Small) | HVAC | No | HVAC - Direct Evaporative Cooler | 0.32434 | 0.70192 | 1.1365 | 1.6309 | 2.1888 | 2.8107 | 3.4972 | 4.2507 | 5.0694 | 5.9556 | 6.9059 | 7.9189
SCE | GWh | Commercial | Com - Retail (Small) | HVAC | No | HVAC - EER Rated Package Rooftop AC (EER 11) | 0.059769 | 0.12843 | 0.20637 | 0.2935 | 0.36371 | 0.46995 | 0.58512 | 0.7105 | 0.84453 | 0.98921 | 1.1427 | 1.3054
SCE | GWh | Commercial | Com - Retail (Small) | HVAC | No | HVAC - EER Rated Package Rooftop HP (EER 11) | 0.051245 | 0.10963 | 0.17524 | 0.24798 | 0.24798 | 0.24798 | 0.24798 | 0.24798 | 0.24798 | 0.24798 | 0.24798 | 0.24798
SCE | GWh | Commercial | Com - Retail (Small) | HVAC | No | HVAC - Repair Duct System | 0.50871 | 0.98047 | 1.4351 | 1.8624 | 1.8624 | 1.8624 | 1.3537 | 0.88189 | 0.42724 | 0 | 0 | 0
SCE | GWh | Commercial | Com - Retail (Small) | HVAC | No | HVAC - SEER Rated Package Rooftop AC (Recharge) | 0.73433 | 1.4113 | 2.0507 | 2.6436 | 2.4485 | 2.2542 | 2.0401 | 1.8166 | 1.5942 | 1.3798 | 1.1783 | 1.0101
SCE | GWh | Commercial | Com - Retail (Small) | HVAC | No | HVAC - SEER Rated Package Rooftop AC (SEER 14) | 0.30205 | 0.66177 | 0.66177 | 0.66177 | 0.66177 | 0.66177 | 0.66177 | 0.66177 | 0.66177 | 0.66177 | 0.66177 | 0.66177
SCE | GWh | Commercial | Com - Retail (Small) | HVAC | No | HVAC - SEER Rated Package Rooftop AC (SEER 15) | 0.38117 | 0.82993 | 1.0705 | 1.3423 | 1.6485 | 1.9844 | 2.3479 | 2.743 | 3.1647 | 3.6193 | 4.101 | 4.6111
SCE | GWh | Commercial | Com - Retail (Small) | HVAC | No | HVAC - SEER Rated Package Rooftop HP (SEER 14) | 0.040595 | 0.088733 | 0.088733 | 0.088733 | 0.088733 | 0.088733 | 0.088733 | 0.088733 | 0.088733 | 0.088733 | 0.088733 | 0.088733
SCE | GWh | Commercial | Com - Retail (Small) | HVAC | No | HVAC - SEER Rated Package Rooftop HP (SEER 15) | 0.15094 | 0.33053 | 0.42764 | 0.53813 | 0.6635 | 0.80155 | 0.95146 | 1.1152 | 1.2902 | 1.4799 | 1.6813 | 1.8953
SCE | GWh | Commercial | Com - Retail (Small) | HVAC | No | HVAC - SEER Rated Split System AC (SEER 14) | 0.20816 | 0.44722 | 0.71799 | 0.71799 | 0.71799 | 0.71799 | 0.71799 | 0.71799 | 0.71799 | 0.71799 | 0.71799 | 0.71799
SCE | GWh | Commercial | Com - Retail (Small) | HVAC | No | HVAC - SEER Rated Split System AC (SEER 15) | 0.032993 | 0.076456 | 0.10193 | 0.1329 | 0.17014 | 0.21331 | 0.26243 | 0.31843 | 0.38081 | 0.45098 | 0.52828 | 0.61326
SCE | GWh | Commercial | Com - Retail (Small) | HVAC | No | HVAC - SEER Rated Split System HP (SEER 14) | 0.2229 | 0.48716 | 0.52854 | 0.57549 | 0.62858 | 0.6869 | 0.7501 | 0.8189 | 0.89234 | 0.97164 | 1.0557 | 1.1447
SCE | GWh | Commercial | Com - Retail (Small) | HVAC | No | HVAC - SEER Rated Split System HP (SEER 15) | 0.086119 | 0.18812 | 0.24307 | 0.30538 | 0.37584 | 0.45325 | 0.53713 | 0.62849 | 0.72604 | 0.83145 | 0.94321 | 1.0617
SCE | GWh | Commercial | Com - Retail (Small) | HVAC | No | HVAC - Thermostat | 1.8398 | 3.8175 | 5.8651 | 7.9186 | 9.9285 | 11.7936 | 13.4911 | 15.039 | 16.4275 | 17.7038 | 18.8737 | 20.0081
SCE | GWh | Commercial | Com - Retail (Small) | Lighting | Yes | Lighting - LED Fixture (Replacing T8) - Emerging | 0.11741 | 0.27834 | 0.57145 | 1.0381 | 1.7367 | 2.711 | 4.0025 | 5.6974 | 7.8013 | 10.4162 | 13.5409 | 17.2219
SCE | GWh | Commercial | Com - Retail (Small) | Lighting | Yes | Lighting - LED Lamp (Basic High - Indoor) - Emerging | 0.079149 | 0.21197 | 0.39625 | 0.62603 | 0.90811 | 0.9513 | 0.88549 | 0.78149 | 0.64346 | 0.38646 | 0.45343 | 0.54082
SCE | GWh | Commercial | Com - Retail (Small) | Lighting | Yes | Lighting - LED Lamp (Basic Low - Indoor) - Emerging | 0.32526 | 0.81833 | 1.3981 | 2.0621 | 2.8214 | 2.9508 | 2.7198 | 2.5101 | 2.3167 | 1.8066 | 2.2755 | 2.8172
SCE | GWh | Commercial | Com - Retail (Small) | Lighting | Yes | Lighting - LED Plug-In Indoor Fixture - Emerging | 0.02994 | 0.066027 | 0.11011 | 0.16298 | 0.22654 | 0.23082 | 0.23581 | 0.24248 | 0.25125 | 0.26254 | 0.27645 | 0.29322
SCE | GWh | Commercial | Com - Retail (Small) | Lighting | No | Lighting - Cold Cathode Lamp | 0.10161 | 0.20697 | 0.31611 | 0.42858 | 0.5449 | 0.5449 | 0.5449 | 0.44329 | 0.33793 | 0.22879 | 0.11632 | 0
SCE | GWh | Commercial | Com - Retail (Small) | Lighting | No | Lighting - Compact Fluorescent Fixture (Indoor) | 11.2183 | 23.107 | 35.6881 | 48.9283 | 62.8698 | 51.6515 | 39.7628 | 27.1817 | 13.9415 | 0 | 0 | 0
SCE | GWh | Commercial | Com - Retail (Small) | Lighting | No | Lighting - Compact Fluorescent Lamp (Basic High - Indoor) | 2.2283 | 4.84 | 7.8174 | 11.1264 | 14.7364 | 12.508 | 9.8964 | 6.919 | 3.61 | 0 | 0 | 0
SCE | GWh | Commercial | Com - Retail (Small) | Lighting | No | Lighting - Compact Fluorescent Lamp (Basic Low - Indoor) | 14.6901 | 29.4945 | 44.4795 | 59.6066 | 74.918 | 60.228 | 45.4236 | 30.4385 | 15.3114 | 0 | 0 | 0
SCE | GWh | Commercial | Com - Retail (Small) | Lighting | No | Lighting - Exit Fixture (LED) | 0.35003 | 0.67818 | 1.0179 | 1.3411 | 1.6451 | 1.9334 | 1.9123 | 1.8922 | 1.8324 | 1.77 | 1.7106 | 1.6522
SCE | GWh | Commercial | Com - Retail (Small) | Lighting | No | Lighting - Halogen Lamp (A-Line) | 0.087409 | 0.18942 | 0.19894 | 0.20512 | 0.2148 | 0.10662 | 0 | 0 | 0 | 0 | 0 | 0
SCE | GWh | Commercial | Com - Retail (Small) | Lighting | No | Lighting - Halogen Lamp (Reflector) | 0.026783 | 0.057759 | 0.058658 | 0.058431 | 0.05929 | 0.059087 | 0.059983 | 0.059971 | 0.060894 | 0.061616 | 0.062902 | 0.063848
SCE | GWh | Commercial | Com - Retail (Small) | Lighting | No | Lighting - High Bay HID to T5 | 0.32396 | 0.7659 | 1.201 | 1.6261 | 2.0457 | 2.7629 | 3.5786 | 4.3793 | 5.157 | 5.9251 | 6.671 | 7.3963
SCE | GWh | Commercial | Com - Retail (Small) | Lighting | No | Lighting - Induction Fixture (Indoor) | 0.13038 | 0.26593 | 0.40676 | 0.55165 | 0.70185 | 0.85454 | 1.0089 | 1.1668 | 1.3262 | 1.4902 | 1.6565 | 1.8261
SCE | GWh | Commercial | Com - Retail (Small) | Lighting | No | Lighting - Induction Fixture (Outdoor) | 0.031658 | 0.074414 | 0.11712 | 0.16031 | 0.20429 | 0.24826 | 0.29205 | 0.33622 | 0.38026 | 0.42496 | 0.46979 | 0.51503
SCE | GWh | Commercial | Com - Retail (Small) | Lighting | No | Lighting - Linear Fluorescent Delamping | 0.014379 | 0.02897 | 0.046541 | 0.067174 | 0.067174 | 0 | 0 | 0 | 0 | 0 | 0 | 0
SCE | GWh | Commercial | Com - Retail (Small) | Lighting | No | Lighting - Linear Fluorescent Fixture (Low Wattage T8) | 0.96161 | 2.3287 | 4.0343 | 6.0275 | 8.295 | 10.7627 | 13.3822 | 16.1475 | 18.9969 | 21.9477 | 24.9411 | 27.97
SCE | GWh | Commercial | Com - Retail (Small) | Lighting | No | Lighting - Low Bay HID to T5 | 0 | 0 | 0.06056 | 0.12021 | 0.17735 | 0.23288 | 0.28652 | 0.36177 | 0.43493 | 0.50666 | 0.57656 | 0.64496
SCE | GWh | Commercial | Com - Retail (Small) | Lighting | No | Lighting - Plug-In Fixture (Compact Fluorescent) | 0.83505 | 1.686 | 2.5532 | 3.431 | 4.3263 | 4.3263 | 4.3263 | 4.3263 | 4.3263 | 4.3263 | 4.3263 | 4.3263
SCE | GWh | Commercial | Com - Retail (Small) | Lighting | No | Lighting - Plug-In Fixture (Exterior) | 0.38107 | 0.86925 | 1.3581 | 1.8528 | 2.3563 | 2.8607 | 3.3641 | 3.8722 | 4.3797 | 4.8946 | 5.4118 | 5.9338
SCE | GWh | Commercial | Com - Retail (Small) | Lighting | No | Lighting - Plug-In Fixture (Induction) | 0 | 0 | 0 | 0.29449 | 0.63777 | 1.019 | 1.4237 | 1.8505 | 2.2881 | 2.7438 | 3.2088 | 3.6854
SCE | GWh | Commercial | Com - Retail (Small) | Lighting | No | Lighting - Plug-In Fixture (Linear Fluorescent) | 3.3272 | 6.8779 | 10.6246 | 14.517 | 18.5682 | 18.5682 | 18.5682 | 18.5682 | 18.5682 | 18.5682 | 18.5682 | 18.5682
SCE | GWh | Commercial | Com - Retail (Small) | Lighting | No | Lighting - Plug-In Fixture (PSMH with Electronic Ballast) | 0.54129 | 1.1931 | 1.8477 | 2.4147 | 2.9362 | 3.4373 | 3.922 | 4.4007 | 4.8708 | 5.3421 | 5.8101 | 6.278
SCE | GWh | Commercial | Com - Retail (Small) | Lighting | No | Lighting - Plug-In Fixture (PSMH) | 0.72552 | 1.4864 | 2.2511 | 2.973 | 3.6912 | 4.3615 | 4.9962 | 5.6114 | 6.2061 | 6.7933 | 7.3689 | 7.9378
SCE | GWh | Commercial | Com - Retail (Small) | SHW | No | SHW - EF Rated Instantaneous Water Heater (Electric) | 0.00045449 | 0.00098887 | 0.0016033 | 0.0022903 | 0.0030552 | 0.0038784 | 0.0047507 | 0.0056809 | 0.0066514 | 0.007679 | 0.0087443 | 0.0098515
SCE | GWh | Commercial | Com - Retail (Small) | SHW | No | SHW - EF Rated Storage Water Heater (Electric) | 0.00039987 | 0.00086158 | 0.00086158 | 0.00086158 | 0.00086158 | 0.00086158 | 0.00086158 | 0.00086158 | 0.00086158 | 0.00086158 | 0.00086158 | 0.00086158
SCE | GWh | Commercial | Com - Retail (Small) | Service | No | HVAC - Comprehensive Rooftop Unit Quality Maintenance | 0.56666 | 1.1333 | 1.76 | 2.4476 | 3.1945 | 3.9973 | 4.85 | 5.7439 | 6.6678 | 7.6088 | 8.5518 | 8.9155
SCE | GWh | Commercial | Com - Retail (Small) | Service | No | Service - HVAC Fault Detection & Diagnositics | 0.33481 | 0.79333 | 1.2448 | 1.6858 | 2.12 | 2.5392 | 2.9419 | 3.3344 | 3.7117 | 4.0827 | 4.4506 | 4.8118
SCE | GWh | Commercial | Com - Retail (Small) | Service | No | Service - Retro-Commissioning (Electric) | 2.6428 | 4.8635 | 6.7811 | 8.4339 | 9.842 | 11.0381 | 9.3992 | 8.0099 | 6.7699 | 5.6584 | 4.6667 | 3.7921
SCE | GWh | Commercial | Com - Retail (Small) | WholeBlg | No | HVAC - Energy Management System | 1.225 | 2.5878 | 3.8763 | 5.0823 | 6.2207 | 7.2788 | 8.2582 | 9.2152 | 10.1424 | 11.0626 | 11.9611 | 12.8464
SCE | GWh | Commercial | Com - Retail (Small) | WholeBlg | No | WholeBlg - Com NC Level 2 | 0.095253 | 0 | 0 | 0 | 0 | 0 | 0 | 0 | 0 | 0 | 0 | 0
SCE | GWh | Commercial | Com - Retail (Small) | WholeBlg | No | WholeBlg - Com NC Level 3 | 0.042051 | 0.042051 | 0.042051 | 0.042051 | 0.042051 | 0.042051 | 0.042051 | 0 | 0 | 0 | 0 | 0
SCE | GWh | Commercial | Com - Retail (Small) | WholeBlg | No | WholeBlg - Com NC ZNE | 0.0024743 | 0.0024743 | 0.0024743 | 0.0024743 | 0.020228 | 0.054033 | 0.10525 | 0.17999 | 0.27636 | 0.40091 | 0.39905 | 0.39905
SCE | GWh | Commercial | Com - Retail (Small) | WholeBlg | No | WholeBlg - Com RET Level 1 | 0.34723 | 0.82579 | 1.4457 | 2.2178 | 3.1531 | 4.2629 | 5.5582 | 7.05 | 8.7482 | 10.662 | 12.7986 | 14.8169
SCE | GWh | Commercial | Com - Retail (Small) | WholeBlg | No | WholeBlg - Com RET Level 2 | 0.86895 | 2.0522 | 3.5759 | 5.4698 | 7.764 | 10.4915 | 13.6842 | 17.3752 | 21.5942 | 26.37 | 31.7249 | 37.6782
SCE | GWh | Commercial | Com - Storage (Conditioned) | AppPlug | No | AppPlug - Computer Monitor | 0.0025607 | 0.0075709 | 0.012438 | 0.017411 | 0.017411 | 0.017411 | 0.01485 | 0.0098402 | 0.0049735 | 0 | 0 | 0
SCE | GWh | Commercial | Com - Storage (Conditioned) | AppPlug | No | AppPlug - Desktop Computer (Com - Power Management) | 0.18012 | 0.37365 | 0.56423 | 0.74989 | 0.93036 | 1.1029 | 1.2661 | 1.4217 | 1.5679 | 1.7078 | 1.8397 | 1.7852
SCE | GWh | Commercial | Com - Storage (Conditioned) | AppPlug | No | AppPlug - Occupancy Sensor Plug Strip | 0.040346 | 0.086648 | 0.13532 | 0.18462 | 0.23389 | 0.28307 | 0.33069 | 0.37866 | 0.42524 | 0.43221 | 0.43122 | 0.42655
SCE | GWh | Commercial | Com - Storage (Conditioned) | AppPlug | No | AppPlug - Vending Machine Controls | 0.87425 | 1.7284 | 2.5376 | 3.3017 | 4.0248 | 4.701 | 4.4527 | 4.1817 | 3.9077 | 3.6427 | 3.3774 | 3.124
SCE | GWh | Commercial | Com - Storage (Conditioned) | BldgEnv | No | BldgEnv - Attic Batt Insulation | 0.00016025 | 0.00032058 | 0.00049531 | 0.00068204 | 0.00068204 | 0.00068204 | 0.00068204 | 0.00052179 | 0.00036146 | 0.00018674 | 0 | 0
SCE | GWh | Commercial | Com - Storage (Conditioned) | BldgEnv | No | BldgEnv - Wall Spray On Insulation | 0.045835 | 0.089379 | 0.13075 | 0.17004 | 0.20738 | 0.24284 | 0.27654 | 0.26271 | 0.24957 | 0.2371 | 0.22524 | 0.21398
SCE | GWh | Commercial | Com - Storage (Conditioned) | BldgEnv | No | BldgEnv - Window Film | 0.0042156 | 0.0081157 | 0.013076 | 0.019524 | 0.019524 | 0.023766 | 0.031737 | 0.043787 | 0.059009 | 0.076824 | 0.096232 | 0.11237
SCE | GWh | Commercial | Com - Storage (Conditioned) | ComRefrig | No | ComRefrig - Strip Curtain for Walk In Refrigerator | 0.68968 | 1.2735 | 1.7664 | 2.1752 | 2.5067 | 2.0791 | 1.6961 | 1.3514 | 1.0473 | 0.79421 | 0.59105 | 0.43437
SCE | GWh | Commercial | Com - Storage (Conditioned) | HVAC | No | HVAC - Direct Evaporative Cooler | 0.26136 | 0.56808 | 0.92444 | 1.3338 | 1.8002 | 2.3252 | 2.9101 | 3.5576 | 4.2671 | 5.0408 | 5.8763 | 6.7724
SCE | GWh | Commercial | Com - Storage (Conditioned) | HVAC | No | HVAC - EER Rated Package Rooftop AC (EER 11) | 0.0070781 | 0.015159 | 0.02431 | 0.034533 | 0.034533 | 0.034533 | 0.034533 | 0.034533 | 0.034533 | 0.034533 | 0.034533 | 0.034533
SCE | GWh | Commercial | Com - Storage (Conditioned) | HVAC | No | HVAC - EER Rated Package Rooftop HP (EER 11) | 0.0058007 | 0.012331 | 0.01961 | 0.027628 | 0.027628 | 0.027628 | 0.027628 | 0.027628 | 0.027628 | 0.027628 | 0.027628 | 0.027628
SCE | GWh | Commercial | Com - Storage (Conditioned) | HVAC | No | HVAC - Repair Duct System | 0.081355 | 0.15654 | 0.22873 | 0.29637 | 0.29637 | 0.29637 | 0.21501 | 0.13983 | 0.067642 | 0 | 0 | 0
SCE | GWh | Commercial | Com - Storage (Conditioned) | HVAC | No | HVAC - SEER Rated Package Rooftop AC (Recharge) | 0.088829 | 0.17016 | 0.24645 | 0.31682 | 0.22799 | 0.14666 | 0.070369 | 0 | 0 | 0 | 0 | 0
SCE | GWh | Commercial | Com - Storage (Conditioned) | HVAC | No | HVAC - SEER Rated Package Rooftop AC (SEER 14) | 0.083553 | 0.18268 | 0.18268 | 0.18268 | 0.18268 | 0.18268 | 0.18268 | 0.18268 | 0.18268 | 0.18268 | 0.18268 | 0.18268
SCE | GWh | Commercial | Com - Storage (Conditioned) | HVAC | No | HVAC - SEER Rated Package Rooftop AC (SEER 15) | 0.081515 | 0.17695 | 0.22801 | 0.28561 | 0.3504 | 0.42135 | 0.49807 | 0.58135 | 0.67011 | 0.7657 | 0.86678 | 0.97369
SCE | GWh | Commercial | Com - Storage (Conditioned) | HVAC | No | HVAC - SEER Rated Package Rooftop HP (SEER 14) | 0.0067371 | 0.014703 | 0.014703 | 0.014703 | 0.014703 | 0.014703 | 0.014703 | 0.014703 | 0.014703 | 0.014703 | 0.014703 | 0.014703
SCE | GWh | Commercial | Com - Storage (Conditioned) | HVAC | No | HVAC - SEER Rated Package Rooftop HP (SEER 15) | 0.025294 | 0.055179 | 0.071302 | 0.089634 | 0.11041 | 0.13332 | 0.15826 | 0.1855 | 0.2147 | 0.24633 | 0.27995 | 0.31568
SCE | GWh | Commercial | Com - Storage (Conditioned) | HVAC | No | HVAC - SEER Rated Split System AC (SEER 14) | 0.061501 | 0.13137 | 0.20989 | 0.20989 | 0.20989 | 0.20989 | 0.20989 | 0.20989 | 0.20989 | 0.20989 | 0.20989 | 0.20989
SCE | GWh | Commercial | Com - Storage (Conditioned) | HVAC | No | HVAC - SEER Rated Split System AC (SEER 15) | 0.0065159 | 0.015021 | 0.019981 | 0.025981 | 0.033158 | 0.041437 | 0.050815 | 0.06145 | 0.073242 | 0.086437 | 0.10089 | 0.11671
SCE | GWh | Commercial | Com - Storage (Conditioned) | HVAC | No | HVAC - SEER Rated Split System HP (SEER 14) | 0.049262 | 0.10758 | 0.11673 | 0.12714 | 0.13894 | 0.15194 | 0.16604 | 0.18144 | 0.19791 | 0.21574 | 0.23466 | 0.25474
SCE | GWh | Commercial | Com - Storage (Conditioned) | HVAC | No | HVAC - SEER Rated Split System HP (SEER 15) | 0.016195 | 0.035264 | 0.04552 | 0.057134 | 0.07026 | 0.084667 | 0.10027 | 0.11726 | 0.13539 | 0.155 | 0.17578 | 0.19781
SCE | GWh | Commercial | Com - Storage (Conditioned) | Lighting | Yes | Lighting - LED Fixture (Replacing T8) - Emerging | 0.038246 | 0.096142 | 0.18515 | 0.31575 | 0.50228 | 0.75692 | 1.0911 | 1.5269 | 2.0673 | 2.7374 | 3.5387 | 4.483
SCE | GWh | Commercial | Com - Storage (Conditioned) | Lighting | Yes | Lighting - LED Lamp (Basic High - Indoor) - Emerging | 0.00072243 | 0.0017557 | 0.0032071 | 0.0048976 | 0.0068164 | 0.0070923 | 0.0064997 | 0.0057357 | 0.0049372 | 0.0033857 | 0.0042482 | 0.0052046
SCE | GWh | Commercial | Com - Storage (Conditioned) | Lighting | Yes | Lighting - LED Lamp (Basic Low - Indoor) - Emerging | 0.005626 | 0.014336 | 0.025141 | 0.037617 | 0.052072 | 0.054571 | 0.051482 | 0.048537 | 0.046007 | 0.038103 | 0.04864 | 0.0608
SCE | GWh | Commercial | Com - Storage (Conditioned) | Lighting | Yes | Lighting - LED Plug-In Indoor Fixture - Emerging | 0.07214 | 0.16406 | 0.27917 | 0.41843 | 0.58712 | 0.59828 | 0.61099 | 0.62705 | 0.6472 | 0.6722 | 0.70189 | 0.73668
SCE | GWh | Commercial | Com - Storage (Conditioned) | Lighting | No | Lighting - Cold Cathode Lamp | 0.028961 | 0.058604 | 0.08908 | 0.12032 | 0.15256 | 0.15256 | 0.15256 | 0.15256 | 0.15256 | 0.1236 | 0.093957 | 0.063482
SCE | GWh | Commercial | Com - Storage (Conditioned) | Lighting | No | Lighting - Compact Fluorescent Fixture (Indoor) | 0.29318 | 0.60094 | 0.92384 | 1.2611 | 1.6139 | 1.3207 | 1.013 | 0.69005 | 0.35277 | 0 | 0 | 0
SCE | GWh | Commercial | Com - Storage (Conditioned) | Lighting | No | Lighting - Compact Fluorescent Lamp (Basic High - Indoor) | 0.031025 | 0.062833 | 0.095245 | 0.1282 | 0.16172 | 0.1307 | 0.098889 | 0.066477 | 0.033527 | 0 | 0 | 0
SCE | GWh | Commercial | Com - Storage (Conditioned) | Lighting | No | Lighting - Compact Fluorescent Lamp (Basic Low - Indoor) | 0.31252 | 0.628 | 0.94732 | 1.27 | 1.5968 | 1.2843 | 0.9688 | 0.64947 | 0.32682 | 0 | 0 | 0
SCE | GWh | Commercial | Com - Storage (Conditioned) | Lighting | No | Lighting - Exit Fixture (LED) | 0.18859 | 0.3654 | 0.5522 | 0.73029 | 0.89822 | 1.0579 | 1.0508 | 1.0443 | 1.0129 | 0.97725 | 0.94303 | 0.9091
SCE | GWh | Commercial | Com - Storage (Conditioned) | Lighting | No | Lighting - Halogen Lamp (A-Line) | 0.051374 | 0.11147 | 0.11701 | 0.12061 | 0.12627 | 0.062577 | 0 | 0 | 0 | 0 | 0 | 0
SCE | GWh | Commercial | Com - Storage (Conditioned) | Lighting | No | Lighting - Halogen Lamp (Reflector) | 0.015634 | 0.033757 | 0.03429 | 0.034171 | 0.034674 | 0.034561 | 0.035089 | 0.035088 | 0.035628 | 0.035963 | 0.036721 | 0.037303
SCE | GWh | Commercial | Com - Storage (Conditioned) | Lighting | No | Lighting - High Bay HID to T5 | 0.067466 | 0.1593 | 0.2497 | 0.33799 | 0.42514 | 0.57427 | 0.74372 | 0.91005 | 1.0716 | 1.2311 | 1.386 | 1.5365
SCE | GWh | Commercial | Com - Storage (Conditioned) | Lighting | No | Lighting - Induction Fixture (Indoor) | 0.073626 | 0.15359 | 0.24007 | 0.3323 | 0.43103 | 0.53429 | 0.64125 | 0.75316 | 0.86838 | 0.98896 | 1.1131 | 1.2413
SCE | GWh | Commercial | Com - Storage (Conditioned) | Lighting | No | Lighting - Induction Fixture (Outdoor) | 0.018607 | 0.043723 | 0.068809 | 0.094183 | 0.12001 | 0.14585 | 0.17158 | 0.19753 | 0.22341 | 0.24968 | 0.27601 | 0.30259
SCE | GWh | Commercial | Com - Storage (Conditioned) | Lighting | No | Lighting - Linear Fluorescent Delamping | 0.0067283 | 0.013559 | 0.021766 | 0.031385 | 0.031385 | 0 | 0 | 0 | 0 | 0 | 0 | 0
SCE | GWh | Commercial | Com - Storage (Conditioned) | Lighting | No | Lighting - Linear Fluorescent Fixture (Low Wattage T8) | 0.21938 | 0.48966 | 0.81127 | 1.1811 | 1.6009 | 2.0602 | 2.5527 | 3.0791 | 3.6288 | 4.2059 | 4.7983 | 5.4044
SCE | GWh | Commercial | Com - Storage (Conditioned) | Lighting | No | Lighting - Low Bay HID to T5 | 0 | 0 | 0 | 0 | 0.014594 | 0.038597 | 0.060809 | 0.082672 | 0.10385 | 0.13032 | 0.15979 | 0.18827
SCE | GWh | Commercial | Com - Storage (Conditioned) | Lighting | No | Lighting - Plug-In Fixture (Compact Fluorescent) | 1.2548 | 2.523 | 3.8034 | 5.0863 | 6.379 | 6.379 | 6.379 | 6.379 | 6.379 | 6.379 | 6.379 | 6.379
SCE | GWh | Commercial | Com - Storage (Conditioned) | Lighting | No | Lighting - Plug-In Fixture (Exterior) | 0.22396 | 0.51073 | 0.79789 | 1.0885 | 1.3843 | 1.6806 | 1.9764 | 2.2749 | 2.5731 | 2.8757 | 3.1795 | 3.4862
SCE | GWh | Commercial | Com - Storage (Conditioned) | Lighting | No | Lighting - Plug-In Fixture (Induction) | 0 | 0 | 0 | 0 | 0 | 0.16484 | 0.35224 | 0.56412 | 0.79036 | 1.0317 | 1.2814 | 1.5394
SCE | GWh | Commercial | Com - Storage (Conditioned) | Lighting | No | Lighting - Plug-In Fixture (Linear Fluorescent) | 2.1423 | 4.4302 | 6.8464 | 9.3577 | 11.9719 | 11.9719 | 11.9719 | 11.9719 | 11.9719 | 11.9719 | 11.9719 | 11.9719
SCE | GWh | Commercial | Com - Storage (Conditioned) | Lighting | No | Lighting - Plug-In Fixture (PSMH with Electronic Ballast) | 0.31528 | 0.69816 | 1.0825 | 1.4673 | 1.8552 | 2.1848 | 2.4864 | 2.7785 | 3.0613 | 3.342 | 3.619 | 3.895
SCE | GWh | Commercial | Com - Storage (Conditioned) | Lighting | No | Lighting - Plug-In Fixture (PSMH) | 0.42424 | 0.87658 | 1.3313 | 1.7867 | 2.2459 | 2.6781 | 3.0938 | 3.4847 | 3.8548 | 4.2154 | 4.5657 | 4.9101
SCE | GWh | Commercial | Com - Storage (Conditioned) | SHW | No | SHW - EF Rated Instantaneous Water Heater (Electric) | 7.3107e-05 | 0.00015912 | 0.00025809 | 0.00036881 | 0.00049215 | 0.00062495 | 0.00076572 | 0.0009159 | 0.0010726 | 0.0012386 | 0.0014107 | 0.0015897
SCE | GWh | Commercial | Com - Storage (Conditioned) | SHW | No | SHW - EF Rated Storage Water Heater (Electric) | 5.9922e-05 | 0.00012913 | 0.00012913 | 0.00012913 | 0.00012913 | 0.00012913 | 0.00012913 | 0.00012913 | 0.00012913 | 0.00012913 | 0.00012913 | 0.00012913
SCE | GWh | Commercial | Com - Storage (Conditioned) | Service | No | HVAC - Comprehensive Rooftop Unit Quality Maintenance | 0.33287 | 0.6657 | 1.0339 | 1.4378 | 1.8765 | 2.3481 | 2.849 | 3.3741 | 3.9168 | 4.4696 | 5.0235 | 5.2372
SCE | GWh | Commercial | Com - Storage (Conditioned) | Service | No | Service - HVAC Fault Detection & Diagnositics | 0.19676 | 0.46611 | 0.73133 | 0.99034 | 1.246 | 1.4935 | 1.7318 | 1.9649 | 2.1898 | 2.412 | 2.6282 | 2.8404
SCE | GWh | Commercial | Com - Storage (Conditioned) | Service | No | Service - Retro-Commissioning (Electric) | 1.5524 | 2.8569 | 3.9834 | 4.9543 | 5.7814 | 6.484 | 5.5213 | 4.7052 | 3.9768 | 3.3239 | 2.7414 | 2.2276
SCE | GWh | Commercial | Com - Storage (Conditioned) | WholeBlg | No | HVAC - Energy Management System | 0.71961 | 1.5202 | 2.2771 | 2.9854 | 3.6542 | 4.2757 | 4.8511 | 5.4132 | 5.9579 | 6.4984 | 7.0262 | 7.5463
SCE | GWh | Commercial | Com - Storage (Conditioned) | WholeBlg | No | WholeBlg - Com RET Level 1 | 0.1036 | 0.2454 | 0.42806 | 0.65447 | 0.92756 | 1.2503 | 1.6257 | 2.0565 | 2.5454 | 3.0947 | 3.7062 | 4.3812
SCE | GWh | Commercial | Com - Storage (Conditioned) | WholeBlg | No | WholeBlg - Com RET Level 2 | 0.29716 | 0.70132 | 1.2217 | 1.8687 | 2.6533 | 3.5873 | 4.6826 | 5.9511 | 7.4039 | 9.0515 | 10.9023 | 12.9632
SCE | GWh | Commercial | Com - Storage (Unconditioned) | AppPlug | No | AppPlug - Computer Monitor | 0.0064018 | 0.018966 | 0.031133 | 0.043575 | 0.043575 | 0.043575 | 0.037173 | 0.024609 | 0.012442 | 0 | 0 | 0
SCE | GWh | Commercial | Com - Storage (Unconditioned) | AppPlug | No | AppPlug - Desktop Computer (Com - Power Management) | 0.45031 | 0.93411 | 1.4106 | 1.8747 | 2.3259 | 2.7572 | 3.1653 | 3.5543 | 3.9198 | 4.2695 | 4.5993 | 4.4629
SCE | GWh | Commercial | Com - Storage (Unconditioned) | AppPlug | No | AppPlug - Occupancy Sensor Plug Strip | 0.10086 | 0.21662 | 0.3383 | 0.46154 | 0.58473 | 0.70767 | 0.82672 | 0.94664 | 1.0631 | 1.0805 | 1.078 | 1.0664
SCE | GWh | Commercial | Com - Storage (Unconditioned) | AppPlug | No | AppPlug - Vending Machine Controls | 0.5464 | 1.0803 | 1.586 | 2.0636 | 2.5155 | 2.9381 | 2.7829 | 2.6135 | 2.4423 | 2.2767 | 2.1109 | 1.9525
SCE | GWh | Commercial | Com - Storage (Unconditioned) | BldgEnv | No | BldgEnv - Window Film | 0.14092 | 0.26775 | 0.40284 | 0.55918 | 0.73709 | 0.93477 | 1.1468 | 1.3729 | 1.6092 | 1.8567 | 2.1089 | 2.2198
SCE | GWh | Commercial | Com - Storage (Unconditioned) | Lighting | Yes | Lighting - LED Fixture (Replacing T8) - Emerging | 0.093427 | 0.23491 | 0.45231 | 0.77128 | 1.2271 | 1.8489 | 2.6641 | 3.7266 | 5.0434 | 6.6759 | 8.6269 | 10.9262
SCE | GWh | Commercial | Com - Storage (Unconditioned) | Lighting | Yes | Lighting - LED Lamp (Basic High - Indoor) - Emerging | 0.0017356 | 0.00422 | 0.007713 | 0.011791 | 0.016424 | 0.017091 | 0.015669 | 0.013833 | 0.011907 | 0.0081657 | 0.010246 | 0.012552
SCE | GWh | Commercial | Com - Storage (Unconditioned) | Lighting | Yes | Lighting - LED Lamp (Basic Low - Indoor) - Emerging | 0.013535 | 0.034505 | 0.06057 | 0.090698 | 0.12564 | 0.13168 | 0.12428 | 0.11717 | 0.11103 | 0.09193 | 0.11733 | 0.14664
SCE | GWh | Commercial | Com - Storage (Unconditioned) | Lighting | Yes | Lighting - LED Plug-In Indoor Fixture - Emerging | 0.17541 | 0.39923 | 0.67961 | 1.0189 | 1.43 | 1.4571 | 1.4881 | 1.5272 | 1.5761 | 1.6368 | 1.7089 | 1.7932
SCE | GWh | Commercial | Com - Storage (Unconditioned) | Lighting | No | Lighting - Cold Cathode Lamp | 0.069172 | 0.14005 | 0.21298 | 0.2878 | 0.36512 | 0.36512 | 0.36512 | 0.36512 | 0.36512 | 0.29595 | 0.22507 | 0.15214
SCE | GWh | Commercial | Com - Storage (Unconditioned) | Lighting | No | Lighting - Compact Fluorescent Fixture (Indoor) | 0.70614 | 1.4494 | 2.2309 | 3.0486 | 3.9051 | 3.199 | 2.4558 | 1.6743 | 0.85657 | 0 | 0 | 0
SCE | GWh | Commercial | Com - Storage (Unconditioned) | Lighting | No | Lighting - Compact Fluorescent Lamp (Basic High - Indoor) | 0.074696 | 0.1513 | 0.22938 | 0.30874 | 0.3895 | 0.3148 | 0.23819 | 0.16012 | 0.080756 | 0 | 0 | 0
SCE | GWh | Commercial | Com - Storage (Unconditioned) | Lighting | No | Lighting - Compact Fluorescent Lamp (Basic Low - Indoor) | 0.75268 | 1.5126 | 2.2819 | 3.059 | 3.8463 | 3.0936 | 2.3336 | 1.5644 | 0.78723 | 0 | 0 | 0
SCE | GWh | Commercial | Com - Storage (Unconditioned) | Lighting | No | Lighting - Exit Fixture (LED) | 0.44692 | 0.86592 | 1.3143 | 1.7423 | 2.1465 | 2.5314 | 2.5211 | 2.5125 | 2.4393 | 2.3538 | 2.2695 | 2.1856
SCE | GWh | Commercial | Com - Storage (Unconditioned) | Lighting | No | Lighting - Halogen Lamp (A-Line) | 0.12828 | 0.27746 | 0.29161 | 0.3008 | 0.31512 | 0.15675 | 0 | 0 | 0 | 0 | 0 | 0
SCE | GWh | Commercial | Com - Storage (Unconditioned) | Lighting | No | Lighting - Halogen Lamp (Reflector) | 0.039689 | 0.085435 | 0.086735 | 0.086351 | 0.087616 | 0.087299 | 0.088609 | 0.08857 | 0.090122 | 0.091482 | 0.093181 | 0.09448
SCE | GWh | Commercial | Com - Storage (Unconditioned) | Lighting | No | Lighting - High Bay HID to T5 | 0.16265 | 0.3854 | 0.60485 | 0.81931 | 1.0311 | 1.3925 | 1.8041 | 2.2084 | 2.6012 | 2.9894 | 3.3663 | 3.733
SCE | GWh | Commercial | Com - Storage (Unconditioned) | Lighting | No | Lighting - Induction Fixture (Indoor) | 0.16927 | 0.3528 | 0.55092 | 0.76191 | 0.98747 | 1.2231 | 1.4671 | 1.722 | 1.9844 | 2.2588 | 2.5411 | 2.8326
SCE | GWh | Commercial | Com - Storage (Unconditioned) | Lighting | No | Lighting - Induction Fixture (Outdoor) | 0.046493 | 0.10937 | 0.17208 | 0.23553 | 0.30011 | 0.36471 | 0.42904 | 0.49393 | 0.55863 | 0.62431 | 0.69016 | 0.75661
SCE | GWh | Commercial | Com - Storage (Unconditioned) | Lighting | No | Lighting - Linear Fluorescent Delamping | 0.01661 | 0.033472 | 0.053736 | 0.077503 | 0.077503 | 0 | 0 | 0 | 0 | 0 | 0 | 0
SCE | GWh | Commercial | Com - Storage (Unconditioned) | Lighting | No | Lighting - Linear Fluorescent Fixture (Low Wattage T8) | 0.53169 | 1.1871 | 1.9669 | 2.8634 | 3.881 | 4.9941 | 6.187 | 7.4618 | 8.7925 | 10.1893 | 11.6228 | 13.0891
SCE | GWh | Commercial | Com - Storage (Unconditioned) | Lighting | No | Lighting - Low Bay HID to T5 | 0 | 0 | 0 | 0 | 0.060272 | 0.11907 | 0.17343 | 0.22689 | 0.27865 | 0.3525 | 0.42455 | 0.49417
SCE | GWh | Commercial | Com - Storage (Unconditioned) | Lighting | No | Lighting - Plug-In Fixture (Compact Fluorescent) | 3.0322 | 6.0977 | 9.1926 | 12.2928 | 15.4163 | 15.4163 | 15.4163 | 15.4163 | 15.4163 | 15.4163 | 15.4163 | 15.4163
SCE | GWh | Commercial | Com - Storage (Unconditioned) | Lighting | No | Lighting - Plug-In Fixture (Exterior) | 0.55964 | 1.2774 | 1.9953 | 2.7219 | 3.4614 | 4.2023 | 4.9419 | 5.6882 | 6.4338 | 7.1904 | 7.95 | 8.7167
SCE | GWh | Commercial | Com - Storage (Unconditioned) | Lighting | No | Lighting - Plug-In Fixture (Induction) | 0 | 0 | 0 | 0 | 0.41206 | 0.88029 | 1.3985 | 1.9589 | 2.5418 | 3.1543 | 3.7821 | 4.4276
SCE | GWh | Commercial | Com - Storage (Unconditioned) | Lighting | No | Lighting - Plug-In Fixture (Linear Fluorescent) | 5.2221 | 10.824 | 16.7545 | 22.9278 | 29.3602 | 29.3602 | 29.3602 | 29.3602 | 29.3602 | 29.3602 | 29.3602 | 29.3602
SCE | GWh | Commercial | Com - Storage (Unconditioned) | Lighting | No | Lighting - Plug-In Fixture (PSMH with Electronic Ballast) | 0.75764 | 1.673 | 2.5923 | 3.5122 | 4.3104 | 5.038 | 5.7341 | 6.4156 | 7.0809 | 7.7452 | 8.4031 | 9.0599
SCE | GWh | Commercial | Com - Storage (Unconditioned) | Lighting | No | Lighting - Plug-In Fixture (PSMH) | 1.0169 | 2.0912 | 3.1708 | 4.2502 | 5.2785 | 6.279 | 7.2094 | 8.0997 | 8.9535 | 9.7919 | 10.6106 | 11.4179
SCE | GWh | Commercial | Com - Storage (Unconditioned) | SHW | No | SHW - EF Rated Instantaneous Water Heater (Electric) | 0.00017416 | 0.00037885 | 0.00061414 | 0.00087717 | 0.0011699 | 0.001485 | 0.0018191 | 0.0021753 | 0.002547 | 0.0029406 | 0.0033487 | 0.0037728
SCE | GWh | Commercial | Com - Storage (Unconditioned) | SHW | No | SHW - EF Rated Storage Water Heater (Electric) | 0.00014336 | 0.00030876 | 0.00030876 | 0.00030876 | 0.00030876 | 0.00030876 | 0.00030876 | 0.00030876 | 0.00030876 | 0.00030876 | 0.00030876 | 0.00030876
SCE | GWh | Commercial | Com - Storage (Unconditioned) | Service | No | HVAC - Comprehensive Rooftop Unit Quality Maintenance | 0.83217 | 1.6643 | 2.5847 | 3.5945 | 4.6913 | 5.8703 | 7.1225 | 8.4352 | 9.7921 | 11.174 | 12.5588 | 13.0929
SCE | GWh | Commercial | Com - Storage (Unconditioned) | Service | No | Service - HVAC Fault Detection & Diagnositics | 0.4919 | 1.1653 | 1.8283 | 2.4759 | 3.115 | 3.7337 | 4.3294 | 4.9123 | 5.4746 | 6.0301 | 6.5704 | 7.101
SCE | GWh | Commercial | Com - Storage (Unconditioned) | Service | No | Service - Retro-Commissioning (Electric) | 3.8811 | 7.1423 | 9.9585 | 12.3856 | 14.4536 | 16.2101 | 13.8033 | 11.7631 | 9.942 | 8.3096 | 6.8534 | 5.569
SCE | GWh | Commercial | Com - Storage (Unconditioned) | WholeBlg | No | HVAC - Energy Management System | 1.799 | 3.8004 | 5.6926 | 7.4636 | 9.1355 | 10.6893 | 12.1277 | 13.5331 | 14.8947 | 16.2461 | 17.5655 | 18.8658
SCE | GWh | Commercial | Com - Storage (Unconditioned) | WholeBlg | No | WholeBlg - Com NC Level 2 | 0.13716 | 0 | 0 | 0 | 0 | 0 | 0 | 0 | 0 | 0 | 0 | 0
SCE | GWh | Commercial | Com - Storage (Unconditioned) | WholeBlg | No | WholeBlg - Com NC Level 3 | 0.066289 | 0.066289 | 0.066289 | 0.066289 | 0.066289 | 0.066289 | 0.066289 | 0 | 0 | 0 | 0 | 0
SCE | GWh | Commercial | Com - Storage (Unconditioned) | WholeBlg | No | WholeBlg - Com RET Level 1 | 0.27445 | 0.65023 | 1.1367 | 1.744 | 2.4835 | 3.367 | 4.4069 | 5.6152 | 7.0038 | 8.5831 | 10.3622 | 12.3474
SCE | GWh | Commercial | Com - Storage (Unconditioned) | WholeBlg | No | WholeBlg - Com RET Level 2 | 0.14869 | 0.35204 | 0.61445 | 0.94115 | 1.337 | 1.8071 | 2.3564 | 2.9898 | 3.7117 | 4.5263 | 5.4364 | 6.4451
SCE | GWh | Commercial | Com - Warehouse (Refrigerated) | AppPlug | No | AppPlug - Computer Monitor | 0.00051018 | 0.0015084 | 0.002478 | 0.0034689 | 0.0034689 | 0.0034689 | 0.0029587 | 0.0019605 | 0.00099088 | 0 | 0 | 0
SCE | GWh | Commercial | Com - Warehouse (Refrigerated) | AppPlug | No | AppPlug - Desktop Computer (Com - Power Management) | 0.035887 | 0.074442 | 0.11241 | 0.1494 | 0.18536 | 0.21973 | 0.25225 | 0.28325 | 0.31238 | 0.34025 | 0.36653 | 0.35566
SCE | GWh | Commercial | Com - Warehouse (Refrigerated) | AppPlug | No | AppPlug - Occupancy Sensor Plug Strip | 0.0080382 | 0.017263 | 0.02696 | 0.036782 | 0.046599 | 0.056396 | 0.065884 | 0.075441 | 0.084721 | 0.086111 | 0.085913 | 0.084982
SCE | GWh | Commercial | Com - Warehouse (Refrigerated) | AppPlug | No | AppPlug - Vending Machine Controls | 0.17418 | 0.34436 | 0.50557 | 0.6578 | 0.80188 | 0.9366 | 0.88712 | 0.83312 | 0.77854 | 0.72575 | 0.67289 | 0.62241
SCE | GWh | Commercial | Com - Warehouse (Refrigerated) | BldgEnv | No | BldgEnv - Wall Spray On Insulation | 0.0025849 | 0.0050405 | 0.0074195 | 0.0098664 | 0.012279 | 0.014626 | 0.016829 | 0.016402 | 0.015961 | 0.015549 | 0.014878 | 0.014089
SCE | GWh | Commercial | Com - Warehouse (Refrigerated) | BldgEnv | No | BldgEnv - Window Film | 0.0079523 | 0.015109 | 0.022733 | 0.031555 | 0.041594 | 0.052749 | 0.064713 | 0.077472 | 0.090807 | 0.10477 | 0.119 | 0.12526
SCE | GWh | Commercial | Com - Warehouse (Refrigerated) | ComRefrig | No | ComRefrig - Strip Curtain for Walk In Refrigerator | 0.13741 | 0.25372 | 0.35192 | 0.43337 | 0.49943 | 0.41423 | 0.33793 | 0.26924 | 0.20865 | 0.15823 | 0.11776 | 0.086541
SCE | GWh | Commercial | Com - Warehouse (Refrigerated) | Lighting | Yes | Lighting - LED Fixture (Replacing T8) - Emerging | 0.033344 | 0.083158 | 0.15559 | 0.25623 | 0.39221 | 0.56788 | 0.7871 | 1.0589 | 1.3837 | 1.7726 | 2.2244 | 2.743
SCE | GWh | Commercial | Com - Warehouse (Refrigerated) | Lighting | Yes | Lighting - LED Lamp (Basic High - Indoor) - Emerging | 0.00055878 | 0.0013301 | 0.0022591 | 0.0032851 | 0.0044186 | 0.0045772 | 0.0041016 | 0.003583 | 0.0030625 | 0.0019687 | 0.0023928 | 0.0028649
SCE | GWh | Commercial | Com - Warehouse (Refrigerated) | Lighting | Yes | Lighting - LED Lamp (Basic Low - Indoor) - Emerging | 0.0037193 | 0.0091461 | 0.015432 | 0.022568 | 0.030668 | 0.032041 | 0.029743 | 0.027671 | 0.025774 | 0.020267 | 0.0254 | 0.031295
SCE | GWh | Commercial | Com - Warehouse (Refrigerated) | Lighting | Yes | Lighting - LED Plug-In Indoor Fixture - Emerging | 0.01601 | 0.036395 | 0.061867 | 0.092621 | 0.12977 | 0.13223 | 0.13502 | 0.13856 | 0.14302 | 0.14855 | 0.15512 | 0.1628
SCE | GWh | Commercial | Com - Warehouse (Refrigerated) | Lighting | No | Lighting - Cold Cathode Lamp | 0.014995 | 0.03047 | 0.046449 | 0.06289 | 0.079867 | 0.079867 | 0.064872 | 0.049397 | 0.033418 | 0.016977 | 0 | 0
SCE | GWh | Commercial | Com - Warehouse (Refrigerated) | Lighting | No | Lighting - Compact Fluorescent Fixture (Indoor) | 0.15217 | 0.31438 | 0.48705 | 0.66972 | 0.86296 | 0.7108 | 0.54858 | 0.37592 | 0.19324 | 0 | 0 | 0
SCE | GWh | Commercial | Com - Warehouse (Refrigerated) | Lighting | No | Lighting - Compact Fluorescent Lamp (Basic High - Indoor) | 0.016892 | 0.0339 | 0.051071 | 0.068401 | 0.08594 | 0.069049 | 0.05204 | 0.034869 | 0.017539 | 0 | 0 | 0
SCE | GWh | Commercial | Com - Warehouse (Refrigerated) | Lighting | No | Lighting - Compact Fluorescent Lamp (Basic Low - Indoor) | 0.16386 | 0.32906 | 0.49634 | 0.66526 | 0.83628 | 0.67241 | 0.50721 | 0.33994 | 0.17102 | 0 | 0 | 0
SCE | GWh | Commercial | Com - Warehouse (Refrigerated) | Lighting | No | Lighting - Halogen Lamp (A-Line) | 0.010223 | 0.022112 | 0.02324 | 0.023972 | 0.025113 | 0.012492 | 0 | 0 | 0 | 0 | 0 | 0
SCE | GWh | Commercial | Com - Warehouse (Refrigerated) | Lighting | No | Lighting - Halogen Lamp (Reflector) | 0.0031631 | 0.0068087 | 0.0069121 | 0.0068816 | 0.0069824 | 0.0069571 | 0.0070615 | 0.0070584 | 0.0071821 | 0.0072905 | 0.0074259 | 0.0075294
SCE | GWh | Commercial | Com - Warehouse (Refrigerated) | Lighting | No | Lighting - High Bay HID to T5 | 0.031833 | 0.073658 | 0.11464 | 0.1545 | 0.19368 | 0.26206 | 0.33854 | 0.41332 | 0.4857 | 0.5569 | 0.62579 | 0.69259
SCE | GWh | Commercial | Com - Warehouse (Refrigerated) | Lighting | No | Lighting - Induction Fixture (Indoor) | 0.013139 | 0.026572 | 0.040328 | 0.054304 | 0.068633 | 0.083064 | 0.097534 | 0.11223 | 0.12698 | 0.14207 | 0.15728 | 0.17273
SCE | GWh | Commercial | Com - Warehouse (Refrigerated) | Lighting | No | Lighting - Induction Fixture (Outdoor) | 0.0037071 | 0.0087111 | 0.013709 | 0.018764 | 0.023911 | 0.029058 | 0.034184 | 0.039355 | 0.04451 | 0.049744 | 0.054991 | 0.060286
SCE | GWh | Commercial | Com - Warehouse (Refrigerated) | Lighting | No | Lighting - Linear Fluorescent Delamping | 0.0020097 | 0.0040478 | 0.0065107 | 0.0094093 | 0.012704 | 0 | 0 | 0 | 0 | 0 | 0 | 0
SCE | GWh | Commercial | Com - Warehouse (Refrigerated) | Lighting | No | Lighting - Linear Fluorescent Fixture (Low Wattage T8) | 0.098326 | 0.21692 | 0.35564 | 0.51296 | 0.68927 | 0.88028 | 1.0833 | 1.2984 | 1.5214 | 1.7534 | 1.9899 | 2.2302
SCE | GWh | Commercial | Com - Warehouse (Refrigerated) | Lighting | No | Lighting - Low Bay HID to T5 | 0.0091259 | 0.021116 | 0.032863 | 0.044291 | 0.05552 | 0.069767 | 0.084657 | 0.099199 | 0.11324 | 0.12706 | 0.14044 | 0.15347
SCE | GWh | Commercial | Com - Warehouse (Refrigerated) | Lighting | No | Lighting - Occupancy Sensor | 0 | 0 | 0 | 0 | 0 | 0 | 0.070972 | 0.14624 | 0.2147 | 0.20482 | 0.18319 | 0.16357
SCE | GWh | Commercial | Com - Warehouse (Refrigerated) | Lighting | No | Lighting - Plug-In Fixture (Compact Fluorescent) | 0.27386 | 0.55048 | 0.82965 | 1.1093 | 1.391 | 1.391 | 1.391 | 1.391 | 1.391 | 1.391 | 1.391 | 1.391
SCE | GWh | Commercial | Com - Warehouse (Refrigerated) | Lighting | No | Lighting - Plug-In Fixture (Exterior) | 0.04462 | 0.10175 | 0.15897 | 0.21687 | 0.27579 | 0.33483 | 0.39376 | 0.45323 | 0.51265 | 0.57293 | 0.63346 | 0.69456
SCE | GWh | Commercial | Com - Warehouse (Refrigerated) | Lighting | No | Lighting - Plug-In Fixture (Induction) | 0.10374 | 0.2124 | 0.32453 | 0.43935 | 0.55788 | 0.67762 | 0.79783 | 0.92023 | 1.0431 | 1.1689 | 1.2959 | 1.4248
SCE | GWh | Commercial | Com - Warehouse (Refrigerated) | Lighting | No | Lighting - Plug-In Fixture (Linear Fluorescent) | 0.45824 | 0.94903 | 1.4683 | 2.0089 | 2.5722 | 2.5722 | 2.5722 | 2.5722 | 2.5722 | 2.5722 | 2.5722 | 2.5722
SCE | GWh | Commercial | Com - Warehouse (Refrigerated) | Lighting | No | Lighting - Plug-In Fixture (MH Directional) | 0 | 0 | 0 | 0 | 0 | 0 | 0 | 0 | 0.063052 | 0.14757 | 0.23615 | 0.32797
SCE | GWh | Commercial | Com - Warehouse (Refrigerated) | Lighting | No | Lighting - Plug-In Fixture (PSMH with Electronic Ballast) | 0.094989 | 0.19846 | 0.30181 | 0.40497 | 0.50877 | 0.61161 | 0.71317 | 0.81467 | 0.91513 | 1.0162 | 1.1168 | 1.2176
SCE | GWh | Commercial | Com - Warehouse (Refrigerated) | Lighting | No | Lighting - Plug-In Fixture (PSMH) | 0.11146 | 0.2329 | 0.35336 | 0.47275 | 0.59196 | 0.70925 | 0.82435 | 0.93863 | 1.0511 | 1.1635 | 1.2748 | 1.3857
SCE | GWh | Commercial | Com - Warehouse (Refrigerated) | Service | No | HVAC - Comprehensive Rooftop Unit Quality Maintenance | 0.066318 | 0.13263 | 0.20598 | 0.28646 | 0.37386 | 0.46782 | 0.56761 | 0.67223 | 0.78036 | 0.89049 | 1.0009 | 1.0434
SCE | GWh | Commercial | Com - Warehouse (Refrigerated) | Service | No | Service - HVAC Fault Detection & Diagnositics | 0.039201 | 0.092864 | 0.1457 | 0.19731 | 0.24825 | 0.29755 | 0.34503 | 0.39148 | 0.43629 | 0.48056 | 0.52362 | 0.5659
SCE | GWh | Commercial | Com - Warehouse (Refrigerated) | Service | No | Service - Retro-Commissioning (Electric) | 0.30929 | 0.56919 | 0.79362 | 0.98705 | 1.1519 | 1.2918 | 1.1 | 0.93743 | 0.79231 | 0.66222 | 0.54617 | 0.44381
SCE | GWh | Commercial | Com - Warehouse (Refrigerated) | WholeBlg | No | HVAC - Energy Management System | 0.14337 | 0.30287 | 0.45366 | 0.5948 | 0.72804 | 0.85186 | 0.9665 | 1.0785 | 1.187 | 1.2947 | 1.3999 | 1.5035
SCE | GWh | Commercial | Com - Warehouse (Refrigerated) | WholeBlg | No | WholeBlg - Com RET Level 1 | 0.011481 | 0.030553 | 0.057782 | 0.093847 | 0.1395 | 0.19554 | 0.2628 | 0.34213 | 0.43435 | 0.54022 | 0.64898 | 0.76509
SCE | GWh | Commercial | Com - Warehouse (Refrigerated) | WholeBlg | No | WholeBlg - Com RET Level 2 | 0.064863 | 0.14639 | 0.24639 | 0.36661 | 0.50874 | 0.67443 | 0.86526 | 1.0827 | 1.3279 | 1.6018 | 1.9052 | 2.2382
SCE | MW | Commercial | Com - Assembly | AppPlug | No | AppPlug - Computer Monitor | 0.036878 | 0.10703 | 0.17528 | 0.245 | 0.25413 | 0.26293 | 0.23443 | 0.17262 | 0.11234 | 0.050772 | 0.049592 | 0.048735
SCE | MW | Commercial | Com - Assembly | AppPlug | No | AppPlug - Desktop Computer (Com - Power Management) | 0.031298 | 0.064923 | 0.098027 | 0.13027 | 0.1616 | 0.19154 | 0.21988 | 0.24688 | 0.27226 | 0.29654 | 0.31944 | 0.30993
SCE | MW | Commercial | Com - Assembly | AppPlug | No | AppPlug - Occupancy Sensor Plug Strip | 0.019002 | 0.040809 | 0.063733 | 0.082182 | 0.10104 | 0.11977 | 0.13787 | 0.15633 | 0.17428 | 0.17861 | 0.17887 | 0.17772
SCE | MW | Commercial | Com - Assembly | BldgEnv | No | BldgEnv - Attic Batt Insulation | 0.0033052 | 0.0064452 | 0.0094281 | 0.012262 | 0.012262 | 0.012262 | 0.012262 | 0.0089567 | 0.0058168 | 0.0028338 | 0 | 0
SCE | MW | Commercial | Com - Assembly | BldgEnv | No | BldgEnv - Wall Spray On Insulation | 0.058294 | 0.11367 | 0.16628 | 0.21626 | 0.26374 | 0.30885 | 0.3517 | 0.33412 | 0.31741 | 0.30154 | 0.28646 | 0.27214
SCE | MW | Commercial | Com - Assembly | BldgEnv | No | BldgEnv - Window Film | 0.13563 | 0.26693 | 0.4066 | 0.55687 | 0.71794 | 0.88858 | 1.0657 | 1.247 | 1.4291 | 1.6099 | 1.7855 | 1.8171
SCE | MW | Commercial | Com - Assembly | HVAC | Yes | HVAC - Advanced Package Rooftop AC (> EER 12) - Emerging | 0 | 0 | 0.0019474 | 0.0069426 | 0.0159 | 0.029638 | 0.048877 | 0.074319 | 0.10671 | 0.14678 | 0.19525 | 0.25287
SCE | MW | Commercial | Com - Assembly | HVAC | No | HVAC - Demand Controlled Ventilation | 0.04721 | 0.097958 | 0.15508 | 0.21809 | 0.28646 | 0.35849 | 0.43238 | 0.50685 | 0.57974 | 0.6505 | 0.7175 | 0.73329
SCE | MW | Commercial | Com - Assembly | HVAC | No | HVAC - Direct Evaporative Cooler | 0.19031 | 0.41327 | 0.67161 | 0.96752 | 1.3037 | 1.681 | 2.1002 | 2.5631 | 3.0689 | 3.6192 | 4.2122 | 4.8468
SCE | MW | Commercial | Com - Assembly | HVAC | No | HVAC - EER Rated Package Rooftop AC (EER 11) | 0.1104 | 0.23744 | 0.38178 | 0.54325 | 0.72487 | 0.92441 | 1.1409 | 1.3768 | 1.629 | 1.9015 | 2.1904 | 2.4968
SCE | MW | Commercial | Com - Assembly | HVAC | No | HVAC - EER Rated Package Rooftop HP (EER 11) | 0.075295 | 0.16085 | 0.25685 | 0.36325 | 0.36325 | 0.36325 | 0.36325 | 0.36325 | 0.36325 | 0.36325 | 0.36325 | 0.36325
SCE | MW | Commercial | Com - Assembly | HVAC | No | HVAC - Repair Duct System | 0.63404 | 1.2224 | 1.7898 | 2.3234 | 2.3234 | 2.3234 | 1.6893 | 1.101 | 0.53354 | 0 | 0 | 0
SCE | MW | Commercial | Com - Assembly | HVAC | No | HVAC - SEER Rated Package Rooftop AC (Recharge) | 0.92048 | 1.7698 | 2.5726 | 3.3176 | 3.0749 | 2.8328 | 2.5654 | 2.2858 | 2.0072 | 1.7384 | 1.4855 | 1.2733
SCE | MW | Commercial | Com - Assembly | HVAC | No | HVAC - SEER Rated Package Rooftop AC (SEER 14) | 0.13164 | 0.2885 | 0.2885 | 0.2885 | 0.2885 | 0.2885 | 0.2885 | 0.2885 | 0.2885 | 0.2885 | 0.2885 | 0.2885
SCE | MW | Commercial | Com - Assembly | HVAC | No | HVAC - SEER Rated Package Rooftop AC (SEER 15) | 0.33133 | 0.72137 | 0.93041 | 1.1666 | 1.4327 | 1.7246 | 2.0406 | 2.3842 | 2.7508 | 3.146 | 3.5644 | 4.0074
SCE | MW | Commercial | Com - Assembly | HVAC | No | HVAC - SEER Rated Package Rooftop HP (SEER 14) | 0.042997 | 0.094074 | 0.094074 | 0.094074 | 0.094074 | 0.094074 | 0.094074 | 0.094074 | 0.094074 | 0.094074 | 0.094074 | 0.094074
SCE | MW | Commercial | Com - Assembly | HVAC | No | HVAC - SEER Rated Package Rooftop HP (SEER 15) | 0.15819 | 0.34658 | 0.44857 | 0.56483 | 0.69692 | 0.84283 | 1.0018 | 1.1757 | 1.3623 | 1.5646 | 1.7797 | 2.0085
SCE | MW | Commercial | Com - Assembly | HVAC | No | HVAC - SEER Rated Split System AC (SEER 14) | 0.066036 | 0.14163 | 0.22688 | 0.22688 | 0.22688 | 0.22688 | 0.22688 | 0.22688 | 0.22688 | 0.22688 | 0.22688 | 0.22688
SCE | MW | Commercial | Com - Assembly | HVAC | No | HVAC - SEER Rated Split System AC (SEER 15) | 0.02065 | 0.047781 | 0.063635 | 0.082866 | 0.10592 | 0.1326 | 0.1629 | 0.19735 | 0.23566 | 0.27861 | 0.32577 | 0.37747
SCE | MW | Commercial | Com - Assembly | HVAC | No | HVAC - SEER Rated Split System HP (SEER 14) | 0.19908 | 0.43532 | 0.47236 | 0.51445 | 0.5621 | 0.61457 | 0.67158 | 0.73375 | 0.80026 | 0.87215 | 0.94841 | 1.0293
SCE | MW | Commercial | Com - Assembly | HVAC | No | HVAC - SEER Rated Split System HP (SEER 15) | 0.082421 | 0.18006 | 0.23268 | 0.29242 | 0.36006 | 0.43453 | 0.51542 | 0.60368 | 0.69815 | 0.80035 | 0.90884 | 1.024
SCE | MW | Commercial | Com - Assembly | Lighting | Yes | Lighting - LED Fixture (Replacing T8) - Emerging | 0 | 0.028798 | 0.094026 | 0.20573 | 0.37592 | 0.6131 | 0.92451 | 1.329 | 1.8238 | 2.4304 | 3.1449 | 3.9759
SCE | MW | Commercial | Com - Assembly | Lighting | Yes | Lighting - LED Lamp (Basic High - Indoor) - Emerging | 0.013519 | 0.035584 | 0.068152 | 0.10517 | 0.14803 | 0.15764 | 0.15277 | 0.14394 | 0.13648 | 0.11605 | 0.14922 | 0.18681
SCE | MW | Commercial | Com - Assembly | Lighting | Yes | Lighting - LED Lamp (Basic Low - Indoor) - Emerging | 0.012215 | 0.03207 | 0.056859 | 0.085483 | 0.12411 | 0.13394 | 0.13126 | 0.12908 | 0.12839 | 0.11222 | 0.14323 | 0.17899
SCE | MW | Commercial | Com - Assembly | Lighting | Yes | Lighting - LED Plug-In Indoor Fixture - Emerging | 0.008608 | 0.019186 | 0.032528 | 0.049076 | 0.06984 | 0.071283 | 0.073011 | 0.075116 | 0.077795 | 0.081217 | 0.085407 | 0.090468
SCE | MW | Commercial | Com - Assembly | Lighting | No | Lighting - Cold Cathode Lamp | 0.0036137 | 0.0073213 | 0.011139 | 0.015055 | 0.019101 | 0.019101 | 0.019101 | 0.019101 | 0.019101 | 0.019101 | 0.019101 | 0.015488
SCE | MW | Commercial | Com - Assembly | Lighting | No | Lighting - Compact Fluorescent Fixture (Indoor) | 0.95316 | 1.9512 | 2.9957 | 4.0841 | 5.2201 | 4.2669 | 3.2689 | 2.2244 | 1.136 | 0 | 0 | 0
SCE | MW | Commercial | Com - Assembly | Lighting | No | Lighting - Compact Fluorescent Lamp (Basic High - Indoor) | 1.3409 | 2.6994 | 4.0738 | 5.4649 | 6.8764 | 5.5355 | 4.177 | 2.8026 | 1.4115 | 0 | 0 | 0
SCE | MW | Commercial | Com - Assembly | Lighting | No | Lighting - Compact Fluorescent Lamp (Basic Low - Indoor) | 0.88163 | 1.7731 | 2.6768 | 3.591 | 4.51 | 3.6284 | 2.7369 | 1.8332 | 0.91899 | 0 | 0 | 0
SCE | MW | Commercial | Com - Assembly | Lighting | No | Lighting - Exit Fixture (LED) | 0.041627 | 0.080653 | 0.1211 | 0.15958 | 0.19578 | 0.23013 | 0.22766 | 0.22531 | 0.2182 | 0.21075 | 0.20366 | 0.19668
SCE | MW | Commercial | Com - Assembly | Lighting | No | Lighting - Halogen Lamp (A-Line) | 0.0011853 | 0.0026052 | 0.0028584 | 0.0030279 | 0.0032156 | 0.001626 | 0 | 0 | 0 | 0 | 0 | 0
SCE | MW | Commercial | Com - Assembly | Lighting | No | Lighting - Halogen Lamp (Reflector) | 0.00055775 | 0.0012144 | 0.0012287 | 0.0011984 | 0.0012157 | 0.0012169 | 0.0012518 | 0.0012673 | 0.0012883 | 0.0013023 | 0.0013192 | 0.0013332
SCE | MW | Commercial | Com - Assembly | Lighting | No | Lighting - High Bay HID to T5 | 0 | 0 | 0 | 0 | 0.0074432 | 0.016858 | 0.02678 | 0.037192 | 0.047936 | 0.066182 | 0.086475 | 0.10737
SCE | MW | Commercial | Com - Assembly | Lighting | No | Lighting - Induction Fixture (Indoor) | 0.021678 | 0.044396 | 0.068161 | 0.092763 | 0.11841 | 0.1446 | 0.17119 | 0.1985 | 0.22617 | 0.2547 | 0.2837 | 0.31333
SCE | MW | Commercial | Com - Assembly | Lighting | No | Lighting - Induction Fixture (Outdoor) | 0.0063683 | 0.01497 | 0.023561 | 0.03225 | 0.041097 | 0.049944 | 0.058756 | 0.067644 | 0.076506 | 0.085502 | 0.094521 | 0.10362
SCE | MW | Commercial | Com - Assembly | Lighting | No | Lighting - Linear Fluorescent Delamping | 0.0011185 | 0.002255 | 0.0036153 | 0.005206 | 0.005206 | 0 | 0 | 0 | 0 | 0 | 0 | 0
SCE | MW | Commercial | Com - Assembly | Lighting | No | Lighting - Linear Fluorescent Fixture (Low Wattage T8) | 0.31097 | 0.68272 | 1.1097 | 1.5828 | 2.1002 | 2.6466 | 3.2129 | 3.7993 | 4.3944 | 5.0034 | 5.615 | 6.2295
SCE | MW | Commercial | Com - Assembly | Lighting | No | Lighting - Low Bay HID to T5 | 0 | 0 | 0 | 0 | 0 | 0 | 0 | 0 | 0 | 0 | 0.0011254 | 0.0026412
SCE | MW | Commercial | Com - Assembly | Lighting | No | Lighting - Plug-In Fixture (Compact Fluorescent) | 0.22745 | 0.45945 | 0.6963 | 0.93618 | 1.1805 | 1.1805 | 1.1805 | 1.1805 | 1.1805 | 1.1805 | 1.1805 | 1.1805
SCE | MW | Commercial | Com - Assembly | Lighting | No | Lighting - Plug-In Fixture (Linear Fluorescent) | 0 | 0.31901 | 0.77963 | 1.2703 | 1.787 | 1.787 | 1.787 | 1.787 | 1.787 | 1.787 | 1.787 | 1.787
SCE | MW | Commercial | Com - Assembly | Lighting | No | Lighting - Plug-In Fixture (PSMH with Electronic Ballast) | 0 | 0 | 0 | 0 | 0.045252 | 0.11502 | 0.18729 | 0.26165 | 0.33632 | 0.41212 | 0.48777 | 0.56363
SCE | MW | Commercial | Com - Assembly | Lighting | No | Lighting - Plug-In Fixture (PSMH) | 0.10398 | 0.23632 | 0.36995 | 0.5054 | 0.63753 | 0.76145 | 0.88147 | 1.0001 | 1.1162 | 1.2324 | 1.3473 | 1.4617
SCE | MW | Commercial | Com - Assembly | SHW | No | SHW - EF Rated Instantaneous Water Heater (Electric) | 0.00077593 | 0.001692 | 0.0027509 | 0.0039421 | 0.0052761 | 0.0067198 | 0.0082573 | 0.0099042 | 0.011629 | 0.013462 | 0.015368 | 0.017355
SCE | MW | Commercial | Com - Assembly | SHW | No | SHW - EF Rated Storage Water Heater (Electric) | 0.00070665 | 0.0015276 | 0.0015276 | 0.0015276 | 0.0015276 | 0.0015276 | 0.0015276 | 0.0015276 | 0.0015276 | 0.0015276 | 0.0015276 | 0.0015276
SCE | MW | Commercial | Com - Assembly | Service | No | HVAC - Comprehensive Rooftop Unit Quality Maintenance | 8.3391e-08 | 1.6677e-07 | 2.5901e-07 | 3.602e-07 | 4.7011e-07 | 5.8826e-07 | 7.1374e-07 | 8.4529e-07 | 9.8126e-07 | 1.1197e-06 | 1.2585e-06 | 1.312e-06
SCE | MW | Commercial | Com - Assembly | Service | No | Service - HVAC Fault Detection & Diagnositics | 0.000166 | 0.00039325 | 0.00061702 | 0.00083555 | 0.0010513 | 0.00126 | 0.0014611 | 0.0016578 | 0.0018476 | 0.002035 | 0.0022174 | 0.0023964
SCE | MW | Commercial | Com - Assembly | Service | No | Service - Retro-Commissioning (Electric) | 0.0029639 | 0.0054545 | 0.0076051 | 0.0094587 | 0.011038 | 0.012379 | 0.010541 | 0.0089833 | 0.0075925 | 0.0063459 | 0.0052338 | 0.004253
SCE | MW | Commercial | Com - Assembly | WholeBlg | No | HVAC - Energy Management System | 0.00011362 | 0.00024002 | 0.00035953 | 0.00047139 | 0.00057698 | 0.00067511 | 0.00076596 | 0.00085472 | 0.00094072 | 0.0010261 | 0.0011094 | 0.0011915
SCE | MW | Commercial | Com - Assembly | WholeBlg | No | WholeBlg - Com NC Level 2 | 0.0092597 | 0 | 0 | 0 | 0 | 0 | 0 | 0 | 0 | 0 | 0 | 0
SCE | MW | Commercial | Com - Assembly | WholeBlg | No | WholeBlg - Com NC Level 3 | 0.0067826 | 0.0067826 | 0.0067826 | 0.0067826 | 0.0067826 | 0.0067826 | 0.0067826 | 0 | 0 | 0 | 0 | 0
SCE | MW | Commercial | Com - Assembly | WholeBlg | No | WholeBlg - Com RET Level 1 | 0.16465 | 0.38934 | 0.67829 | 1.036 | 1.4672 | 1.9767 | 2.569 | 3.2487 | 4.0201 | 4.8904 | 5.8651 | 6.951
SCE | MW | Commercial | Com - Assembly | WholeBlg | No | WholeBlg - Com RET Level 2 | 0.33942 | 0.80239 | 1.3988 | 2.14 | 3.0371 | 4.1024 | 5.3472 | 6.7839 | 8.4226 | 10.2687 | 12.3259 | 14.5949
SCE | MW | Commercial | Com - Education (Community College) | AppPlug | No | AppPlug - Computer Monitor | 0.012628 | 0.036651 | 0.06002 | 0.083894 | 0.08702 | 0.090035 | 0.080275 | 0.059109 | 0.038469 | 0.017385 | 0.016982 | 0.016688
SCE | MW | Commercial | Com - Education (Community College) | AppPlug | No | AppPlug - Desktop Computer (Com - Power Management) | 0.010758 | 0.022316 | 0.033699 | 0.044787 | 0.055566 | 0.065869 | 0.07562 | 0.084912 | 0.093646 | 0.102 | 0.10988 | 0.10662
SCE | MW | Commercial | Com - Education (Community College) | AppPlug | No | AppPlug - Occupancy Sensor Plug Strip | 0.0065068 | 0.013974 | 0.021824 | 0.028141 | 0.0346 | 0.041014 | 0.047209 | 0.053532 | 0.059676 | 0.061161 | 0.06125 | 0.060856
SCE | MW | Commercial | Com - Education (Community College) | BldgEnv | No | BldgEnv - Attic Batt Insulation | 0.0019286 | 0.0037607 | 0.0055013 | 0.0071548 | 0.0071548 | 0.0071548 | 0.0071548 | 0.0052262 | 0.0033941 | 0.0016535 | 0 | 0
SCE | MW | Commercial | Com - Education (Community College) | BldgEnv | No | BldgEnv - Wall Spray On Insulation | 0.022723 | 0.04431 | 0.064817 | 0.084299 | 0.10281 | 0.12039 | 0.13709 | 0.13024 | 0.12373 | 0.11754 | 0.11166 | 0.10608
SCE | MW | Commercial | Com - Education (Community College) | BldgEnv | No | BldgEnv - Window Film | 0.00024645 | 0.00050031 | 0.00087456 | 0.0014206 | 0.0014206 | 0.0014206 | 0.0014206 | 0.0014206 | 0.0014206 | 0.0014206 | 0.0014206 | 0.0011742
SCE | MW | Commercial | Com - Education (Community College) | FoodServ | No | FoodServ - Electric Griddle | 0.00040739 | 0.00082444 | 0.0012515 | 0.0016855 | 0.0016855 | 0.0021113 | 0.0025436 | 0.0029873 | 0.0034367 | 0.0038976 | 0.0043641 | 0.0048381
SCE | MW | Commercial | Com - Education (Community College) | FoodServ | No | FoodServ - Electric Steamer | 0.00098622 | 0.0020064 | 0.0030615 | 0.0041439 | 0.0052617 | 0.0063966 | 0.0075434 | 0.0087149 | 0.0098983 | 0.011112 | 0.012343 | 0.013597
SCE | MW | Commercial | Com - Education (Community College) | FoodServ | No | FoodServ - Fryer (Electric) | 1.8629e-05 | 3.7644e-05 | 5.7052e-05 | 7.6719e-05 | 9.6789e-05 | 0.00011696 | 0.00013716 | 0.0001576 | 0.00017807 | 0.0001989 | 0.00021985 | 0.00024105
SCE | MW | Commercial | Com - Education (Community College) | FoodServ | No | FoodServ - Oven (Electric) | 0.0079533 | 0.016145 | 0.024579 | 0.033193 | 0.04205 | 0.051009 | 0.060029 | 0.069212 | 0.078457 | 0.087912 | 0.097469 | 0.10718
SCE | MW | Commercial | Com - Education (Community College) | HVAC | No | HVAC - Chiller (Centrifugal) | 0.0090744 | 0.020039 | 0.033039 | 0.048195 | 0.064293 | 0.082655 | 0.10337 | 0.12647 | 0.15202 | 0.18 | 0.21043 | 0.24325
SCE | MW | Commercial | Com - Education (Community College) | HVAC | No | HVAC - Chiller (Reciprocating) | 0.014186 | 0.031409 | 0.051849 | 0.075541 | 0.10285 | 0.13345 | 0.16728 | 0.20473 | 0.2454 | 0.28991 | 0.3377 | 0.38893
SCE | MW | Commercial | Com - Education (Community College) | HVAC | No | HVAC - Demand Controlled Ventilation | 0.010075 | 0.020905 | 0.033094 | 0.04654 | 0.061131 | 0.076501 | 0.092268 | 0.10816 | 0.12372 | 0.13883 | 0.15313 | 0.15651
SCE | MW | Commercial | Com - Education (Community College) | HVAC | No | HVAC - Direct Evaporative Cooler | 0.034484 | 0.074713 | 0.12109 | 0.17392 | 0.23359 | 0.30017 | 0.37372 | 0.45446 | 0.54221 | 0.63717 | 0.73897 | 0.84742
SCE | MW | Commercial | Com - Education (Community College) | HVAC | No | HVAC - EER Rated Package Rooftop AC (EER 11) | 0.024855 | 0.053437 | 0.085935 | 0.12232 | 0.12232 | 0.16621 | 0.214 | 0.26631 | 0.32243 | 0.38325 | 0.44786 | 0.51651
SCE | MW | Commercial | Com - Education (Community College) | HVAC | No | HVAC - EER Rated Package Rooftop HP (EER 11) | 0.012018 | 0.025693 | 0.04106 | 0.058108 | 0.058108 | 0.058108 | 0.058108 | 0.058108 | 0.058108 | 0.058108 | 0.058108 | 0.058108
SCE | MW | Commercial | Com - Education (Community College) | HVAC | No | HVAC - Repair Duct System | 0.12335 | 0.23737 | 0.34687 | 0.44947 | 0.44947 | 0.44947 | 0.32613 | 0.2121 | 0.10261 | 0 | 0 | 0
SCE | MW | Commercial | Com - Education (Community College) | HVAC | No | HVAC - SEER Rated Package Rooftop AC (Recharge) | 0.1786 | 0.34284 | 0.49758 | 0.64078 | 0.46217 | 0.29793 | 0.1432 | -1.7917e-17 | 0.082927 | 0.15837 | 0.22202 | 0.27396
SCE | MW | Commercial | Com - Education (Community College) | HVAC | No | HVAC - SEER Rated Package Rooftop AC (SEER 14) | 0.021671 | 0.047487 | 0.047487 | 0.047487 | 0.047487 | 0.047487 | 0.047487 | 0.047487 | 0.047487 | 0.047487 | 0.047487 | 0.047487
SCE | MW | Commercial | Com - Education (Community College) | HVAC | No | HVAC - SEER Rated Package Rooftop AC (SEER 15) | 0.067507 | 0.14688 | 0.1894 | 0.23744 | 0.29154 | 0.35088 | 0.41511 | 0.48493 | 0.55944 | 0.63977 | 0.7248 | 0.81483
SCE | MW | Commercial | Com - Education (Community College) | HVAC | No | HVAC - SEER Rated Package Rooftop HP (SEER 14) | 0.0069554 | 0.015198 | 0.015198 | 0.015198 | 0.015198 | 0.015198 | 0.015198 | 0.015198 | 0.015198 | 0.015198 | 0.015198 | 0.015198
SCE | MW | Commercial | Com - Education (Community College) | HVAC | No | HVAC - SEER Rated Package Rooftop HP (SEER 15) | 0.025567 | 0.055934 | 0.072341 | 0.090993 | 0.11215 | 0.13543 | 0.16071 | 0.1883 | 0.21781 | 0.24976 | 0.28366 | 0.31964
SCE | MW | Commercial | Com - Education (Community College) | HVAC | No | HVAC - SEER Rated Split System AC (SEER 14) | 0.011795 | 0.025298 | 0.04055 | 0.04055 | 0.04055 | 0.04055 | 0.04055 | 0.04055 | 0.04055 | 0.04055 | 0.04055 | 0.04055
SCE | MW | Commercial | Com - Education (Community College) | HVAC | No | HVAC - SEER Rated Split System AC (SEER 15) | 0.0047777 | 0.011058 | 0.014734 | 0.019202 | 0.024573 | 0.030798 | 0.037879 | 0.045953 | 0.054947 | 0.06507 | 0.076212 | 0.088465
SCE | MW | Commercial | Com - Education (Community College) | HVAC | No | HVAC - SEER Rated Split System HP (SEER 14) | 0.03728 | 0.081418 | 0.088328 | 0.096169 | 0.10504 | 0.11478 | 0.12536 | 0.13688 | 0.14918 | 0.16247 | 0.17655 | 0.19146
SCE | MW | Commercial | Com - Education (Community College) | HVAC | No | HVAC - SEER Rated Split System HP (SEER 15) | 0.01528 | 0.033343 | 0.043065 | 0.054087 | 0.066547 | 0.080243 | 0.095098 | 0.11128 | 0.12857 | 0.14725 | 0.16705 | 0.18804
SCE | MW | Commercial | Com - Education (Community College) | Lighting | Yes | Lighting - LED Fixture (Replacing T8) - Emerging | 0 | 0.019971 | 0.064582 | 0.1404 | 0.25556 | 0.41533 | 0.62422 | 0.89535 | 1.2261 | 1.6322 | 2.1103 | 2.671
SCE | MW | Commercial | Com - Education (Community College) | Lighting | Yes | Lighting - LED Lamp (Basic High - Indoor) - Emerging | 0.001812 | 0.0039032 | 0.0073428 | 0.012562 | 0.020393 | 0.021814 | 0.021879 | 0.021275 | 0.019619 | 0.014404 | 0.018058 | 0.022046
SCE | MW | Commercial | Com - Education (Community College) | Lighting | Yes | Lighting - LED Lamp (Basic Low - Indoor) - Emerging | 0.0018939 | 0.00483 | 0.0085887 | 0.013024 | 0.018233 | 0.019142 | 0.017672 | 0.016179 | 0.014763 | 0.011458 | 0.014645 | 0.01834
SCE | MW | Commercial | Com - Education (Community College) | Lighting | Yes | Lighting - LED Plug-In Indoor Fixture - Emerging | 0.004369 | 0.0098837 | 0.016845 | 0.025396 | 0.035956 | 0.03667 | 0.0375 | 0.038518 | 0.039806 | 0.041426 | 0.043378 | 0.045698
SCE | MW | Commercial | Com - Education (Community College) | Lighting | No | Lighting - Cold Cathode Lamp | 0.00090598 | 0.0018612 | 0.0028307 | 0.0038253 | 0.004854 | 0.004854 | 0.004854 | 0.004854 | 0.004854 | 0.004854 | 0.004854 | 0.003948
SCE | MW | Commercial | Com - Education (Community College) | Lighting | No | Lighting - Compact Fluorescent Fixture (Indoor) | 0.52771 | 1.0816 | 1.6624 | 2.2688 | 2.9028 | 2.3751 | 1.8212 | 1.2404 | 0.63398 | 0 | 0 | 0
SCE | MW | Commercial | Com - Education (Community College) | Lighting | No | Lighting - Compact Fluorescent Lamp (Basic High - Indoor) | 0.13062 | 0.26712 | 0.40368 | 0.54011 | 0.676 | 0.54538 | 0.40888 | 0.27232 | 0.13589 | 0 | 0 | 0
SCE | MW | Commercial | Com - Education (Community College) | Lighting | No | Lighting - Compact Fluorescent Lamp (Basic Low - Indoor) | 0.089912 | 0.18272 | 0.27819 | 0.37575 | 0.47529 | 0.38537 | 0.29257 | 0.19709 | 0.099539 | 0 | 0 | 0
SCE | MW | Commercial | Com - Education (Community College) | Lighting | No | Lighting - Exit Fixture (LED) | 0.015867 | 0.030743 | 0.046068 | 0.060639 | 0.07434 | 0.087327 | 0.086283 | 0.085284 | 0.082557 | 0.079768 | 0.07712 | 0.074521
SCE | MW | Commercial | Com - Education (Community College) | Lighting | No | Lighting - Halogen Lamp (A-Line) | 0.00061225 | 0.0013332 | 0.0013976 | 0.0014394 | 0.0015058 | 0.00074306 | 0 | 0 | 0 | 0 | 0 | 0
SCE | MW | Commercial | Com - Education (Community College) | Lighting | No | Lighting - Halogen Lamp (Reflector) | 0.00018289 | 0.00039629 | 0.00040282 | 0.00040187 | 0.00040779 | 0.0004066 | 0.00041294 | 0.00041312 | 0.00041945 | 0.00042076 | 0.0004298 | 0.00043743
SCE | MW | Commercial | Com - Education (Community College) | Lighting | No | Lighting - High Bay HID to T5 | 0 | 0 | 0 | 0 | 0 | 0.0054322 | 0.010669 | 0.015799 | 0.020753 | 0.025653 | 0.035641 | 0.045359
SCE | MW | Commercial | Com - Education (Community College) | Lighting | No | Lighting - Induction Fixture (Indoor) | 0.0077743 | 0.016257 | 0.025461 | 0.035307 | 0.045874 | 0.056948 | 0.06844 | 0.080482 | 0.092896 | 0.1059 | 0.1193 | 0.13315
SCE | MW | Commercial | Com - Education (Community College) | Lighting | No | Lighting - Induction Fixture (Outdoor) | 0.0021807 | 0.0051261 | 0.0080679 | 0.011043 | 0.014073 | 0.017102 | 0.02012 | 0.023163 | 0.026198 | 0.029278 | 0.032367 | 0.035483
SCE | MW | Commercial | Com - Education (Community College) | Lighting | No | Lighting - Light Sensor | 0 | 0 | 0 | 0 | 0.0011603 | 0.0024049 | 0.0036999 | 0.0050739 | 0.0078141 | 0.010367 | 0.01276 | 0.015085
SCE | MW | Commercial | Com - Education (Community College) | Lighting | No | Lighting - Linear Fluorescent Delamping | 0.00048001 | 0.00096792 | 0.0015512 | 0.0022328 | 0.0022328 | 0 | 0 | 0 | 0 | 0 | 0 | 0
SCE | MW | Commercial | Com - Education (Community College) | Lighting | No | Lighting - Linear Fluorescent Fixture (Low Wattage T8) | 0.31115 | 0.66834 | 1.0653 | 1.4925 | 1.9481 | 2.4188 | 2.8977 | 3.3862 | 3.876 | 4.3724 | 4.8674 | 5.3598
SCE | MW | Commercial | Com - Education (Community College) | Lighting | No | Lighting - Plug-In Fixture (Compact Fluorescent) | 0.092849 | 0.18713 | 0.28279 | 0.37909 | 0.47661 | 0.47661 | 0.47661 | 0.47661 | 0.47661 | 0.47661 | 0.47661 | 0.47661
SCE | MW | Commercial | Com - Education (Community College) | Lighting | No | Lighting - Plug-In Fixture (Induction) | 0 | 0 | 0 | 0 | 0 | 0 | 0 | 0 | 0 | 0 | 0.010956 | 0.024509
SCE | MW | Commercial | Com - Education (Community College) | Lighting | No | Lighting - Plug-In Fixture (Linear Fluorescent) | 0 | 0 | 0 | 0 | 0.15832 | 0.15832 | 0.15832 | 0.15832 | 0.15832 | 0.15832 | 0.15832 | 0.15832
SCE | MW | Commercial | Com - Education (Community College) | Lighting | No | Lighting - Plug-In Fixture (PSMH with Electronic Ballast) | 0 | 0 | 0.024483 | 0.052436 | 0.08191 | 0.11168 | 0.14136 | 0.17119 | 0.20071 | 0.23041 | 0.25728 | 0.28302
SCE | MW | Commercial | Com - Education (Community College) | Lighting | No | Lighting - Plug-In Fixture (PSMH) | 0.038514 | 0.085949 | 0.13059 | 0.17318 | 0.21556 | 0.25727 | 0.29826 | 0.33909 | 0.37927 | 0.41951 | 0.45702 | 0.4917
SCE | MW | Commercial | Com - Education (Community College) | SHW | No | SHW - EF Rated Instantaneous Water Heater (Electric) | 0.00012122 | 0.00026442 | 0.00042996 | 0.00061614 | 0.00082459 | 0.00105 | 0.0012899 | 0.0015468 | 0.0018157 | 0.0021014 | 0.0023983 | 0.0027077
SCE | MW | Commercial | Com - Education (Community College) | SHW | No | SHW - EF Rated Storage Water Heater (Electric) | 9.7402e-05 | 0.00021033 | 0.00021033 | 0.00021033 | 0.00021033 | 0.00021033 | 0.00021033 | 0.00021033 | 0.00021033 | 0.00021033 | 0.00021033 | 0.00021033
SCE | MW | Commercial | Com - Education (Community College) | Service | No | HVAC - Comprehensive Rooftop Unit Quality Maintenance | 2.8555e-08 | 5.7108e-08 | 8.8692e-08 | 1.2334e-07 | 1.6098e-07 | 2.0143e-07 | 2.444e-07 | 2.8945e-07 | 3.3601e-07 | 3.8343e-07 | 4.3095e-07 | 4.4927e-07
SCE | MW | Commercial | Com - Education (Community College) | Service | No | Service - HVAC Fault Detection & Diagnositics | 5.6844e-05 | 0.00013466 | 0.00021128 | 0.00028611 | 0.00035998 | 0.00043147 | 0.00050032 | 0.00056767 | 0.00063265 | 0.00069685 | 0.00075929 | 0.0008206
SCE | MW | Commercial | Com - Education (Community College) | Service | No | Service - Retro-Commissioning (Electric) | 0.0010149 | 0.0018677 | 0.0026042 | 0.0032389 | 0.0037797 | 0.004239 | 0.0036096 | 0.0030761 | 0.0025999 | 0.002173 | 0.0017922 | 0.0014563
SCE | MW | Commercial | Com - Education (Community College) | WholeBlg | No | HVAC - Energy Management System | 3.8907e-05 | 8.2191e-05 | 0.00012311 | 0.00016141 | 0.00019757 | 0.00023118 | 0.00026229 | 0.00029268 | 0.00032213 | 0.00035135 | 0.00037989 | 0.00040801
SCE | MW | Commercial | Com - Education (Community College) | WholeBlg | No | WholeBlg - Com NC Level 2 | 0.0031708 | 0 | 0 | 0 | 0 | 0 | 0 | 0 | 0 | 0 | 0 | 0
SCE | MW | Commercial | Com - Education (Community College) | WholeBlg | No | WholeBlg - Com NC Level 3 | 0.0023225 | 0.0023225 | 0.0023225 | 0.0023225 | 0.0023225 | 0.0023225 | 0.0023225 | 0 | 0 | 0 | 0 | 0
SCE | MW | Commercial | Com - Education (Community College) | WholeBlg | No | WholeBlg - Com RET Level 1 | 0.035153 | 0.083154 | 0.14491 | 0.22141 | 0.31367 | 0.42272 | 0.54957 | 0.6952 | 0.8605 | 1.0463 | 1.2532 | 1.4818
SCE | MW | Commercial | Com - Education (Community College) | WholeBlg | No | WholeBlg - Com RET Level 2 | 0.07837 | 0.18528 | 0.32305 | 0.49439 | 0.70189 | 0.94849 | 1.2369 | 1.57 | 1.9502 | 2.3802 | 2.8618 | 3.3966
SCE | MW | Commercial | Com - Education (Primary School) | AppPlug | No | AppPlug - Computer Monitor | 0.021744 | 0.064286 | 0.10561 | 0.14784 | 0.14784 | 0.14784 | 0.1261 | 0.083555 | 0.042231 | 0 | 0 | 0
SCE | MW | Commercial | Com - Education (Primary School) | AppPlug | No | AppPlug - Desktop Computer (Com - Power Management) | 0.021945 | 0.045543 | 0.069099 | 0.0923 | 0.11503 | 0.13689 | 0.15767 | 0.17748 | 0.19611 | 0.21389 | 0.23063 | 0.22456
SCE | MW | Commercial | Com - Education (Primary School) | AppPlug | No | AppPlug - Occupancy Sensor Plug Strip | 0.01155 | 0.024805 | 0.038739 | 0.049869 | 0.060554 | 0.071033 | 0.081022 | 0.091112 | 0.10081 | 0.10227 | 0.10186 | 0.10068
SCE | MW | Commercial | Com - Education (Primary School) | BldgEnv | No | BldgEnv - Attic Batt Insulation | 0.0013274 | 0.0025885 | 0.0037865 | 0.0049246 | 0.0049246 | 0.0049246 | 0.0049246 | 0.0035971 | 0.0023361 | 0.0011381 | 0 | 0
SCE | MW | Commercial | Com - Education (Primary School) | BldgEnv | No | BldgEnv - Wall Spray On Insulation | 0.038478 | 0.075033 | 0.10976 | 0.14275 | 0.17409 | 0.20386 | 0.23215 | 0.22054 | 0.20952 | 0.19904 | 0.18909 | 0.17963
SCE | MW | Commercial | Com - Education (Primary School) | BldgEnv | No | BldgEnv - Window Film | 0.051762 | 0.098348 | 0.15262 | 0.21895 | 0.29789 | 0.38908 | 0.49025 | 0.60193 | 0.72245 | 0.85296 | 0.98996 | 1.0789
SCE | MW | Commercial | Com - Education (Primary School) | FoodServ | No | FoodServ - Electric Griddle | 0.0083163 | 0.01683 | 0.025547 | 0.034408 | 0.034408 | 0.043099 | 0.051924 | 0.060981 | 0.070156 | 0.079564 | 0.089086 | 0.098761
SCE | MW | Commercial | Com - Education (Primary School) | FoodServ | No | FoodServ - Electric Steamer | 0.003793 | 0.0077165 | 0.011775 | 0.015937 | 0.020237 | 0.024601 | 0.029012 | 0.033518 | 0.038069 | 0.042738 | 0.047471 | 0.052293
SCE | MW | Commercial | Com - Education (Primary School) | FoodServ | No | FoodServ - Fryer (Electric) | 9.259e-05 | 0.0001871 | 0.00028356 | 0.00038131 | 0.00048106 | 0.00058132 | 0.00068171 | 0.00078328 | 0.00088505 | 0.00098856 | 0.0010927 | 0.0011981
SCE | MW | Commercial | Com - Education (Primary School) | FoodServ | No | FoodServ - Oven (Electric) | 0.0032198 | 0.0065361 | 0.0099507 | 0.013438 | 0.017024 | 0.020651 | 0.024302 | 0.02802 | 0.031763 | 0.03559 | 0.039459 | 0.043391
SCE | MW | Commercial | Com - Education (Primary School) | HVAC | No | HVAC - Direct Evaporative Cooler | 0.069824 | 0.15147 | 0.24604 | 0.35447 | 0.47784 | 0.61661 | 0.77112 | 0.94227 | 1.1299 | 1.335 | 1.5568 | 1.7953
SCE | MW | Commercial | Com - Education (Primary School) | HVAC | No | HVAC - EER Rated Package Rooftop AC (EER 11) | 0.03918 | 0.084067 | 0.13492 | 0.19169 | 0.19169 | 0.19169 | 0.19169 | 0.19169 | 0.19169 | 0.19169 | 0.19169 | 0.19169
SCE | MW | Commercial | Com - Education (Primary School) | HVAC | No | HVAC - EER Rated Package Rooftop HP (EER 11) | 0.0086415 | 0.018462 | 0.029491 | 0.041729 | 0.041729 | 0.041729 | 0.041729 | 0.041729 | 0.041729 | 0.041729 | 0.041729 | 0.041729
SCE | MW | Commercial | Com - Education (Primary School) | HVAC | No | HVAC - Repair Duct System | 0.11389 | 0.21897 | 0.31968 | 0.41391 | 0.41391 | 0.41391 | 0.30002 | 0.19493 | 0.09423 | 0 | 0 | 0
SCE | MW | Commercial | Com - Education (Primary School) | HVAC | No | HVAC - SEER Rated Package Rooftop AC (Recharge) | 0.16286 | 0.31212 | 0.45225 | 0.58163 | 0.41876 | 0.2695 | 0.12938 | -1.4859e-17 | -1.4859e-17 | -1.4859e-17 | -1.4859e-17 | -1.0698e-17
SCE | MW | Commercial | Com - Education (Primary School) | HVAC | No | HVAC - SEER Rated Package Rooftop AC (SEER 14) | 0.038326 | 0.083929 | 0.083929 | 0.083929 | 0.083929 | 0.083929 | 0.083929 | 0.083929 | 0.083929 | 0.083929 | 0.083929 | 0.083929
SCE | MW | Commercial | Com - Education (Primary School) | HVAC | No | HVAC - SEER Rated Package Rooftop AC (SEER 15) | 0.12513 | 0.27219 | 0.3509 | 0.43975 | 0.53973 | 0.64931 | 0.76788 | 0.89667 | 1.034 | 1.182 | 1.3386 | 1.5042
SCE | MW | Commercial | Com - Education (Primary School) | HVAC | No | HVAC - SEER Rated Package Rooftop HP (SEER 14) | 0.005116 | 0.01118 | 0.01118 | 0.01118 | 0.01118 | 0.01118 | 0.01118 | 0.01118 | 0.01118 | 0.01118 | 0.01118 | 0.01118
SCE | MW | Commercial | Com - Education (Primary School) | HVAC | No | HVAC - SEER Rated Package Rooftop HP (SEER 15) | 0.018677 | 0.040837 | 0.052799 | 0.066401 | 0.081821 | 0.098819 | 0.11731 | 0.1375 | 0.15914 | 0.18256 | 0.20745 | 0.2339
SCE | MW | Commercial | Com - Education (Primary School) | HVAC | No | HVAC - SEER Rated Split System AC (SEER 14) | 0.024999 | 0.053572 | 0.085762 | 0.085762 | 0.085762 | 0.085762 | 0.085762 | 0.085762 | 0.085762 | 0.085762 | 0.085762 | 0.085762
SCE | MW | Commercial | Com - Education (Primary School) | HVAC | No | HVAC - SEER Rated Split System AC (SEER 15) | 0.008615 | 0.019947 | 0.026574 | 0.034612 | 0.044247 | 0.055385 | 0.068024 | 0.082378 | 0.098313 | 0.11615 | 0.1357 | 0.1571
SCE | MW | Commercial | Com - Education (Primary School) | HVAC | No | HVAC - SEER Rated Split System HP (SEER 14) | 0.027656 | 0.060378 | 0.065498 | 0.071309 | 0.077879 | 0.085112 | 0.092974 | 0.10154 | 0.11071 | 0.1206 | 0.1311 | 0.14222
SCE | MW | Commercial | Com - Education (Primary School) | HVAC | No | HVAC - SEER Rated Split System HP (SEER 15) | 0.013076 | 0.028507 | 0.036798 | 0.04619 | 0.056792 | 0.068448 | 0.081095 | 0.094867 | 0.10959 | 0.12548 | 0.14233 | 0.16019
SCE | MW | Commercial | Com - Education (Primary School) | Lighting | Yes | Lighting - LED Fixture (Replacing T8) - Emerging | 0 | 0 | 0.04194 | 0.12906 | 0.27323 | 0.48132 | 0.75833 | 1.1216 | 1.5657 | 2.1116 | 2.7536 | 3.5121
SCE | MW | Commercial | Com - Education (Primary School) | Lighting | Yes | Lighting - LED Lamp (Basic High - Indoor) - Emerging | 0.0028607 | 0.0061654 | 0.011632 | 0.019975 | 0.032601 | 0.034911 | 0.035119 | 0.034287 | 0.031781 | 0.023562 | 0.029618 | 0.036242
SCE | MW | Commercial | Com - Education (Primary School) | Lighting | Yes | Lighting - LED Lamp (Basic Low - Indoor) - Emerging | 0.003019 | 0.0077162 | 0.013822 | 0.021064 | 0.02962 | 0.031119 | 0.028827 | 0.026441 | 0.024169 | 0.018861 | 0.024158 | 0.0303
SCE | MW | Commercial | Com - Education (Primary School) | Lighting | Yes | Lighting - LED Plug-In Indoor Fixture - Emerging | 0.00036932 | 0.00083597 | 0.0014257 | 0.0021506 | 0.0030467 | 0.0031072 | 0.0031777 | 0.003264 | 0.003373 | 0.0035101 | 0.0036751 | 0.0038711
SCE | MW | Commercial | Com - Education (Primary School) | Lighting | No | Lighting - Cold Cathode Lamp | 9.0519e-06 | 1.8333e-05 | 2.7887e-05 | 3.7686e-05 | 4.7812e-05 | 4.7812e-05 | 4.7812e-05 | 4.7812e-05 | 4.7812e-05 | 4.7812e-05 | 4.7812e-05 | 3.876e-05
SCE | MW | Commercial | Com - Education (Primary School) | Lighting | No | Lighting - Compact Fluorescent Fixture (Indoor) | 0.86857 | 1.7786 | 2.7315 | 3.7245 | 4.7612 | 3.8927 | 2.9826 | 2.0298 | 1.0367 | 0 | 0 | 0
SCE | MW | Commercial | Com - Education (Primary School) | Lighting | No | Lighting - Compact Fluorescent Lamp (Basic High - Indoor) | 0.21489 | 0.43974 | 0.66478 | 0.88963 | 1.1136 | 0.89874 | 0.6739 | 0.44885 | 0.224 | 0 | 0 | 0
SCE | MW | Commercial | Com - Education (Primary School) | Lighting | No | Lighting - Compact Fluorescent Lamp (Basic Low - Indoor) | 0.14711 | 0.29923 | 0.45586 | 0.616 | 0.77947 | 0.63236 | 0.48025 | 0.32362 | 0.16348 | 0 | 0 | 0
SCE | MW | Commercial | Com - Education (Primary School) | Lighting | No | Lighting - Exit Fixture (LED) | 0.021065 | 0.040814 | 0.061149 | 0.080484 | 0.098663 | 0.11589 | 0.1145 | 0.11316 | 0.10953 | 0.10584 | 0.10233 | 0.09888
SCE | MW | Commercial | Com - Education (Primary School) | Lighting | No | Lighting - Halogen Lamp (A-Line) | 0.0010858 | 0.0023586 | 0.0024749 | 0.0025504 | 0.0026695 | 0.0013212 | 0 | 0 | 0 | 0 | 0 | 0
SCE | MW | Commercial | Com - Education (Primary School) | Lighting | No | Lighting - Halogen Lamp (Reflector) | 0.00032857 | 0.00071024 | 0.0007216 | 0.00071935 | 0.00072995 | 0.00072764 | 0.00073884 | 0.00073892 | 0.00075026 | 0.0007558 | 0.00077184 | 0.00078459
SCE | MW | Commercial | Com - Education (Primary School) | Lighting | No | Lighting - High Bay HID to T5 | 0 | 0 | 0 | 0 | 0 | 0 | 0 | 0 | 0.0030626 | 0.005921 | 0.012121 | 0.018219
SCE | MW | Commercial | Com - Education (Primary School) | Lighting | No | Lighting - Induction Fixture (Indoor) | 0.014712 | 0.030878 | 0.048525 | 0.067499 | 0.087955 | 0.10947 | 0.13188 | 0.15542 | 0.17975 | 0.20529 | 0.23165 | 0.25894
SCE | MW | Commercial | Com - Education (Primary School) | Lighting | No | Lighting - Induction Fixture (Outdoor) | 0.0038709 | 0.0090992 | 0.014321 | 0.019603 | 0.02498 | 0.030358 | 0.035714 | 0.041116 | 0.046503 | 0.051971 | 0.057453 | 0.062985
SCE | MW | Commercial | Com - Education (Primary School) | Lighting | No | Lighting - Light Sensor | 0 | 0 | 0 | 0 | 0 | 0 | 0 | 0 | 0 | 0 | 0 | 0.0013267
SCE | MW | Commercial | Com - Education (Primary School) | Lighting | No | Lighting - Linear Fluorescent Delamping | 2.6751e-05 | 5.3963e-05 | 8.6412e-05 | 0.00012428 | 0.00012428 | 0 | 0 | 0 | 0 | 0 | 0 | 0
SCE | MW | Commercial | Com - Education (Primary School) | Lighting | No | Lighting - Linear Fluorescent Fixture (Low Wattage T8) | 0.4059 | 0.87263 | 1.3913 | 1.9487 | 2.5425 | 3.1547 | 3.7767 | 4.4104 | 5.0452 | 5.688 | 6.3288 | 6.9616
SCE | MW | Commercial | Com - Education (Primary School) | Lighting | No | Lighting - Plug-In Fixture (Compact Fluorescent) | 0.007822 | 0.015765 | 0.023824 | 0.031935 | 0.040148 | 0.040148 | 0.040148 | 0.040148 | 0.040148 | 0.040148 | 0.040148 | 0.040148
SCE | MW | Commercial | Com - Education (Primary School) | Lighting | No | Lighting - Plug-In Fixture (Induction) | 0 | 0 | 0 | 0 | 0 | 0 | 0 | 0 | 0 | 0 | 0.00059821 | 0.0013243
SCE | MW | Commercial | Com - Education (Primary School) | Lighting | No | Lighting - Plug-In Fixture (Linear Fluorescent) | 0 | 0 | 0 | 0 | 0.013384 | 0.013384 | 0.013384 | 0.013384 | 0.013384 | 0.013384 | 0.013384 | 0.013384
SCE | MW | Commercial | Com - Education (Primary School) | Lighting | No | Lighting - Plug-In Fixture (PSMH with Electronic Ballast) | 0 | 0 | 0.0014473 | 0.0037084 | 0.0061208 | 0.0085838 | 0.011055 | 0.013547 | 0.016019 | 0.018509 | 0.020871 | 0.023193
SCE | MW | Commercial | Com - Education (Primary School) | Lighting | No | Lighting - Plug-In Fixture (PSMH) | 0.0032574 | 0.0073414 | 0.011277 | 0.015017 | 0.01872 | 0.022345 | 0.025894 | 0.029423 | 0.032892 | 0.036366 | 0.039655 | 0.042777
SCE | MW | Commercial | Com - Education (Primary School) | SHW | No | SHW - EF Rated Instantaneous Water Heater (Electric) | 0.00018788 | 0.00041028 | 0.00066792 | 0.00095824 | 0.0012838 | 0.0016365 | 0.0020123 | 0.0024152 | 0.0028374 | 0.0032864 | 0.0037535 | 0.0042405
SCE | MW | Commercial | Com - Education (Primary School) | SHW | No | SHW - EF Rated Storage Water Heater (Electric) | 0.00015185 | 0.00032815 | 0.00032815 | 0.00032815 | 0.00032815 | 0.00032815 | 0.00032815 | 0.00032815 | 0.00032815 | 0.00032815 | 0.00032815 | 0.00032815
SCE | MW | Commercial | Com - Education (Primary School) | Service | No | HVAC - Comprehensive Rooftop Unit Quality Maintenance | 5.0688e-08 | 1.0137e-07 | 1.5744e-07 | 2.1894e-07 | 2.8575e-07 | 3.5756e-07 | 4.3383e-07 | 5.1379e-07 | 5.9644e-07 | 6.8061e-07 | 7.6496e-07 | 7.9749e-07
SCE | MW | Commercial | Com - Education (Primary School) | Service | No | Service - HVAC Fault Detection & Diagnositics | 0.0001009 | 0.00023903 | 0.00037504 | 0.00050787 | 0.00063899 | 0.00076589 | 0.0008881 | 0.0010077 | 0.001123 | 0.001237 | 0.0013478 | 0.0014566
SCE | MW | Commercial | Com - Education (Primary School) | Service | No | Service - Retro-Commissioning (Electric) | 0.0018016 | 0.0033154 | 0.0046226 | 0.0057493 | 0.0067092 | 0.0075246 | 0.0064074 | 0.0054603 | 0.004615 | 0.0038573 | 0.0031813 | 0.0025851
SCE | MW | Commercial | Com - Education (Primary School) | WholeBlg | No | HVAC - Energy Management System | 6.9064e-05 | 0.00014589 | 0.00021854 | 0.00028652 | 0.00035071 | 0.00041036 | 0.00046558 | 0.00051953 | 0.0005718 | 0.00062368 | 0.00067433 | 0.00072425
SCE | MW | Commercial | Com - Education (Primary School) | WholeBlg | No | WholeBlg - Com NC Level 2 | 0.0056284 | 0 | 0 | 0 | 0 | 0 | 0 | 0 | 0 | 0 | 0 | 0
SCE | MW | Commercial | Com - Education (Primary School) | WholeBlg | No | WholeBlg - Com NC Level 3 | 0.0041227 | 0.0041227 | 0.0041227 | 0.0041227 | 0.0041227 | 0.0041227 | 0.0041227 | 0 | 0 | 0 | 0 | 0
SCE | MW | Commercial | Com - Education (Primary School) | WholeBlg | No | WholeBlg - Com RET Level 1 | 0.060659 | 0.14403 | 0.25186 | 0.38601 | 0.54841 | 0.74103 | 0.96578 | 1.2245 | 1.5191 | 1.8509 | 2.2212 | 2.6311
SCE | MW | Commercial | Com - Education (Primary School) | WholeBlg | No | WholeBlg - Com RET Level 2 | 0.14549 | 0.34404 | 0.60003 | 0.91863 | 1.3047 | 1.764 | 2.3014 | 2.9225 | 3.6321 | 4.435 | 5.3348 | 6.335
SCE | MW | Commercial | Com - Education (Relocatable Classroom) | AppPlug | No | AppPlug - Computer Monitor | 0.021744 | 0.064286 | 0.10561 | 0.14784 | 0.14784 | 0.14784 | 0.1261 | 0.083555 | 0.042231 | 0 | 0 | 0
SCE | MW | Commercial | Com - Education (Relocatable Classroom) | AppPlug | No | AppPlug - Desktop Computer (Com - Power Management) | 0.019096 | 0.039613 | 0.059818 | 0.079501 | 0.098634 | 0.11692 | 0.13423 | 0.15072 | 0.16623 | 0.18106 | 0.19504 | 0.18926
SCE | MW | Commercial | Com - Education (Relocatable Classroom) | AppPlug | No | AppPlug - Occupancy Sensor Plug Strip | 0.01155 | 0.024805 | 0.038739 | 0.049869 | 0.060554 | 0.071033 | 0.081022 | 0.091112 | 0.10081 | 0.10227 | 0.10186 | 0.10068
SCE | MW | Commercial | Com - Education (Relocatable Classroom) | BldgEnv | No | BldgEnv - Attic Batt Insulation | 0.0013274 | 0.0025885 | 0.0037865 | 0.0049246 | 0.0049246 | 0.0049246 | 0.0049246 | 0.0035971 | 0.0023361 | 0.0011381 | 0 | 0
SCE | MW | Commercial | Com - Education (Relocatable Classroom) | BldgEnv | No | BldgEnv - Wall Spray On Insulation | 0.038478 | 0.075033 | 0.10976 | 0.14275 | 0.17409 | 0.20386 | 0.23215 | 0.22054 | 0.20952 | 0.19904 | 0.18909 | 0.17963
SCE | MW | Commercial | Com - Education (Relocatable Classroom) | BldgEnv | No | BldgEnv - Window Film | 5.0571e-05 | 0.00010829 | 0.00020458 | 0.00035807 | 0.00035807 | 0.00035807 | 0.00035807 | 0.00035807 | 0.00035807 | 0.00035807 | 0.00035807 | 0.0003075
SCE | MW | Commercial | Com - Education (Relocatable Classroom) | FoodServ | No | FoodServ - Electric Griddle | 0.0083163 | 0.01683 | 0.025547 | 0.034408 | 0.034408 | 0.043099 | 0.051924 | 0.060981 | 0.070156 | 0.079564 | 0.089086 | 0.098761
SCE | MW | Commercial | Com - Education (Relocatable Classroom) | FoodServ | No | FoodServ - Electric Steamer | 0.003793 | 0.0077165 | 0.011775 | 0.015937 | 0.020237 | 0.024601 | 0.029012 | 0.033518 | 0.038069 | 0.042738 | 0.047471 | 0.052293
SCE | MW | Commercial | Com - Education (Relocatable Classroom) | FoodServ | No | FoodServ - Fryer (Electric) | 9.259e-05 | 0.0001871 | 0.00028356 | 0.00038131 | 0.00048106 | 0.00058132 | 0.00068171 | 0.00078328 | 0.00088505 | 0.00098856 | 0.0010927 | 0.0011981
SCE | MW | Commercial | Com - Education (Relocatable Classroom) | FoodServ | No | FoodServ - Oven (Electric) | 0.0032198 | 0.0065361 | 0.0099507 | 0.013438 | 0.017024 | 0.020651 | 0.024302 | 0.02802 | 0.031763 | 0.03559 | 0.039459 | 0.043391
SCE | MW | Commercial | Com - Education (Relocatable Classroom) | HVAC | No | HVAC - Demand Controlled Ventilation | 0.01005 | 0.02086 | 0.033019 | 0.046428 | 0.060978 | 0.076308 | 0.092042 | 0.10792 | 0.12348 | 0.13861 | 0.15296 | 0.15642
SCE | MW | Commercial | Com - Education (Relocatable Classroom) | HVAC | No | HVAC - Repair Duct System | 0.21668 | 0.41677 | 0.6087 | 0.7884 | 0.7884 | 0.7884 | 0.57172 | 0.37162 | 0.1797 | 0 | 0 | 0
SCE | MW | Commercial | Com - Education (Relocatable Classroom) | HVAC | No | HVAC - SEER Rated Package Rooftop AC (Recharge) | 0.31463 | 0.60376 | 0.8759 | 1.1277 | 0.81307 | 0.52393 | 0.25179 | -5.4633e-17 | -5.4633e-17 | -5.4633e-17 | -5.4633e-17 | -3.9391e-17
SCE | MW | Commercial | Com - Education (Relocatable Classroom) | HVAC | No | HVAC - SEER Rated Package Rooftop AC (SEER 14) | 0.075509 | 0.16562 | 0.16562 | 0.16562 | 0.16562 | 0.16562 | 0.16562 | 0.16562 | 0.16562 | 0.16562 | 0.16562 | 0.16562
SCE | MW | Commercial | Com - Education (Relocatable Classroom) | HVAC | No | HVAC - SEER Rated Package Rooftop AC (SEER 15) | 0.14483 | 0.31461 | 0.4053 | 0.50766 | 0.62264 | 0.74893 | 0.88596 | 1.0348 | 1.194 | 1.3651 | 1.5465 | 1.7384
SCE | MW | Commercial | Com - Education (Relocatable Classroom) | HVAC | No | HVAC - SEER Rated Package Rooftop HP (SEER 14) | 0.0085352 | 0.018653 | 0.018653 | 0.018653 | 0.018653 | 0.018653 | 0.018653 | 0.018653 | 0.018653 | 0.018653 | 0.018653 | 0.018653
SCE | MW | Commercial | Com - Education (Relocatable Classroom) | HVAC | No | HVAC - SEER Rated Package Rooftop HP (SEER 15) | 0.061802 | 0.13538 | 0.17516 | 0.2204 | 0.27174 | 0.32828 | 0.38967 | 0.45671 | 0.52842 | 0.6061 | 0.68854 | 0.77609
SCE | MW | Commercial | Com - Education (Relocatable Classroom) | HVAC | No | HVAC - SEER Rated Split System AC (SEER 14) | 0.053409 | 0.1163 | 0.18911 | 0.18911 | 0.18911 | 0.18911 | 0.18911 | 0.18911 | 0.18911 | 0.18911 | 0.18911 | 0.18911
SCE | MW | Commercial | Com - Education (Relocatable Classroom) | HVAC | No | HVAC - SEER Rated Split System AC (SEER 15) | 0.013283 | 0.031312 | 0.042105 | 0.055469 | 0.07177 | 0.090959 | 0.11312 | 0.13868 | 0.16753 | 0.20029 | 0.23671 | 0.2771
SCE | MW | Commercial | Com - Education (Relocatable Classroom) | HVAC | No | HVAC - SEER Rated Split System HP (SEER 14) | 0.055967 | 0.12223 | 0.1326 | 0.14436 | 0.15766 | 0.1723 | 0.18822 | 0.20556 | 0.22412 | 0.24415 | 0.2654 | 0.28791
SCE | MW | Commercial | Com - Education (Relocatable Classroom) | HVAC | No | HVAC - SEER Rated Split System HP (SEER 15) | 0.023621 | 0.05153 | 0.066531 | 0.083536 | 0.10274 | 0.12387 | 0.14683 | 0.17184 | 0.1986 | 0.22749 | 0.25812 | 0.2906
SCE | MW | Commercial | Com - Education (Relocatable Classroom) | Lighting | Yes | Lighting - LED Fixture (Replacing T8) - Emerging | 0 | 0.014501 | 0.072683 | 0.17756 | 0.34204 | 0.57373 | 0.87886 | 1.2765 | 1.7623 | 2.3595 | 3.063 | 3.8901
SCE | MW | Commercial | Com - Education (Relocatable Classroom) | Lighting | Yes | Lighting - LED Lamp (Basic High - Indoor) - Emerging | 0.0034168 | 0.0073814 | 0.013878 | 0.023701 | 0.038364 | 0.041012 | 0.04106 | 0.039831 | 0.036623 | 0.02675 | 0.033484 | 0.040827
SCE | MW | Commercial | Com - Education (Relocatable Classroom) | Lighting | Yes | Lighting - LED Lamp (Basic Low - Indoor) - Emerging | 0.0035511 | 0.0090533 | 0.01607 | 0.024348 | 0.034069 | 0.035762 | 0.032997 | 0.030195 | 0.02752 | 0.021285 | 0.027159 | 0.033965
SCE | MW | Commercial | Com - Education (Relocatable Classroom) | Lighting | Yes | Lighting - LED Plug-In Indoor Fixture - Emerging | 0.0003727 | 0.00084364 | 0.001439 | 0.0021711 | 0.0030764 | 0.0031376 | 0.0032088 | 0.0032961 | 0.0034061 | 0.0035444 | 0.0037109 | 0.0039086
SCE | MW | Commercial | Com - Education (Relocatable Classroom) | Lighting | No | Lighting - Cold Cathode Lamp | 1.272e-05 | 2.5773e-05 | 3.921e-05 | 5.2988e-05 | 6.7212e-05 | 6.7212e-05 | 6.7212e-05 | 6.7212e-05 | 6.7212e-05 | 6.7212e-05 | 5.4492e-05 | 4.1439e-05
SCE | MW | Commercial | Com - Education (Relocatable Classroom) | Lighting | No | Lighting - Compact Fluorescent Fixture (Indoor) | 0.97458 | 1.9992 | 3.0755 | 4.2003 | 5.3775 | 4.4029 | 3.3782 | 2.302 | 1.1772 | 0 | 0 | 0
SCE | MW | Commercial | Com - Education (Relocatable Classroom) | Lighting | No | Lighting - Compact Fluorescent Lamp (Basic High - Indoor) | 0.24128 | 0.4933 | 0.7454 | 0.99723 | 1.2481 | 1.0068 | 0.75475 | 0.50265 | 0.25082 | 0 | 0 | 0
SCE | MW | Commercial | Com - Education (Relocatable Classroom) | Lighting | No | Lighting - Compact Fluorescent Lamp (Basic Low - Indoor) | 0.16651 | 0.33826 | 0.51487 | 0.69523 | 0.87921 | 0.71271 | 0.54096 | 0.36435 | 0.18398 | 0 | 0 | 0
SCE | MW | Commercial | Com - Education (Relocatable Classroom) | Lighting | No | Lighting - Exit Fixture (LED) | 0.01956 | 0.037897 | 0.057575 | 0.076366 | 0.094115 | 0.11103 | 0.11064 | 0.11032 | 0.10712 | 0.10339 | 0.099665 | 0.095971
SCE | MW | Commercial | Com - Education (Relocatable Classroom) | Lighting | No | Lighting - Halogen Lamp (A-Line) | 0.0010854 | 0.0023554 | 0.0024725 | 0.0025485 | 0.0026681 | 0.0013221 | 0 | 0 | 0 | 0 | 0 | 0
SCE | MW | Commercial | Com - Education (Relocatable Classroom) | Lighting | No | Lighting - Halogen Lamp (Reflector) | 0.00033016 | 0.00071299 | 0.00072427 | 0.00072179 | 0.00073241 | 0.00073001 | 0.00074119 | 0.00074117 | 0.00075257 | 0.00075953 | 0.00077555 | 0.00078787
SCE | MW | Commercial | Com - Education (Relocatable Classroom) | Lighting | No | Lighting - High Bay HID to T5 | 0 | 0 | 0 | 0 | 0.0037386 | 0.011801 | 0.01958 | 0.02721 | 0.034584 | 0.045478 | 0.060339 | 0.074814
SCE | MW | Commercial | Com - Education (Relocatable Classroom) | Lighting | No | Lighting - Induction Fixture (Indoor) | 0.012052 | 0.024772 | 0.038161 | 0.052097 | 0.066692 | 0.08166 | 0.096903 | 0.1126 | 0.12855 | 0.14504 | 0.16182 | 0.179
SCE | MW | Commercial | Com - Education (Relocatable Classroom) | Lighting | No | Lighting - Induction Fixture (Outdoor) | 0.0038709 | 0.0090992 | 0.014321 | 0.019603 | 0.02498 | 0.030358 | 0.035714 | 0.041116 | 0.046503 | 0.051971 | 0.057453 | 0.062985
SCE | MW | Commercial | Com - Education (Relocatable Classroom) | Lighting | No | Lighting - Linear Fluorescent Delamping | 2.7638e-05 | 5.5738e-05 | 8.9304e-05 | 0.00012851 | 0.00012851 | 0 | 0 | 0 | 0 | 0 | 0 | 0
SCE | MW | Commercial | Com - Education (Relocatable Classroom) | Lighting | No | Lighting - Linear Fluorescent Fixture (Low Wattage T8) | 0.45845 | 0.98384 | 1.5684 | 2.1979 | 2.8696 | 3.5631 | 4.2681 | 4.9871 | 5.7075 | 6.4374 | 7.165 | 7.8874
SCE | MW | Commercial | Com - Education (Relocatable Classroom) | Lighting | No | Lighting - Low Bay HID to T5 | 0 | 0 | 0 | 0 | 0 | 0 | 0 | 0 | 0 | 0 | 0.0010956 | 0.0022304
SCE | MW | Commercial | Com - Education (Relocatable Classroom) | Lighting | No | Lighting - Plug-In Fixture (Compact Fluorescent) | 0.0079393 | 0.016002 | 0.024186 | 0.032423 | 0.040765 | 0.040765 | 0.040765 | 0.040765 | 0.040765 | 0.040765 | 0.040765 | 0.040765
SCE | MW | Commercial | Com - Education (Relocatable Classroom) | Lighting | No | Lighting - Plug-In Fixture (Induction) | 0 | 0 | 0 | 0 | 0 | 0 | 0 | 0 | 0 | 0 | 0 | 0.00033796
SCE | MW | Commercial | Com - Education (Relocatable Classroom) | Lighting | No | Lighting - Plug-In Fixture (Linear Fluorescent) | 0 | 0 | 0 | 0 | 0.0037543 | 0.0037543 | 0.0037543 | 0.0037543 | 0.0037543 | 0.0037543 | 0.0037543 | 0.0037543
SCE | MW | Commercial | Com - Education (Relocatable Classroom) | Lighting | No | Lighting - Plug-In Fixture (PSMH with Electronic Ballast) | 0 | 0 | 0 | 0.00063317 | 0.0028248 | 0.0052729 | 0.0077599 | 0.01028 | 0.012786 | 0.015317 | 0.017835 | 0.020282
SCE | MW | Commercial | Com - Education (Relocatable Classroom) | Lighting | No | Lighting - Plug-In Fixture (PSMH) | 0.0033986 | 0.0076979 | 0.012036 | 0.016332 | 0.020421 | 0.02428 | 0.028045 | 0.031788 | 0.035469 | 0.039155 | 0.042802 | 0.046341
SCE | MW | Commercial | Com - Education (Relocatable Classroom) | SHW | No | SHW - EF Rated Instantaneous Water Heater (Electric) | 0.00036117 | 0.00078885 | 0.0012848 | 0.001844 | 0.0024718 | 0.0031519 | 0.0038764 | 0.0046534 | 0.0054674 | 0.0063336 | 0.0072346 | 0.0081744
SCE | MW | Commercial | Com - Education (Relocatable Classroom) | SHW | No | SHW - EF Rated Storage Water Heater (Electric) | 0.00031664 | 0.00068541 | 0.00068541 | 0.00068541 | 0.00068541 | 0.00068541 | 0.00068541 | 0.00068541 | 0.00068541 | 0.00068541 | 0.00068541 | 0.00068541
SCE | MW | Commercial | Com - Education (Relocatable Classroom) | Service | No | HVAC - Comprehensive Rooftop Unit Quality Maintenance | 5.0688e-08 | 1.0137e-07 | 1.5744e-07 | 2.1894e-07 | 2.8575e-07 | 3.5756e-07 | 4.3383e-07 | 5.1379e-07 | 5.9644e-07 | 6.8061e-07 | 7.6496e-07 | 7.9749e-07
SCE | MW | Commercial | Com - Education (Relocatable Classroom) | Service | No | Service - HVAC Fault Detection & Diagnositics | 0.0001009 | 0.00023903 | 0.00037504 | 0.00050787 | 0.00063899 | 0.00076589 | 0.0008881 | 0.0010077 | 0.001123 | 0.001237 | 0.0013478 | 0.0014566
SCE | MW | Commercial | Com - Education (Relocatable Classroom) | Service | No | Service - Retro-Commissioning (Electric) | 0.0018016 | 0.0033154 | 0.0046226 | 0.0057493 | 0.0067092 | 0.0075246 | 0.0064074 | 0.0054603 | 0.004615 | 0.0038573 | 0.0031813 | 0.0025851
SCE | MW | Commercial | Com - Education (Relocatable Classroom) | WholeBlg | No | HVAC - Energy Management System | 6.9064e-05 | 0.00014589 | 0.00021854 | 0.00028652 | 0.00035071 | 0.00041036 | 0.00046558 | 0.00051953 | 0.0005718 | 0.00062368 | 0.00067433 | 0.00072425
SCE | MW | Commercial | Com - Education (Relocatable Classroom) | WholeBlg | No | WholeBlg - Com NC Level 2 | 0.0056284 | 0 | 0 | 0 | 0 | 0 | 0 | 0 | 0 | 0 | 0 | 0
SCE | MW | Commercial | Com - Education (Relocatable Classroom) | WholeBlg | No | WholeBlg - Com NC Level 3 | 0.0041227 | 0.0041227 | 0.0041227 | 0.0041227 | 0.0041227 | 0.0041227 | 0.0041227 | 0 | 0 | 0 | 0 | 0
SCE | MW | Commercial | Com - Education (Relocatable Classroom) | WholeBlg | No | WholeBlg - Com RET Level 1 | 0.056177 | 0.13299 | 0.23193 | 0.35461 | 0.50269 | 0.67786 | 0.88177 | 1.1161 | 1.3822 | 1.6814 | 2.0149 | 2.3834
SCE | MW | Commercial | Com - Education (Relocatable Classroom) | WholeBlg | No | WholeBlg - Com RET Level 2 | 0.13683 | 0.32341 | 0.56376 | 0.86259 | 1.2244 | 1.6543 | 2.1571 | 2.7377 | 3.4005 | 4.15 | 4.9894 | 5.9218
SCE | MW | Commercial | Com - Education (Secondary School) | AppPlug | No | AppPlug - Computer Monitor | 0.010872 | 0.032143 | 0.052805 | 0.07392 | 0.07392 | 0.07392 | 0.063049 | 0.041778 | 0.021115 | 0 | 0 | 0
SCE | MW | Commercial | Com - Education (Secondary School) | AppPlug | No | AppPlug - Desktop Computer (Com - Power Management) | 0.010954 | 0.022732 | 0.034487 | 0.046064 | 0.057406 | 0.068311 | 0.078674 | 0.088558 | 0.097852 | 0.10672 | 0.11507 | 0.11204
SCE | MW | Commercial | Com - Education (Secondary School) | AppPlug | No | AppPlug - Occupancy Sensor Plug Strip | 0.005775 | 0.012403 | 0.01937 | 0.024935 | 0.030277 | 0.035517 | 0.040511 | 0.045556 | 0.050406 | 0.051136 | 0.050932 | 0.05034
SCE | MW | Commercial | Com - Education (Secondary School) | BldgEnv | No | BldgEnv - Attic Batt Insulation | 0.012373 | 0.024128 | 0.035294 | 0.045903 | 0.055981 | 0.065555 | 0.07465 | 0.070918 | 0.067372 | 0.064003 | 0.060803 | 0.057763
SCE | MW | Commercial | Com - Education (Secondary School) | BldgEnv | No | BldgEnv - Wall Spray On Insulation | 0.01941 | 0.03785 | 0.055367 | 0.072009 | 0.087819 | 0.10284 | 0.11711 | 0.11125 | 0.10569 | 0.1004 | 0.095384 | 0.090614
SCE | MW | Commercial | Com - Education (Secondary School) | BldgEnv | No | BldgEnv - Window Film | 0.0050073 | 0.0097069 | 0.015811 | 0.023882 | 0.023882 | 0.023882 | 0.023882 | 0.026728 | 0.030434 | 0.053967 | 0.083672 | 0.11145
SCE | MW | Commercial | Com - Education (Secondary School) | FoodServ | No | FoodServ - Electric Griddle | 0.0041582 | 0.0084148 | 0.012773 | 0.017204 | 0.017204 | 0.021549 | 0.025962 | 0.030491 | 0.035078 | 0.039782 | 0.044543 | 0.049381
SCE | MW | Commercial | Com - Education (Secondary School) | FoodServ | No | FoodServ - Electric Steamer | 0.0018965 | 0.0038582 | 0.0058873 | 0.0079687 | 0.010118 | 0.012301 | 0.014506 | 0.016759 | 0.019034 | 0.021369 | 0.023736 | 0.026147
SCE | MW | Commercial | Com - Education (Secondary School) | FoodServ | No | FoodServ - Fryer (Electric) | 4.6295e-05 | 9.3548e-05 | 0.00014178 | 0.00019066 | 0.00024053 | 0.00029066 | 0.00034085 | 0.00039164 | 0.00044253 | 0.00049428 | 0.00054636 | 0.00059904
SCE | MW | Commercial | Com - Education (Secondary School) | FoodServ | No | FoodServ - Oven (Electric) | 0.0016099 | 0.0032681 | 0.0049754 | 0.0067189 | 0.0085119 | 0.010325 | 0.012151 | 0.01401 | 0.015881 | 0.017795 | 0.01973 | 0.021695
SCE | MW | Commercial | Com - Education (Secondary School) | HVAC | No | HVAC - Chiller (Centrifugal) | 0.0053224 | 0.011774 | 0.019447 | 0.028413 | 0.037623 | 0.048166 | 0.060099 | 0.073461 | 0.088293 | 0.1046 | 0.1224 | 0.14168
SCE | MW | Commercial | Com - Education (Secondary School) | HVAC | No | HVAC - Chiller (Reciprocating) | 0.0053305 | 0.011818 | 0.01954 | 0.028519 | 0.038902 | 0.050583 | 0.063541 | 0.077944 | 0.093648 | 0.1109 | 0.12951 | 0.14953
SCE | MW | Commercial | Com - Education (Secondary School) | HVAC | No | HVAC - Demand Controlled Ventilation | 0.0033883 | 0.0070314 | 0.01113 | 0.015652 | 0.020558 | 0.025726 | 0.03103 | 0.036378 | 0.041616 | 0.046705 | 0.051527 | 0.052676
SCE | MW | Commercial | Com - Education (Secondary School) | HVAC | No | HVAC - Direct Evaporative Cooler | 0.037442 | 0.081347 | 0.13236 | 0.19102 | 0.25795 | 0.33344 | 0.41772 | 0.51127 | 0.61406 | 0.72656 | 0.84845 | 0.97965
SCE | MW | Commercial | Com - Education (Secondary School) | HVAC | No | HVAC - EER Rated Package Rooftop AC (EER 11) | 0.022442 | 0.048208 | 0.077463 | 0.11017 | 0.11017 | 0.11017 | 0.11017 | 0.11017 | 0.11017 | 0.11017 | 0.11017 | 0.15234
SCE | MW | Commercial | Com - Education (Secondary School) | HVAC | No | HVAC - EER Rated Package Rooftop HP (EER 11) | 0.0043288 | 0.0092434 | 0.014758 | 0.020871 | 0.020871 | 0.020871 | 0.020871 | 0.020871 | 0.020871 | 0.020871 | 0.020871 | 0.020871
SCE | MW | Commercial | Com - Education (Secondary School) | HVAC | No | HVAC - Repair Duct System | 0.058339 | 0.11208 | 0.16349 | 0.21152 | 0.21152 | 0.21152 | 0.15318 | 0.099437 | 0.04803 | 0 | 0 | 0
SCE | MW | Commercial | Com - Education (Secondary School) | HVAC | No | HVAC - SEER Rated Package Rooftop AC (Recharge) | 0.079144 | 0.15171 | 0.21987 | 0.28283 | 0.20368 | 0.13112 | 0.062954 | 1.3503e-17 | 1.3503e-17 | 1.3503e-17 | 1.3503e-17 | 9.7247e-18
SCE | MW | Commercial | Com - Education (Secondary School) | HVAC | No | HVAC - SEER Rated Package Rooftop AC (SEER 14) | 0.018584 | 0.040709 | 0.040709 | 0.040709 | 0.040709 | 0.040709 | 0.040709 | 0.040709 | 0.040709 | 0.040709 | 0.040709 | 0.040709
SCE | MW | Commercial | Com - Education (Secondary School) | HVAC | No | HVAC - SEER Rated Package Rooftop AC (SEER 15) | 0.062534 | 0.136 | 0.17533 | 0.21972 | 0.26969 | 0.32444 | 0.38367 | 0.448 | 0.5166 | 0.5905 | 0.66868 | 0.75141
SCE | MW | Commercial | Com - Education (Secondary School) | HVAC | No | HVAC - SEER Rated Package Rooftop HP (SEER 14) | 0.0025354 | 0.0055394 | 0.0055394 | 0.0055394 | 0.0055394 | 0.0055394 | 0.0055394 | 0.0055394 | 0.0055394 | 0.0055394 | 0.0055394 | 0.0055394
SCE | MW | Commercial | Com - Education (Secondary School) | HVAC | No | HVAC - SEER Rated Package Rooftop HP (SEER 15) | 0.0092653 | 0.020253 | 0.026184 | 0.032929 | 0.040575 | 0.049005 | 0.058174 | 0.06819 | 0.078921 | 0.090541 | 0.10289 | 0.116
SCE | MW | Commercial | Com - Education (Secondary School) | HVAC | No | HVAC - SEER Rated Split System AC (SEER 14) | 0.011377 | 0.024353 | 0.03894 | 0.03894 | 0.03894 | 0.03894 | 0.03894 | 0.03894 | 0.03894 | 0.03894 | 0.03894 | 0.03894
SCE | MW | Commercial | Com - Education (Secondary School) | HVAC | No | HVAC - SEER Rated Split System AC (SEER 15) | 0.0040848 | 0.0094424 | 0.012568 | 0.016351 | 0.020876 | 0.026094 | 0.032003 | 0.038699 | 0.046118 | 0.054408 | 0.063477 | 0.073385
SCE | MW | Commercial | Com - Education (Secondary School) | HVAC | No | HVAC - SEER Rated Split System HP (SEER 14) | 0.013536 | 0.02955 | 0.032056 | 0.034901 | 0.038117 | 0.041659 | 0.045508 | 0.049702 | 0.054191 | 0.059037 | 0.064177 | 0.069624
SCE | MW | Commercial | Com - Education (Secondary School) | HVAC | No | HVAC - SEER Rated Split System HP (SEER 15) | 0.006514 | 0.0142 | 0.018331 | 0.02301 | 0.028294 | 0.034104 | 0.040407 | 0.047271 | 0.05461 | 0.062533 | 0.070932 | 0.079835
SCE | MW | Commercial | Com - Education (Secondary School) | Lighting | Yes | Lighting - LED Fixture (Replacing T8) - Emerging | 0 | 0 | 0.023869 | 0.073274 | 0.15499 | 0.27289 | 0.42983 | 0.63556 | 0.88729 | 1.1969 | 1.5614 | 1.9911
SCE | MW | Commercial | Com - Education (Secondary School) | Lighting | Yes | Lighting - LED Lamp (Basic High - Indoor) - Emerging | 0.0016219 | 0.0034976 | 0.0065935 | 0.011309 | 0.018422 | 0.01972 | 0.019817 | 0.01932 | 0.017876 | 0.01321 | 0.016591 | 0.020286
SCE | MW | Commercial | Com - Education (Secondary School) | Lighting | Yes | Lighting - LED Lamp (Basic Low - Indoor) - Emerging | 0.0017061 | 0.0043581 | 0.0077906 | 0.011857 | 0.016655 | 0.017495 | 0.016191 | 0.014844 | 0.01356 | 0.010562 | 0.013516 | 0.016942
SCE | MW | Commercial | Com - Education (Secondary School) | Lighting | Yes | Lighting - LED Plug-In Indoor Fixture - Emerging | 0.00014855 | 0.00033336 | 0.00056715 | 0.0008558 | 0.0012145 | 0.0012392 | 0.0012684 | 0.0013039 | 0.001349 | 0.0014064 | 0.0014761 | 0.0015598
SCE | MW | Commercial | Com - Education (Secondary School) | Lighting | No | Lighting - Cold Cathode Lamp | 5.7385e-06 | 1.1623e-05 | 1.7679e-05 | 2.3888e-05 | 3.03e-05 | 3.03e-05 | 3.03e-05 | 3.03e-05 | 3.03e-05 | 3.03e-05 | 3.03e-05 | 2.4561e-05
SCE | MW | Commercial | Com - Education (Secondary School) | Lighting | No | Lighting - Compact Fluorescent Fixture (Indoor) | 0.48578 | 0.99515 | 1.5288 | 2.0854 | 2.6667 | 2.1809 | 1.6715 | 1.1379 | 0.58133 | 0 | 0 | 0
SCE | MW | Commercial | Com - Education (Secondary School) | Lighting | No | Lighting - Compact Fluorescent Lamp (Basic High - Indoor) | 0.1202 | 0.24593 | 0.37175 | 0.49745 | 0.62268 | 0.50247 | 0.37675 | 0.25093 | 0.12522 | 0 | 0 | 0
SCE | MW | Commercial | Com - Education (Secondary School) | Lighting | No | Lighting - Compact Fluorescent Lamp (Basic Low - Indoor) | 0.082439 | 0.16764 | 0.25533 | 0.34497 | 0.43646 | 0.35403 | 0.26883 | 0.18113 | 0.091492 | 0 | 0 | 0
SCE | MW | Commercial | Com - Education (Secondary School) | Lighting | No | Lighting - Exit Fixture (LED) | 0.010571 | 0.020481 | 0.030595 | 0.040203 | 0.049227 | 0.057771 | 0.056968 | 0.056193 | 0.054376 | 0.05257 | 0.050862 | 0.049193
SCE | MW | Commercial | Com - Education (Secondary School) | Lighting | No | Lighting - Halogen Lamp (A-Line) | 0.00054272 | 0.0011777 | 0.0012363 | 0.0012742 | 0.001334 | 0.00066105 | 0 | 0 | 0 | 0 | 0 | 0
SCE | MW | Commercial | Com - Education (Secondary School) | Lighting | No | Lighting - Halogen Lamp (Reflector) | 0.00016508 | 0.00035649 | 0.00036213 | 0.00036089 | 0.0003662 | 0.00036501 | 0.00037059 | 0.00037059 | 0.00037628 | 0.00037977 | 0.00038777 | 0.00039394
SCE | MW | Commercial | Com - Education (Secondary School) | Lighting | No | Lighting - High Bay HID to T5 | 0 | 0 | 0 | 0 | 0 | 0 | 0 | 0.0018751 | 0.0056063 | 0.0093036 | 0.012908 | 0.016457
SCE | MW | Commercial | Com - Education (Secondary School) | Lighting | No | Lighting - Induction Fixture (Indoor) | 0.0073807 | 0.015513 | 0.024415 | 0.034006 | 0.044369 | 0.055289 | 0.066676 | 0.078659 | 0.091055 | 0.10408 | 0.11754 | 0.13148
SCE | MW | Commercial | Com - Education (Secondary School) | Lighting | No | Lighting - Induction Fixture (Outdoor) | 0.0019355 | 0.0045496 | 0.0071606 | 0.0098015 | 0.01249 | 0.015179 | 0.017857 | 0.020558 | 0.023251 | 0.025985 | 0.028727 | 0.031493
SCE | MW | Commercial | Com - Education (Secondary School) | Lighting | No | Lighting - Light Sensor | 0 | 0 | 0 | 0 | 0 | 0 | 0 | 0 | 0 | 0 | 0.00071915 | 0.0014854
SCE | MW | Commercial | Com - Education (Secondary School) | Lighting | No | Lighting - Linear Fluorescent Delamping | 1.3591e-05 | 2.7413e-05 | 4.3909e-05 | 6.3164e-05 | 6.3164e-05 | 0 | 0 | 0 | 0 | 0 | 0 | 0
SCE | MW | Commercial | Com - Education (Secondary School) | Lighting | No | Lighting - Linear Fluorescent Fixture (Low Wattage T8) | 0.23333 | 0.50182 | 0.80032 | 1.1213 | 1.4632 | 1.8157 | 2.1737 | 2.5385 | 2.9038 | 3.2737 | 3.6424 | 4.0073
SCE | MW | Commercial | Com - Education (Secondary School) | Lighting | No | Lighting - Plug-In Fixture (Compact Fluorescent) | 0.0036447 | 0.0073569 | 0.011138 | 0.014956 | 0.018831 | 0.018831 | 0.018831 | 0.018831 | 0.018831 | 0.018831 | 0.018831 | 0.018831
SCE | MW | Commercial | Com - Education (Secondary School) | Lighting | No | Lighting - Plug-In Fixture (PSMH with Electronic Ballast) | 0 | 0 | 0 | 0 | 0 | 0 | 0.0006857 | 0.0017251 | 0.0028028 | 0.0039199 | 0.005049 | 0.0061902
SCE | MW | Commercial | Com - Education (Secondary School) | Lighting | No | Lighting - Plug-In Fixture (PSMH) | 0.0016402 | 0.0037991 | 0.0059753 | 0.008183 | 0.010435 | 0.012666 | 0.014774 | 0.016785 | 0.018734 | 0.020669 | 0.022575 | 0.024471
SCE | MW | Commercial | Com - Education (Secondary School) | SHW | No | SHW - EF Rated Instantaneous Water Heater (Electric) | 0.00013489 | 0.0002947 | 0.00048003 | 0.00068912 | 0.00092386 | 0.0011784 | 0.0014501 | 0.0017415 | 0.0020472 | 0.0023725 | 0.0027111 | 0.0030644
SCE | MW | Commercial | Com - Education (Secondary School) | SHW | No | SHW - EF Rated Storage Water Heater (Electric) | 0.00010847 | 0.00023447 | 0.00023447 | 0.00023447 | 0.00023447 | 0.00023447 | 0.00023447 | 0.00023447 | 0.00023447 | 0.00023447 | 0.00023447 | 0.00023447
SCE | MW | Commercial | Com - Education (Secondary School) | Service | No | HVAC - Comprehensive Rooftop Unit Quality Maintenance | 2.5344e-08 | 5.0685e-08 | 7.8718e-08 | 1.0947e-07 | 1.4287e-07 | 1.7878e-07 | 2.1692e-07 | 2.569e-07 | 2.9822e-07 | 3.4031e-07 | 3.8248e-07 | 3.9875e-07
SCE | MW | Commercial | Com - Education (Secondary School) | Service | No | Service - HVAC Fault Detection & Diagnositics | 5.0452e-05 | 0.00011952 | 0.00018752 | 0.00025394 | 0.00031949 | 0.00038294 | 0.00044405 | 0.00050383 | 0.0005615 | 0.00061848 | 0.0006739 | 0.00072831
SCE | MW | Commercial | Com - Education (Secondary School) | Service | No | Service - Retro-Commissioning (Electric) | 0.00090078 | 0.0016577 | 0.0023113 | 0.0028747 | 0.0033546 | 0.0037623 | 0.0032037 | 0.0027302 | 0.0023075 | 0.0019286 | 0.0015906 | 0.0012925
SCE | MW | Commercial | Com - Education (Secondary School) | WholeBlg | No | HVAC - Energy Management System | 3.4532e-05 | 7.2947e-05 | 0.00010927 | 0.00014326 | 0.00017535 | 0.00020518 | 0.00023279 | 0.00025976 | 0.0002859 | 0.00031184 | 0.00033717 | 0.00036212
SCE | MW | Commercial | Com - Education (Secondary School) | WholeBlg | No | WholeBlg - Com NC Level 2 | 0.0028142 | 0 | 0 | 0 | 0 | 0 | 0 | 0 | 0 | 0 | 0 | 0
SCE | MW | Commercial | Com - Education (Secondary School) | WholeBlg | No | WholeBlg - Com NC Level 3 | 0.0020613 | 0.0020613 | 0.0020613 | 0.0020613 | 0.0020613 | 0.0020613 | 0.0020613 | 0 | 0 | 0 | 0 | 0
SCE | MW | Commercial | Com - Education (Secondary School) | WholeBlg | No | WholeBlg - Com RET Level 1 | 0.031215 | 0.073954 | 0.12907 | 0.1975 | 0.28017 | 0.37808 | 0.49217 | 0.62337 | 0.77251 | 0.94039 | 1.1276 | 1.3346
SCE | MW | Commercial | Com - Education (Secondary School) | WholeBlg | No | WholeBlg - Com RET Level 2 | 0.07608 | 0.17991 | 0.31374 | 0.48027 | 0.68204 | 0.92193 | 1.2026 | 1.5268 | 1.8971 | 2.316 | 2.7852 | 3.3066
SCE | MW | Commercial | Com - Education (University) | AppPlug | No | AppPlug - Computer Monitor | 0.012249 | 0.036216 | 0.059496 | 0.083287 | 0.083287 | 0.083287 | 0.071038 | 0.047071 | 0.023791 | 0 | 0 | 0
SCE | MW | Commercial | Com - Education (University) | AppPlug | No | AppPlug - Desktop Computer (Com - Power Management) | 0.010758 | 0.022316 | 0.033699 | 0.044787 | 0.055566 | 0.065869 | 0.07562 | 0.084912 | 0.093646 | 0.102 | 0.10988 | 0.10662
SCE | MW | Commercial | Com - Education (University) | AppPlug | No | AppPlug - Occupancy Sensor Plug Strip | 0.0065068 | 0.013974 | 0.021824 | 0.028094 | 0.034113 | 0.040017 | 0.045644 | 0.051328 | 0.056793 | 0.057615 | 0.057385 | 0.056719
SCE | MW | Commercial | Com - Education (University) | BldgEnv | No | BldgEnv - Attic Batt Insulation | 0.0024065 | 0.0046926 | 0.0068645 | 0.0089277 | 0.0089277 | 0.0089277 | 0.0089277 | 0.0065212 | 0.0042351 | 0.0020632 | 0 | 0
SCE | MW | Commercial | Com - Education (University) | BldgEnv | No | BldgEnv - Wall Spray On Insulation | 0.022723 | 0.04431 | 0.064817 | 0.084299 | 0.10281 | 0.12039 | 0.13709 | 0.13024 | 0.12373 | 0.11754 | 0.11166 | 0.10608
SCE | MW | Commercial | Com - Education (University) | BldgEnv | No | BldgEnv - Window Film | 0.0013841 | 0.0027056 | 0.0044648 | 0.0068392 | 0.0068392 | 0.0068392 | 0.0068392 | 0.0068392 | 0.0075643 | 0.008857 | 0.017735 | 0.027247
SCE | MW | Commercial | Com - Education (University) | FoodServ | No | FoodServ - Electric Griddle | 0.00040739 | 0.00082444 | 0.0012515 | 0.0016855 | 0.0016855 | 0.0021113 | 0.0025436 | 0.0029873 | 0.0034367 | 0.0038976 | 0.0043641 | 0.0048381
SCE | MW | Commercial | Com - Education (University) | FoodServ | No | FoodServ - Electric Steamer | 0.00098622 | 0.0020064 | 0.0030615 | 0.0041439 | 0.0052617 | 0.0063966 | 0.0075434 | 0.0087149 | 0.0098983 | 0.011112 | 0.012343 | 0.013597
SCE | MW | Commercial | Com - Education (University) | FoodServ | No | FoodServ - Fryer (Electric) | 1.8629e-05 | 3.7644e-05 | 5.7052e-05 | 7.6719e-05 | 9.6789e-05 | 0.00011696 | 0.00013716 | 0.0001576 | 0.00017807 | 0.0001989 | 0.00021985 | 0.00024105
SCE | MW | Commercial | Com - Education (University) | FoodServ | No | FoodServ - Oven (Electric) | 0.0079533 | 0.016145 | 0.024579 | 0.033193 | 0.04205 | 0.051009 | 0.060029 | 0.069212 | 0.078457 | 0.087912 | 0.097469 | 0.10718
SCE | MW | Commercial | Com - Education (University) | HVAC | No | HVAC - Chiller (Centrifugal) | 0.009257 | 0.020481 | 0.033823 | 0.049404 | 0.065746 | 0.084416 | 0.1055 | 0.12905 | 0.15511 | 0.18367 | 0.21474 | 0.24826
SCE | MW | Commercial | Com - Education (University) | HVAC | No | HVAC - Chiller (Reciprocating) | 0.01416 | 0.031352 | 0.051748 | 0.075367 | 0.10256 | 0.133 | 0.16659 | 0.20372 | 0.24396 | 0.28793 | 0.33504 | 0.38546
SCE | MW | Commercial | Com - Education (University) | HVAC | No | HVAC - EER Rated Package Rooftop AC (EER 11) | 0.024845 | 0.053427 | 0.085941 | 0.12236 | 0.16332 | 0.2083 | 0.25707 | 0.31022 | 0.36705 | 0.42853 | 0.49376 | 0.56302
SCE | MW | Commercial | Com - Education (University) | HVAC | No | HVAC - EER Rated Package Rooftop HP (EER 11) | 0.01195 | 0.025542 | 0.040811 | 0.057745 | 0.057745 | 0.057745 | 0.057745 | 0.057745 | 0.057745 | 0.057745 | 0.057745 | 0.057745
SCE | MW | Commercial | Com - Education (University) | HVAC | No | HVAC - Repair Duct System | 0.12645 | 0.24333 | 0.35554 | 0.46068 | 0.46068 | 0.46068 | 0.33423 | 0.21735 | 0.10513 | 0 | 0 | 0
SCE | MW | Commercial | Com - Education (University) | HVAC | No | HVAC - SEER Rated Package Rooftop AC (Recharge) | 0.17229 | 0.33058 | 0.47959 | 0.61738 | 0.44509 | 0.2868 | 0.13779 | 5.0911e-18 | 5.0911e-18 | 5.0911e-18 | 5.0911e-18 | 0.054401
SCE | MW | Commercial | Com - Education (University) | HVAC | No | HVAC - SEER Rated Package Rooftop AC (SEER 14) | 0.023196 | 0.050824 | 0.050824 | 0.050824 | 0.050824 | 0.050824 | 0.050824 | 0.050824 | 0.050824 | 0.050824 | 0.050824 | 0.050824
SCE | MW | Commercial | Com - Education (University) | HVAC | No | HVAC - SEER Rated Package Rooftop AC (SEER 15) | 0.06698 | 0.14571 | 0.18788 | 0.23555 | 0.28925 | 0.3482 | 0.41211 | 0.48161 | 0.55588 | 0.63594 | 0.72076 | 0.81061
SCE | MW | Commercial | Com - Education (University) | HVAC | No | HVAC - SEER Rated Package Rooftop HP (SEER 14) | 0.0069516 | 0.015191 | 0.015191 | 0.015191 | 0.015191 | 0.015191 | 0.015191 | 0.015191 | 0.015191 | 0.015191 | 0.015191 | 0.015191
SCE | MW | Commercial | Com - Education (University) | HVAC | No | HVAC - SEER Rated Package Rooftop HP (SEER 15) | 0.025639 | 0.056119 | 0.072601 | 0.09135 | 0.11263 | 0.13607 | 0.16151 | 0.18931 | 0.21904 | 0.25126 | 0.28544 | 0.32175
SCE | MW | Commercial | Com - Education (University) | HVAC | No | HVAC - SEER Rated Split System AC (SEER 14) | 0.014699 | 0.031981 | 0.051976 | 0.051976 | 0.051976 | 0.051976 | 0.051976 | 0.051976 | 0.051976 | 0.051976 | 0.051976 | 0.051976
SCE | MW | Commercial | Com - Education (University) | HVAC | No | HVAC - SEER Rated Split System AC (SEER 15) | 0.0063162 | 0.014842 | 0.019934 | 0.026226 | 0.0339 | 0.042916 | 0.053311 | 0.065304 | 0.078826 | 0.094201 | 0.1113 | 0.13028
SCE | MW | Commercial | Com - Education (University) | HVAC | No | HVAC - SEER Rated Split System HP (SEER 14) | 0.037319 | 0.081514 | 0.088436 | 0.09629 | 0.10517 | 0.11494 | 0.12554 | 0.13709 | 0.14943 | 0.16276 | 0.17688 | 0.19184
SCE | MW | Commercial | Com - Education (University) | HVAC | No | HVAC - SEER Rated Split System HP (SEER 15) | 0.015404 | 0.033626 | 0.043438 | 0.054568 | 0.067156 | 0.080998 | 0.096014 | 0.11238 | 0.12987 | 0.14877 | 0.16881 | 0.19005
SCE | MW | Commercial | Com - Education (University) | Lighting | Yes | Lighting - LED Fixture (Replacing T8) - Emerging | 0 | 0.017849 | 0.057791 | 0.1257 | 0.22888 | 0.37198 | 0.55902 | 0.80178 | 1.0978 | 1.4613 | 1.8891 | 2.3916
SCE | MW | Commercial | Com - Education (University) | Lighting | Yes | Lighting - LED Lamp (Basic High - Indoor) - Emerging | 0.0018507 | 0.0039889 | 0.0075052 | 0.012842 | 0.020851 | 0.022305 | 0.022373 | 0.021759 | 0.02007 | 0.014742 | 0.018484 | 0.02257
SCE | MW | Commercial | Com - Education (University) | Lighting | Yes | Lighting - LED Lamp (Basic Low - Indoor) - Emerging | 0.0019346 | 0.0049351 | 0.0087824 | 0.013324 | 0.01866 | 0.019591 | 0.018092 | 0.016564 | 0.015115 | 0.011733 | 0.014998 | 0.018783
SCE | MW | Commercial | Com - Education (University) | Lighting | Yes | Lighting - LED Plug-In Indoor Fixture - Emerging | 0.0042562 | 0.0096154 | 0.016393 | 0.024734 | 0.035063 | 0.035764 | 0.036583 | 0.037586 | 0.03885 | 0.040444 | 0.042366 | 0.044657
SCE | MW | Commercial | Com - Education (University) | Lighting | No | Lighting - Cold Cathode Lamp | 0.00095353 | 0.0019474 | 0.0029622 | 0.0040033 | 0.0050792 | 0.0050792 | 0.0050792 | 0.0050792 | 0.0050792 | 0.0050792 | 0.0050792 | 0.0041257
SCE | MW | Commercial | Com - Education (University) | Lighting | No | Lighting - Compact Fluorescent Fixture (Indoor) | 0.54018 | 1.1072 | 1.7019 | 2.3228 | 2.9719 | 2.4317 | 1.8647 | 1.27 | 0.64915 | 0 | 0 | 0
SCE | MW | Commercial | Com - Education (University) | Lighting | No | Lighting - Compact Fluorescent Lamp (Basic High - Indoor) | 0.13371 | 0.27344 | 0.41324 | 0.55291 | 0.69202 | 0.55831 | 0.41858 | 0.27878 | 0.13911 | 0 | 0 | 0
SCE | MW | Commercial | Com - Education (University) | Lighting | No | Lighting - Compact Fluorescent Lamp (Basic Low - Indoor) | 0.092004 | 0.18698 | 0.28469 | 0.38453 | 0.48641 | 0.3944 | 0.29943 | 0.20172 | 0.10188 | 0 | 0 | 0
SCE | MW | Commercial | Com - Education (University) | Lighting | No | Lighting - Exit Fixture (LED) | 0.014853 | 0.028777 | 0.043047 | 0.056607 | 0.069351 | 0.081421 | 0.080359 | 0.079337 | 0.076769 | 0.074199 | 0.071764 | 0.069379
SCE | MW | Commercial | Com - Education (University) | Lighting | No | Lighting - Halogen Lamp (A-Line) | 0.0006119 | 0.0013303 | 0.0013955 | 0.0014377 | 0.0015046 | 0.00074388 | 0 | 0 | 0 | 0 | 0 | 0
SCE | MW | Commercial | Com - Education (University) | Lighting | No | Lighting - Halogen Lamp (Reflector) | 0.00018432 | 0.00039876 | 0.0004052 | 0.00040405 | 0.00041 | 0.00040874 | 0.00041507 | 0.00041516 | 0.00042152 | 0.00042393 | 0.00043298 | 0.00044037
SCE | MW | Commercial | Com - Education (University) | Lighting | No | Lighting - High Bay HID to T5 | 0 | 0 | 0 | 0 | 0 | 0.0048506 | 0.0095287 | 0.014114 | 0.018544 | 0.022929 | 0.031858 | 0.040551
SCE | MW | Commercial | Com - Education (University) | Lighting | No | Lighting - Induction Fixture (Indoor) | 0.0077366 | 0.01614 | 0.025222 | 0.034901 | 0.045256 | 0.056077 | 0.067279 | 0.078991 | 0.091041 | 0.10364 | 0.11661 | 0.13
SCE | MW | Commercial | Com - Education (University) | Lighting | No | Lighting - Induction Fixture (Outdoor) | 0.0021807 | 0.0051261 | 0.0080679 | 0.011043 | 0.014073 | 0.017102 | 0.02012 | 0.023163 | 0.026198 | 0.029278 | 0.032367 | 0.035483
SCE | MW | Commercial | Com - Education (University) | Lighting | No | Lighting - Light Sensor | 0.0033604 | 0.012476 | 0.018328 | 0.024142 | 0.029993 | 0.035735 | 0.041333 | 0.046898 | 0.052331 | 0.057794 | 0.063178 | 0.068543
SCE | MW | Commercial | Com - Education (University) | Lighting | No | Lighting - Linear Fluorescent Delamping | 0.00041961 | 0.00084618 | 0.0013559 | 0.0019515 | 0.0019515 | 0 | 0 | 0 | 0 | 0 | 0 | 0
SCE | MW | Commercial | Com - Education (University) | Lighting | No | Lighting - Linear Fluorescent Fixture (Low Wattage T8) | 0.27718 | 0.59536 | 0.94889 | 1.3293 | 1.7351 | 2.1541 | 2.5802 | 3.0148 | 3.4504 | 3.8917 | 4.3318 | 4.7689
SCE | MW | Commercial | Com - Education (University) | Lighting | No | Lighting - Low Bay HID to T5 | 0 | 0 | 0 | 0 | 0 | 0 | 0 | 0 | 0 | 0 | 0 | 0.00066238
SCE | MW | Commercial | Com - Education (University) | Lighting | No | Lighting - Plug-In Fixture (Compact Fluorescent) | 0.09426 | 0.19006 | 0.28739 | 0.38546 | 0.48484 | 0.48484 | 0.48484 | 0.48484 | 0.48484 | 0.48484 | 0.48484 | 0.48484
SCE | MW | Commercial | Com - Education (University) | Lighting | No | Lighting - Plug-In Fixture (Induction) | 0 | 0 | 0 | 0 | 0 | 0 | 0 | 0 | 0 | 0.0043269 | 0.017415 | 0.032827
SCE | MW | Commercial | Com - Education (University) | Lighting | No | Lighting - Plug-In Fixture (PSMH with Electronic Ballast) | 0 | 0.0077873 | 0.034501 | 0.064265 | 0.09549 | 0.12681 | 0.15792 | 0.1891 | 0.2199 | 0.24999 | 0.27694 | 0.30294
SCE | MW | Commercial | Com - Education (University) | Lighting | No | Lighting - Plug-In Fixture (PSMH) | 0.039857 | 0.086661 | 0.13102 | 0.17369 | 0.21623 | 0.25821 | 0.29951 | 0.34065 | 0.38114 | 0.42057 | 0.45792 | 0.49271
SCE | MW | Commercial | Com - Education (University) | SHW | No | SHW - EF Rated Instantaneous Water Heater (Electric) | 9.1445e-05 | 0.00019945 | 0.00032427 | 0.00046456 | 0.00062155 | 0.00079122 | 0.00097166 | 0.0011648 | 0.0013668 | 0.0015814 | 0.0018043 | 0.0020365
SCE | MW | Commercial | Com - Education (University) | SHW | No | SHW - EF Rated Storage Water Heater (Electric) | 6.9698e-05 | 0.00015042 | 0.00015042 | 0.00015042 | 0.00015042 | 0.00015042 | 0.00015042 | 0.00015042 | 0.00015042 | 0.00015042 | 0.00015042 | 0.00015042
SCE | MW | Commercial | Com - Education (University) | Service | No | HVAC - Comprehensive Rooftop Unit Quality Maintenance | 2.8555e-08 | 5.7108e-08 | 8.8692e-08 | 1.2334e-07 | 1.6098e-07 | 2.0143e-07 | 2.444e-07 | 2.8945e-07 | 3.3601e-07 | 3.8343e-07 | 4.3095e-07 | 4.4927e-07
SCE | MW | Commercial | Com - Education (University) | Service | No | Service - HVAC Fault Detection & Diagnositics | 5.6844e-05 | 0.00013466 | 0.00021128 | 0.00028611 | 0.00035998 | 0.00043147 | 0.00050032 | 0.00056767 | 0.00063265 | 0.00069685 | 0.00075929 | 0.0008206
SCE | MW | Commercial | Com - Education (University) | Service | No | Service - Retro-Commissioning (Electric) | 0.0010149 | 0.0018677 | 0.0026042 | 0.0032389 | 0.0037797 | 0.004239 | 0.0036096 | 0.0030761 | 0.0025999 | 0.002173 | 0.0017922 | 0.0014563
SCE | MW | Commercial | Com - Education (University) | WholeBlg | No | HVAC - Energy Management System | 3.8907e-05 | 8.2191e-05 | 0.00012311 | 0.00016141 | 0.00019757 | 0.00023118 | 0.00026229 | 0.00029268 | 0.00032213 | 0.00035135 | 0.00037989 | 0.00040801
SCE | MW | Commercial | Com - Education (University) | WholeBlg | No | WholeBlg - Com NC Level 2 | 0.0031708 | 0 | 0 | 0 | 0 | 0 | 0 | 0 | 0 | 0 | 0 | 0
SCE | MW | Commercial | Com - Education (University) | WholeBlg | No | WholeBlg - Com NC Level 3 | 0.0023225 | 0.0023225 | 0.0023225 | 0.0023225 | 0.0023225 | 0.0023225 | 0.0023225 | 0 | 0 | 0 | 0 | 0
SCE | MW | Commercial | Com - Education (University) | WholeBlg | No | WholeBlg - Com RET Level 1 | 0.03413 | 0.080696 | 0.14057 | 0.2147 | 0.30405 | 0.40961 | 0.53234 | 0.67319 | 0.83301 | 1.0126 | 1.2124 | 1.4334
SCE | MW | Commercial | Com - Education (University) | WholeBlg | No | WholeBlg - Com RET Level 2 | 0.072779 | 0.17202 | 0.29986 | 0.45875 | 0.65107 | 0.87951 | 1.1465 | 1.4548 | 1.8065 | 2.204 | 2.6491 | 3.1428
SCE | MW | Commercial | Com - Grocery | AppPlug | No | AppPlug - Computer Monitor | 0.031424 | 0.09292 | 0.15264 | 0.21365 | 0.21365 | 0.21365 | 0.18223 | 0.12073 | 0.061014 | 0 | 0 | 0
SCE | MW | Commercial | Com - Grocery | AppPlug | No | AppPlug - Desktop Computer (Com - Power Management) | 0.02761 | 0.057264 | 0.086452 | 0.11487 | 0.14244 | 0.16875 | 0.19362 | 0.21727 | 0.23945 | 0.2606 | 0.28048 | 0.27172
SCE | MW | Commercial | Com - Grocery | AppPlug | No | AppPlug - Occupancy Sensor Plug Strip | 0.016699 | 0.035856 | 0.055982 | 0.072039 | 0.087415 | 0.10247 | 0.1168 | 0.13124 | 0.1451 | 0.14701 | 0.14619 | 0.14421
SCE | MW | Commercial | Com - Grocery | BldgEnv | No | BldgEnv - Attic Batt Insulation | 0.011742 | 0.022897 | 0.033495 | 0.043562 | 0.043562 | 0.043562 | 0.043562 | 0.03182 | 0.020665 | 0.010067 | 0 | 0
SCE | MW | Commercial | Com - Grocery | BldgEnv | No | BldgEnv - Wall Spray On Insulation | 0.058184 | 0.11346 | 0.16597 | 0.21585 | 0.26325 | 0.30827 | 0.35104 | 0.33349 | 0.31681 | 0.30097 | 0.28592 | 0.27163
SCE | MW | Commercial | Com - Grocery | BldgEnv | No | BldgEnv - Window Film | 0.0034686 | 0.0067025 | 0.010861 | 0.016301 | 0.016301 | 0.016301 | 0.018473 | 0.023077 | 0.035466 | 0.051765 | 0.070281 | 0.086402
SCE | MW | Commercial | Com - Grocery | ComRefrig | No | ComRefrig - Door Gasket (Reach-In Refrigerator) | 2.6956 | 4.9583 | 6.8598 | 8.4337 | 8.4337 | 5.738 | 3.4753 | 1.5739 | 0 | 0 | 0 | 0
SCE | MW | Commercial | Com - Grocery | ComRefrig | No | ComRefrig - Door Gasket (Walk-In Refrigerator) | 0.15663 | 0.2896 | 0.40265 | 0.49726 | 0.49726 | 0.34063 | 0.20766 | 0.094608 | 0 | 0 | 0 | 0
SCE | MW | Commercial | Com - Grocery | ComRefrig | No | ComRefrig - Refrigerated Case Night Cover (Low Temp) | 0.2008 | 0.40588 | 0.63882 | 0.90158 | 1.1929 | 1.5086 | 1.6396 | 1.7714 | 1.8675 | 1.9136 | 1.9007 | 1.8268
SCE | MW | Commercial | Com - Grocery | ComRefrig | No | ComRefrig - Refrigerated Case Night Cover (Med Temp) | 0.37188 | 0.74793 | 1.1675 | 1.6326 | 2.1399 | 2.6817 | 2.8724 | 3.0621 | 3.1919 | 3.2414 | 3.1985 | 3.0616
SCE | MW | Commercial | Com - Grocery | ComRefrig | No | ComRefrig - Strip Curtain for Walk In Refrigerator | 0.34053 | 0.62036 | 0.84872 | 1.0318 | 1.1752 | 0.94417 | 0.74516 | 0.57447 | 0.43469 | 0.32368 | 0.23851 | 0.17595
SCE | MW | Commercial | Com - Grocery | FoodServ | No | FoodServ - Electric Steamer | 0.030791 | 0.062634 | 0.095555 | 0.12931 | 0.16414 | 0.19948 | 0.23516 | 0.27159 | 0.30835 | 0.34603 | 0.38419 | 0.42302
SCE | MW | Commercial | Com - Grocery | FoodServ | No | FoodServ - Oven (Electric) | 0.0057288 | 0.011628 | 0.0177 | 0.023897 | 0.030265 | 0.036702 | 0.043178 | 0.049765 | 0.056393 | 0.063163 | 0.070001 | 0.076941
SCE | MW | Commercial | Com - Grocery | HVAC | No | HVAC - Direct Evaporative Cooler | 0.054997 | 0.054997 | 0.054997 | 0.054997 | 0.054997 | 0.054997 | 0.054997 | 0.054997 | 0.054997 | 0.054997 | 0.054997 | 0.054997
SCE | MW | Commercial | Com - Grocery | HVAC | No | HVAC - EER Rated Package Rooftop AC (EER 11) | 0.052953 | 0.11371 | 0.18255 | 0.25933 | 0.25933 | 0.25933 | 0.25933 | 0.25933 | 0.25933 | 0.25933 | 0.25933 | 0.25933
SCE | MW | Commercial | Com - Grocery | HVAC | No | HVAC - EER Rated Package Rooftop HP (EER 11) | 0.04547 | 0.097354 | 0.15576 | 0.22062 | 0.22062 | 0.22062 | 0.22062 | 0.22062 | 0.22062 | 0.22062 | 0.22062 | 0.22062
SCE | MW | Commercial | Com - Grocery | HVAC | No | HVAC - Repair Duct System | 0.54547 | 1.052 | 1.5408 | 2.0009 | 2.0009 | 2.0009 | 1.4554 | 0.9489 | 0.46002 | 0 | 0 | 0
SCE | MW | Commercial | Com - Grocery | HVAC | No | HVAC - SEER Rated Package Rooftop AC (Recharge) | 0.88392 | 1.6977 | 2.4655 | 3.1766 | 2.939 | 2.7031 | 2.4442 | 2.1749 | 1.9073 | 1.6496 | 1.4089 | 1.2085
SCE | MW | Commercial | Com - Grocery | HVAC | No | HVAC - SEER Rated Package Rooftop AC (SEER 14) | 0.13195 | 0.28979 | 0.28979 | 0.28979 | 0.28979 | 0.28979 | 0.28979 | 0.28979 | 0.28979 | 0.28979 | 0.28979 | 0.28979
SCE | MW | Commercial | Com - Grocery | HVAC | No | HVAC - SEER Rated Package Rooftop AC (SEER 15) | 0.23969 | 0.52161 | 0.67245 | 0.84257 | 1.0338 | 1.2432 | 1.4695 | 1.715 | 1.9766 | 2.2582 | 2.5559 | 2.8706
SCE | MW | Commercial | Com - Grocery | HVAC | No | HVAC - SEER Rated Package Rooftop HP (SEER 14) | 0.026936 | 0.05893 | 0.05893 | 0.05893 | 0.05893 | 0.05893 | 0.05893 | 0.05893 | 0.05893 | 0.05893 | 0.05893 | 0.05893
SCE | MW | Commercial | Com - Grocery | HVAC | No | HVAC - SEER Rated Package Rooftop HP (SEER 15) | 0.099792 | 0.21889 | 0.28338 | 0.35672 | 0.43997 | 0.53152 | 0.63075 | 0.73907 | 0.85474 | 0.98007 | 1.1129 | 1.2538
SCE | MW | Commercial | Com - Grocery | HVAC | No | HVAC - SEER Rated Split System AC (SEER 14) | 0.1026 | 0.22836 | 0.37201 | 0.37201 | 0.37201 | 0.37201 | 0.37201 | 0.37201 | 0.37201 | 0.37201 | 0.37201 | 0.37201
SCE | MW | Commercial | Com - Grocery | HVAC | No | HVAC - SEER Rated Split System AC (SEER 15) | 0.014706 | 0.044542 | 0.06212 | 0.083629 | 0.10965 | 0.14006 | 0.17494 | 0.21502 | 0.26003 | 0.31103 | 0.36757 | 0.43013
SCE | MW | Commercial | Com - Grocery | Lighting | Yes | Lighting - LED Fixture (Replacing T8) - Emerging | 0.076213 | 0.19087 | 0.36203 | 0.6052 | 0.94167 | 1.3842 | 1.9443 | 2.6515 | 3.5039 | 4.5384 | 5.7494 | 7.1522
SCE | MW | Commercial | Com - Grocery | Lighting | Yes | Lighting - LED Lamp (Basic High - Indoor) - Emerging | 0.004767 | 0.012405 | 0.022899 | 0.035526 | 0.050568 | 0.05281 | 0.048688 | 0.042375 | 0.034828 | 0.022035 | 0.027598 | 0.03418
SCE | MW | Commercial | Com - Grocery | Lighting | Yes | Lighting - LED Lamp (Basic Low - Indoor) - Emerging | 0.10819 | 0.3564 | 0.71631 | 1.2067 | 1.8537 | 1.9789 | 1.9227 | 1.8033 | 1.6044 | 1.1981 | 1.4412 | 1.6972
SCE | MW | Commercial | Com - Grocery | Lighting | Yes | Lighting - LED Plug-In Indoor Fixture - Emerging | 0.018238 | 0.041562 | 0.070767 | 0.10602 | 0.1486 | 0.1514 | 0.15458 | 0.15862 | 0.16365 | 0.16986 | 0.17721 | 0.18578
SCE | MW | Commercial | Com - Grocery | Lighting | No | Lighting - Cold Cathode Lamp | 0.0077392 | 0.015661 | 0.023793 | 0.032119 | 0.040686 | 0.040686 | 0.040686 | 0.032947 | 0.025025 | 0.016893 | 0.0085675 | 0
SCE | MW | Commercial | Com - Grocery | Lighting | No | Lighting - Compact Fluorescent Fixture (Indoor) | 0.99826 | 2.0544 | 3.17 | 4.342 | 5.574 | 4.5758 | 3.5197 | 2.404 | 1.232 | 0 | 0 | 0
SCE | MW | Commercial | Com - Grocery | Lighting | No | Lighting - Compact Fluorescent Lamp (Basic High - Indoor) | 0.20396 | 0.42657 | 0.66565 | 0.9183 | 1.1826 | 0.97862 | 0.756 | 0.51693 | 0.26428 | 0 | 0 | 0
SCE | MW | Commercial | Com - Grocery | Lighting | No | Lighting - Compact Fluorescent Lamp (Basic Low - Indoor) | 0.48849 | 1.2636 | 2.3273 | 3.6947 | 5.3938 | 4.9053 | 4.1302 | 3.0664 | 1.6991 | 0 | 0 | 0
SCE | MW | Commercial | Com - Grocery | Lighting | No | Lighting - Exit Fixture (LED) | 0.037053 | 0.07179 | 0.10848 | 0.14345 | 0.17643 | 0.20778 | 0.20637 | 0.20508 | 0.1989 | 0.19191 | 0.18519 | 0.17854
SCE | MW | Commercial | Com - Grocery | Lighting | No | Lighting - Halogen Lamp (A-Line) | 0.0015712 | 0.0034196 | 0.0035856 | 0.0036932 | 0.0038639 | 0.0019079 | 0 | 0 | 0 | 0 | 0 | 0
SCE | MW | Commercial | Com - Grocery | Lighting | No | Lighting - Halogen Lamp (Reflector) | 0.00047054 | 0.0010191 | 0.0010358 | 0.0010332 | 0.0010484 | 0.0010453 | 0.0010615 | 0.0010619 | 0.0010781 | 0.001082 | 0.0011053 | 0.0011249
SCE | MW | Commercial | Com - Grocery | Lighting | No | Lighting - High Bay HID to T5 | 0.0023343 | 0.0055134 | 0.0086404 | 0.011692 | 0.014701 | 0.019852 | 0.025705 | 0.031445 | 0.037014 | 0.04251 | 0.047838 | 0.053013
SCE | MW | Commercial | Com - Grocery | Lighting | No | Lighting - Induction Fixture (Indoor) | 0.01891 | 0.038536 | 0.0589 | 0.079832 | 0.10152 | 0.12355 | 0.14581 | 0.16859 | 0.1916 | 0.21525 | 0.23924 | 0.2637
SCE | MW | Commercial | Com - Grocery | Lighting | No | Lighting - Induction Fixture (Outdoor) | 0.0055971 | 0.013157 | 0.020707 | 0.028343 | 0.036117 | 0.043889 | 0.051629 | 0.059434 | 0.067216 | 0.075114 | 0.083033 | 0.091022
SCE | MW | Commercial | Com - Grocery | Lighting | No | Lighting - Linear Fluorescent Delamping | 0.0021326 | 0.0042956 | 0.0069077 | 0.0099789 | 0.0099789 | 0 | 0 | 0 | 0 | 0 | 0 | 0
SCE | MW | Commercial | Com - Grocery | Lighting | No | Lighting - Linear Fluorescent Fixture (Low Wattage T8) | 0.61441 | 1.3245 | 2.1229 | 2.9942 | 3.9366 | 4.9219 | 5.9349 | 6.9777 | 8.0301 | 9.1022 | 10.1744 | 11.2476
SCE | MW | Commercial | Com - Grocery | Lighting | No | Lighting - Low Bay HID to T5 | 0.00087487 | 0.0020663 | 0.0032381 | 0.0043815 | 0.0055092 | 0.0069262 | 0.0084203 | 0.0098837 | 0.0113 | 0.012697 | 0.014054 | 0.015377
SCE | MW | Commercial | Com - Grocery | Lighting | No | Lighting - Plug-In Fixture (Compact Fluorescent) | 0.30437 | 0.61192 | 0.92217 | 1.2326 | 1.5451 | 1.5451 | 1.5451 | 1.5451 | 1.5451 | 1.5451 | 1.5451 | 1.5451
SCE | MW | Commercial | Com - Grocery | Lighting | No | Lighting - Plug-In Fixture (Induction) | 0 | 0 | 0.016904 | 0.064509 | 0.11739 | 0.17431 | 0.23365 | 0.29557 | 0.35857 | 0.42388 | 0.49019 | 0.5579
SCE | MW | Commercial | Com - Grocery | Lighting | No | Lighting - Plug-In Fixture (Linear Fluorescent) | 0.51366 | 1.0662 | 1.6521 | 2.2625 | 2.8987 | 2.8987 | 2.8987 | 2.8987 | 2.8987 | 2.8987 | 2.8987 | 2.8987
SCE | MW | Commercial | Com - Grocery | Lighting | No | Lighting - Plug-In Fixture (PSMH with Electronic Ballast) | 0.07255 | 0.15874 | 0.24283 | 0.31601 | 0.38522 | 0.45197 | 0.5167 | 0.58072 | 0.64361 | 0.7067 | 0.76931 | 0.83193
SCE | MW | Commercial | Com - Grocery | Lighting | No | Lighting - Plug-In Fixture (PSMH) | 0.095313 | 0.19308 | 0.28852 | 0.38024 | 0.47127 | 0.55707 | 0.63887 | 0.71853 | 0.79582 | 0.87236 | 0.94755 | 1.0221
SCE | MW | Commercial | Com - Grocery | SHW | No | SHW - EF Rated Instantaneous Water Heater (Electric) | 0.00042826 | 0.00093718 | 0.0015284 | 0.0021968 | 0.0029478 | 0.0037645 | 0.0046387 | 0.0055778 | 0.0065655 | 0.0076164 | 0.0087123 | 0.0098562
SCE | MW | Commercial | Com - Grocery | SHW | No | SHW - EF Rated Storage Water Heater (Electric) | 0.00030399 | 0.00065644 | 0.00065644 | 0.00065644 | 0.00065644 | 0.00065644 | 0.00065644 | 0.00065644 | 0.00065644 | 0.00065644 | 0.00065644 | 0.00065644
SCE | MW | Commercial | Com - Grocery | Service | No | HVAC - Comprehensive Rooftop Unit Quality Maintenance | 7.3294e-08 | 1.4658e-07 | 2.2765e-07 | 3.1659e-07 | 4.1319e-07 | 5.1703e-07 | 6.2732e-07 | 7.4294e-07 | 8.6245e-07 | 9.8415e-07 | 1.1061e-06 | 1.1532e-06
SCE | MW | Commercial | Com - Grocery | Service | No | Service - HVAC Fault Detection & Diagnositics | 0.00014562 | 0.00034485 | 0.00054042 | 0.0007307 | 0.00091752 | 0.0010973 | 0.0012694 | 0.0014363 | 0.0015961 | 0.0017523 | 0.0019027 | 0.0020484
SCE | MW | Commercial | Com - Grocery | Service | No | Service - Retro-Commissioning (Electric) | 0.002605 | 0.004794 | 0.0066843 | 0.0083134 | 0.0097015 | 0.01088 | 0.009265 | 0.0078955 | 0.0066732 | 0.0055775 | 0.0046001 | 0.003738
SCE | MW | Commercial | Com - Grocery | WholeBlg | No | HVAC - Energy Management System | 9.9865e-05 | 0.00021096 | 0.000316 | 0.00041431 | 0.00050712 | 0.00059337 | 0.00067322 | 0.00075123 | 0.00082681 | 0.00090183 | 0.00097507 | 0.0010472
SCE | MW | Commercial | Com - Grocery | WholeBlg | No | WholeBlg - Com NC Level 2 | 0.008413 | 0 | 0 | 0 | 0 | 0 | 0 | 0 | 0 | 0 | 0 | 0
SCE | MW | Commercial | Com - Grocery | WholeBlg | No | WholeBlg - Com NC Level 3 | 0.0054187 | 0.0054187 | 0.0054187 | 0.0054187 | 0.0054187 | 0.0054187 | 0.0054187 | 0 | 0 | 0 | 0 | 0
SCE | MW | Commercial | Com - Grocery | WholeBlg | No | WholeBlg - Com NC ZNE | 0.0049578 | 0.01364 | 0.032693 | 0.063667 | 0.11135 | 0.17566 | 0.25638 | 0.3587 | 0.47961 | 0.62765 | 0.79602 | 0.99065
SCE | MW | Commercial | Com - Grocery | WholeBlg | No | WholeBlg - Com RET Level 1 | 0.12227 | 0.32656 | 0.61949 | 1.0089 | 1.5031 | 2.111 | 2.8417 | 3.7044 | 4.7077 | 5.7378 | 6.8423 | 8.0212
SCE | MW | Commercial | Com - Grocery | WholeBlg | No | WholeBlg - Com RET Level 2 | 0.62136 | 1.426 | 2.4343 | 3.6683 | 5.1489 | 6.8988 | 8.9393 | 11.2923 | 13.9768 | 17.0109 | 20.4071 | 24.176
SCE | MW | Commercial | Com - Hospital | AppPlug | No | AppPlug - Computer Monitor | 0.015406 | 0.045554 | 0.074839 | 0.10477 | 0.10477 | 0.10477 | 0.08936 | 0.059212 | 0.029927 | 0 | 0 | 0
SCE | MW | Commercial | Com - Hospital | AppPlug | No | AppPlug - Desktop Computer (Com - Power Management) | 0.013532 | 0.028071 | 0.04239 | 0.056339 | 0.069868 | 0.082775 | 0.09496 | 0.10665 | 0.11763 | 0.12814 | 0.13805 | 0.13395
SCE | MW | Commercial | Com - Hospital | AppPlug | No | AppPlug - Occupancy Sensor Plug Strip | 0.0081847 | 0.017578 | 0.027453 | 0.03534 | 0.042889 | 0.050272 | 0.057286 | 0.064442 | 0.071327 | 0.072379 | 0.072089 | 0.071251
SCE | MW | Commercial | Com - Hospital | BldgEnv | No | BldgEnv - Attic Batt Insulation | 0.001636 | 0.0031902 | 0.0046667 | 0.0060694 | 0.0060694 | 0.0060694 | 0.0060694 | 0.0044334 | 0.0028792 | 0.0014027 | 0 | 0
SCE | MW | Commercial | Com - Hospital | BldgEnv | No | BldgEnv - Wall Spray On Insulation | 0.02885 | 0.056258 | 0.082296 | 0.10703 | 0.13053 | 0.15285 | 0.17406 | 0.16536 | 0.15709 | 0.14924 | 0.14177 | 0.13469
SCE | MW | Commercial | Com - Hospital | BldgEnv | No | BldgEnv - Window Film | 7.1606e-08 | 1.7268e-07 | 3.8274e-07 | 7.7146e-07 | 7.7146e-07 | 7.7146e-07 | 7.7146e-07 | 7.7146e-07 | 7.7146e-07 | 7.7146e-07 | 7.7146e-07 | 6.9985e-07
SCE | MW | Commercial | Com - Hospital | FoodServ | No | FoodServ - Electric Steamer | 0.0035148 | 0.0071507 | 0.010911 | 0.014769 | 0.018752 | 0.022794 | 0.026878 | 0.031054 | 0.035271 | 0.039599 | 0.043984 | 0.048453
SCE | MW | Commercial | Com - Hospital | FoodServ | No | FoodServ - Oven (Electric) | 0.0014041 | 0.0028503 | 0.0043394 | 0.0058602 | 0.0074235 | 0.0090042 | 0.010595 | 0.012217 | 0.013849 | 0.015518 | 0.017205 | 0.01892
SCE | MW | Commercial | Com - Hospital | HVAC | Yes | HVAC - Advanced Package Rooftop AC (> EER 12) - Emerging | 0 | 0 | 0.00052576 | 0.0018685 | 0.0042696 | 0.0079447 | 0.013082 | 0.019866 | 0.028491 | 0.03915 | 0.052034 | 0.067341
SCE | MW | Commercial | Com - Hospital | HVAC | No | HVAC - Chiller (Centrifugal) | 0.013959 | 0.030987 | 0.051345 | 0.075264 | 0.10103 | 0.13275 | 0.16861 | 0.20882 | 0.2534 | 0.30253 | 0.35611 | 0.41414
SCE | MW | Commercial | Com - Hospital | HVAC | No | HVAC - Chiller (Reciprocating) | 0.028212 | 0.062815 | 0.10424 | 0.15261 | 0.20878 | 0.27209 | 0.3424 | 0.42076 | 0.50626 | 0.6004 | 0.70197 | 0.81137
SCE | MW | Commercial | Com - Hospital | HVAC | No | HVAC - Demand Controlled Ventilation | 0.0068474 | 0.014203 | 0.022487 | 0.031631 | 0.041554 | 0.052002 | 0.062711 | 0.073496 | 0.084036 | 0.094247 | 0.1039 | 0.10611
SCE | MW | Commercial | Com - Hospital | HVAC | No | HVAC - Direct Evaporative Cooler | 0.074693 | 0.16239 | 0.26425 | 0.38121 | 0.51441 | 0.66426 | 0.83112 | 1.0158 | 1.218 | 1.4384 | 1.6762 | 1.9311
SCE | MW | Commercial | Com - Hospital | HVAC | No | HVAC - EER Rated Package Rooftop AC (EER 11) | 0.03225 | 0.069334 | 0.11149 | 0.15871 | 0.2117 | 0.26985 | 0.33293 | 0.40164 | 0.47516 | 0.55459 | 0.63889 | 0.72836
SCE | MW | Commercial | Com - Hospital | HVAC | No | HVAC - EER Rated Package Rooftop HP (EER 11) | 0.017216 | 0.036803 | 0.058793 | 0.083157 | 0.083157 | 0.083157 | 0.083157 | 0.083157 | 0.083157 | 0.083157 | 0.083157 | 0.083157
SCE | MW | Commercial | Com - Hospital | HVAC | No | HVAC - Repair Duct System | 0.19132 | 0.36748 | 0.53588 | 0.6931 | 0.6931 | 0.6931 | 0.50178 | 0.32562 | 0.15723 | 0 | 0 | 0
SCE | MW | Commercial | Com - Hospital | HVAC | No | HVAC - SEER Rated Package Rooftop AC (Recharge) | 0.29295 | 0.56225 | 0.81596 | 1.0506 | 0.97077 | 0.89188 | 0.8057 | 0.71641 | 0.62784 | 0.54272 | 0.46374 | 0.39806
SCE | MW | Commercial | Com - Hospital | HVAC | No | HVAC - SEER Rated Package Rooftop AC (SEER 14) | 0.04617 | 0.10131 | 0.10131 | 0.10131 | 0.10131 | 0.10131 | 0.10131 | 0.10131 | 0.10131 | 0.10131 | 0.10131 | 0.10131
SCE | MW | Commercial | Com - Hospital | HVAC | No | HVAC - SEER Rated Package Rooftop AC (SEER 15) | 0.096751 | 0.21041 | 0.27128 | 0.34013 | 0.41765 | 0.50291 | 0.59553 | 0.69634 | 0.80426 | 0.92056 | 1.0439 | 1.1746
SCE | MW | Commercial | Com - Hospital | HVAC | No | HVAC - SEER Rated Package Rooftop HP (SEER 14) | 0.0098476 | 0.021505 | 0.021505 | 0.021505 | 0.021505 | 0.021505 | 0.021505 | 0.021505 | 0.021505 | 0.021505 | 0.021505 | 0.021505
SCE | MW | Commercial | Com - Hospital | HVAC | No | HVAC - SEER Rated Package Rooftop HP (SEER 15) | 0.036292 | 0.079382 | 0.10265 | 0.1291 | 0.15908 | 0.19208 | 0.22791 | 0.26702 | 0.30885 | 0.3541 | 0.4021 | 0.45303
SCE | MW | Commercial | Com - Hospital | HVAC | No | HVAC - SEER Rated Split System AC (SEER 14) | 0.026347 | 0.056458 | 0.090393 | 0.090393 | 0.090393 | 0.090393 | 0.090393 | 0.090393 | 0.090393 | 0.090393 | 0.090393 | 0.090393
SCE | MW | Commercial | Com - Hospital | HVAC | No | HVAC - SEER Rated Split System AC (SEER 15) | 0.0058548 | 0.013561 | 0.018072 | 0.023563 | 0.030147 | 0.037799 | 0.046533 | 0.056476 | 0.067573 | 0.080003 | 0.093678 | 0.10867
SCE | MW | Commercial | Com - Hospital | HVAC | No | HVAC - SEER Rated Split System HP (SEER 14) | 0.064552 | 0.141 | 0.15297 | 0.16655 | 0.18191 | 0.19878 | 0.21708 | 0.23701 | 0.2583 | 0.28129 | 0.30564 | 0.33143
SCE | MW | Commercial | Com - Hospital | HVAC | No | HVAC - SEER Rated Split System HP (SEER 15) | 0.024672 | 0.053872 | 0.069599 | 0.08744 | 0.10761 | 0.12979 | 0.15386 | 0.18009 | 0.20812 | 0.23841 | 0.2705 | 0.30452
SCE | MW | Commercial | Com - Hospital | Lighting | Yes | Lighting - LED Fixture (Replacing T8) - Emerging | 0.029371 | 0.073236 | 0.13772 | 0.22834 | 0.35226 | 0.5143 | 0.71885 | 0.97559 | 1.2852 | 1.6593 | 2.0972 | 2.6035
SCE | MW | Commercial | Com - Hospital | Lighting | Yes | Lighting - LED Lamp (Basic High - Indoor) - Emerging | 0.0011903 | 0.0030371 | 0.0055892 | 0.0086713 | 0.012348 | 0.012898 | 0.01191 | 0.010378 | 0.0084407 | 0.0048537 | 0.0056733 | 0.0066601
SCE | MW | Commercial | Com - Hospital | Lighting | Yes | Lighting - LED Lamp (Basic Low - Indoor) - Emerging | 0.013066 | 0.033617 | 0.057188 | 0.084098 | 0.12592 | 0.13572 | 0.13175 | 0.12915 | 0.12771 | 0.10494 | 0.13188 | 0.16285
SCE | MW | Commercial | Com - Hospital | Lighting | Yes | Lighting - LED Plug-In Indoor Fixture - Emerging | 0.012828 | 0.029215 | 0.049677 | 0.074312 | 0.10397 | 0.10592 | 0.10813 | 0.11096 | 0.11449 | 0.11885 | 0.124 | 0.13
SCE | MW | Commercial | Com - Hospital | Lighting | No | Lighting - Cold Cathode Lamp | 0.0060615 | 0.012325 | 0.018796 | 0.025453 | 0.032326 | 0.032326 | 0.032326 | 0.026264 | 0.020001 | 0.01353 | 0.0068729 | 0
SCE | MW | Commercial | Com - Hospital | Lighting | No | Lighting - Compact Fluorescent Fixture (Indoor) | 0.74011 | 1.5252 | 2.3567 | 3.2325 | 4.1552 | 3.4151 | 2.6301 | 1.7985 | 0.92278 | 0 | 0 | 0
SCE | MW | Commercial | Com - Hospital | Lighting | No | Lighting - Compact Fluorescent Lamp (Basic High - Indoor) | 0.022925 | 0.049591 | 0.079705 | 0.11292 | 0.14891 | 0.12599 | 0.099322 | 0.069208 | 0.03599 | 0 | 0 | 0
SCE | MW | Commercial | Com - Hospital | Lighting | No | Lighting - Compact Fluorescent Lamp (Basic Low - Indoor) | 0.80649 | 1.6211 | 2.4475 | 3.2834 | 4.1151 | 3.3086 | 2.494 | 1.6675 | 0.83172 | 0 | 0 | 0
SCE | MW | Commercial | Com - Hospital | Lighting | No | Lighting - Exit Fixture (LED) | 0.017714 | 0.034322 | 0.051351 | 0.067534 | 0.082744 | 0.097151 | 0.095893 | 0.094685 | 0.091622 | 0.08855 | 0.085639 | 0.082787
SCE | MW | Commercial | Com - Hospital | Lighting | No | Lighting - Halogen Lamp (A-Line) | 0.00077013 | 0.0016767 | 0.0017578 | 0.0018105 | 0.001894 | 0.0009348 | 0 | 0 | 0 | 0 | 0 | 0
SCE | MW | Commercial | Com - Hospital | Lighting | No | Lighting - Halogen Lamp (Reflector) | 0.00023023 | 0.00049878 | 0.00050698 | 0.00050577 | 0.00051322 | 0.00051171 | 0.00051968 | 0.00051989 | 0.00052786 | 0.00052958 | 0.00054097 | 0.00055058
SCE | MW | Commercial | Com - Hospital | Lighting | No | Lighting - High Bay HID to T5 | 0.0019255 | 0.0039872 | 0.0062755 | 0.008783 | 0.011508 | 0.016268 | 0.021317 | 0.026733 | 0.032461 | 0.038502 | 0.044766 | 0.051211
SCE | MW | Commercial | Com - Hospital | Lighting | No | Lighting - Induction Fixture (Indoor) | 0.0085771 | 0.017362 | 0.026368 | 0.035531 | 0.044936 | 0.054417 | 0.063931 | 0.073608 | 0.083329 | 0.093276 | 0.10332 | 0.11353
SCE | MW | Commercial | Com - Hospital | Lighting | No | Lighting - Induction Fixture (Outdoor) | 0.0027433 | 0.0064484 | 0.010149 | 0.013892 | 0.017702 | 0.021513 | 0.025308 | 0.029136 | 0.032954 | 0.036828 | 0.040714 | 0.044634
SCE | MW | Commercial | Com - Hospital | Lighting | No | Lighting - Linear Fluorescent Delamping | 0.0054877 | 0.011051 | 0.017792 | 0.025739 | 0.034776 | 0 | 0 | 0 | 0 | 0 | 0 | 0
SCE | MW | Commercial | Com - Hospital | Lighting | No | Lighting - Linear Fluorescent Fixture (Low Wattage T8) | 0.075679 | 0.16898 | 0.28006 | 0.40802 | 0.55364 | 0.71352 | 0.88562 | 1.0704 | 1.2641 | 1.4684 | 1.6788 | 1.8947
SCE | MW | Commercial | Com - Hospital | Lighting | No | Lighting - Low Bay HID to T5 | 5.2418e-05 | 0.00010855 | 0.00017033 | 0.00023753 | 0.00031011 | 0.00040683 | 0.00050879 | 0.00061661 | 0.00072901 | 0.0008462 | 0.00096641 | 0.0010891
SCE | MW | Commercial | Com - Hospital | Lighting | No | Lighting - Plug-In Fixture (Compact Fluorescent) | 0.20852 | 0.41903 | 0.63126 | 0.84357 | 1.0572 | 1.0572 | 1.0572 | 1.0572 | 1.0572 | 1.0572 | 1.0572 | 1.0572
SCE | MW | Commercial | Com - Hospital | Lighting | No | Lighting - Plug-In Fixture (Induction) | 0.039527 | 0.080704 | 0.12315 | 0.1666 | 0.21149 | 0.25685 | 0.30242 | 0.34891 | 0.39563 | 0.44361 | 0.49209 | 0.54143
SCE | MW | Commercial | Com - Hospital | Lighting | No | Lighting - Plug-In Fixture (Linear Fluorescent) | 0.35536 | 0.73855 | 1.1456 | 1.5703 | 2.0133 | 2.0133 | 2.0133 | 2.0133 | 2.0133 | 2.0133 | 2.0133 | 2.0133
SCE | MW | Commercial | Com - Hospital | Lighting | No | Lighting - Plug-In Fixture (PSMH with Electronic Ballast) | 0.037755 | 0.079672 | 0.12175 | 0.16394 | 0.20656 | 0.24886 | 0.29068 | 0.33256 | 0.37402 | 0.41578 | 0.45737 | 0.49903
SCE | MW | Commercial | Com - Hospital | Lighting | No | Lighting - Plug-In Fixture (PSMH) | 0.04765 | 0.10062 | 0.15323 | 0.2054 | 0.2575 | 0.30869 | 0.35881 | 0.40849 | 0.45723 | 0.50587 | 0.55391 | 0.60168
SCE | MW | Commercial | Com - Hospital | SHW | No | SHW - EF Rated Instantaneous Water Heater (Electric) | 0.00021357 | 0.00046623 | 0.00075891 | 0.0010888 | 0.0014589 | 0.0018599 | 0.0022872 | 0.0027455 | 0.0032257 | 0.0037367 | 0.0042683 | 0.0048227
SCE | MW | Commercial | Com - Hospital | SHW | No | SHW - EF Rated Storage Water Heater (Electric) | 0.00017144 | 0.00037052 | 0.00037052 | 0.00037052 | 0.00037052 | 0.00037052 | 0.00037052 | 0.00037052 | 0.00037052 | 0.00037052 | 0.00037052 | 0.00037052
SCE | MW | Commercial | Com - Hospital | Service | No | HVAC - Comprehensive Rooftop Unit Quality Maintenance | 3.592e-08 | 7.1837e-08 | 1.1157e-07 | 1.5516e-07 | 2.025e-07 | 2.5339e-07 | 3.0744e-07 | 3.641e-07 | 4.2267e-07 | 4.8232e-07 | 5.421e-07 | 5.6515e-07
SCE | MW | Commercial | Com - Hospital | Service | No | Service - HVAC Fault Detection & Diagnositics | 7.1478e-05 | 0.00016936 | 0.00026575 | 0.00035988 | 0.0004526 | 0.00054215 | 0.0006282 | 0.00071293 | 0.00079467 | 0.00087542 | 0.00095397 | 0.0010311
SCE | MW | Commercial | Com - Hospital | Service | No | Service - Retro-Commissioning (Electric) | 0.0012767 | 0.0023495 | 0.0032759 | 0.0040743 | 0.0047546 | 0.0053324 | 0.0045406 | 0.0038695 | 0.0032704 | 0.0027335 | 0.0022544 | 0.0018319
SCE | MW | Commercial | Com - Hospital | WholeBlg | No | HVAC - Energy Management System | 4.8943e-05 | 0.00010339 | 0.00015487 | 0.00020305 | 0.00024853 | 0.0002908 | 0.00032993 | 0.00036817 | 0.00040521 | 0.00044197 | 0.00047787 | 0.00051324
SCE | MW | Commercial | Com - Hospital | WholeBlg | No | WholeBlg - Com NC Level 2 | 0.0040591 | 0 | 0 | 0 | 0 | 0 | 0 | 0 | 0 | 0 | 0 | 0
SCE | MW | Commercial | Com - Hospital | WholeBlg | No | WholeBlg - Com NC Level 3 | 0.0027479 | 0.0027479 | 0.0027479 | 0.0027479 | 0.0027479 | 0.0027479 | 0.0027479 | 0 | 0 | 0 | 0 | 0
SCE | MW | Commercial | Com - Hospital | WholeBlg | No | WholeBlg - Com NC ZNE | 0.00037738 | 0.00037738 | 0.00037738 | 0.00037738 | 0.0030813 | 0.0081567 | 0.015799 | 0.015799 | 0.015799 | 0.015799 | 0.015516 | 0.015516
SCE | MW | Commercial | Com - Hospital | WholeBlg | No | WholeBlg - Com RET Level 1 | 0.053792 | 0.12707 | 0.22116 | 0.33752 | 0.47759 | 0.64289 | 0.83488 | 1.055 | 1.3045 | 1.5846 | 1.8962 | 2.2411
SCE | MW | Commercial | Com - Hospital | WholeBlg | No | WholeBlg - Com RET Level 2 | 0.094601 | 0.22353 | 0.38948 | 0.5955 | 0.84458 | 1.14 | 1.485 | 1.8827 | 2.3359 | 2.8476 | 3.4198 | 4.0528
SCE | MW | Commercial | Com - Hotel | AppPlug | No | AppPlug - Computer Monitor | 0.014649 | 0.04331 | 0.071151 | 0.099603 | 0.099603 | 0.099603 | 0.084954 | 0.056292 | 0.028452 | 0 | 0 | 0
SCE | MW | Commercial | Com - Hotel | AppPlug | No | AppPlug - Desktop Computer (Com - Power Management) | 0.012865 | 0.026688 | 0.0403 | 0.053561 | 0.066451 | 0.078772 | 0.090434 | 0.10155 | 0.11199 | 0.12198 | 0.1314 | 0.12751
SCE | MW | Commercial | Com - Hotel | AppPlug | No | AppPlug - Occupancy Sensor Plug Strip | 0.0077815 | 0.016712 | 0.026099 | 0.033598 | 0.040796 | 0.047856 | 0.054586 | 0.061383 | 0.067918 | 0.068902 | 0.068627 | 0.06783
SCE | MW | Commercial | Com - Hotel | BldgEnv | No | BldgEnv - Attic Batt Insulation | 0.0016878 | 0.0032911 | 0.0048143 | 0.0062614 | 0.0062614 | 0.0062614 | 0.0062614 | 0.0045736 | 0.0029702 | 0.001447 | 0 | 0
SCE | MW | Commercial | Com - Hotel | BldgEnv | No | BldgEnv - Wall Spray On Insulation | 0.028216 | 0.055022 | 0.080487 | 0.10468 | 0.12766 | 0.1495 | 0.17024 | 0.16173 | 0.15364 | 0.14596 | 0.13866 | 0.13173
SCE | MW | Commercial | Com - Hotel | BldgEnv | No | BldgEnv - Window Film | 0.17645 | 0.34738 | 0.52929 | 0.72501 | 0.93479 | 1.157 | 1.3875 | 1.6235 | 1.8602 | 2.0951 | 2.323 | 2.3634
SCE | MW | Commercial | Com - Hotel | FoodServ | No | FoodServ - Electric Griddle | 5.5364e-05 | 0.00011204 | 0.00017007 | 0.00022906 | 0.00022906 | 0.00028692 | 0.00034567 | 0.00040597 | 0.00046704 | 0.00052968 | 0.00059307 | 0.00065748
SCE | MW | Commercial | Com - Hotel | FoodServ | No | FoodServ - Electric Steamer | 0.0015726 | 0.0031992 | 0.0048816 | 0.0066076 | 0.0083899 | 0.0102 | 0.012028 | 0.013896 | 0.015783 | 0.017719 | 0.019681 | 0.02168
SCE | MW | Commercial | Com - Hotel | FoodServ | No | FoodServ - Fryer (Electric) | 3.5645e-05 | 7.2029e-05 | 0.00010917 | 0.0001468 | 0.0001852 | 0.0002238 | 0.00026244 | 0.00030155 | 0.00034073 | 0.00038058 | 0.00042067 | 0.00046124
SCE | MW | Commercial | Com - Hotel | FoodServ | No | FoodServ - Oven (Electric) | 0.00066746 | 0.0013549 | 0.0020628 | 0.0027856 | 0.003529 | 0.0042808 | 0.0050378 | 0.0058084 | 0.0065843 | 0.0073778 | 0.0081798 | 0.0089948
SCE | MW | Commercial | Com - Hotel | HVAC | Yes | HVAC - Advanced Package Rooftop AC (> EER 12) - Emerging | 0 | 0 | 0.00037909 | 0.0013401 | 0.0030531 | 0.0056713 | 0.0093299 | 0.014161 | 0.020304 | 0.027898 | 0.03708 | 0.047991
SCE | MW | Commercial | Com - Hotel | HVAC | No | HVAC - Chiller (Centrifugal) | 0.010842 | 0.023979 | 0.039575 | 0.05776 | 0.076837 | 0.098586 | 0.12309 | 0.1504 | 0.18054 | 0.21602 | 0.25444 | 0.2958
SCE | MW | Commercial | Com - Hotel | HVAC | No | HVAC - Chiller (Reciprocating) | 0.023115 | 0.050734 | 0.082965 | 0.11966 | 0.16119 | 0.20686 | 0.25635 | 0.3101 | 0.36734 | 0.42886 | 0.49372 | 0.56207
SCE | MW | Commercial | Com - Hotel | HVAC | No | HVAC - Demand Controlled Ventilation | 0.045849 | 0.095113 | 0.15058 | 0.21179 | 0.27821 | 0.34817 | 0.4199 | 0.49217 | 0.56283 | 0.63136 | 0.69619 | 0.71125
SCE | MW | Commercial | Com - Hotel | HVAC | No | HVAC - EER Rated Package Rooftop AC (EER 11) | 0.022658 | 0.048768 | 0.078488 | 0.11179 | 0.14923 | 0.19032 | 0.23487 | 0.28338 | 0.33523 | 0.39127 | 0.4507 | 0.51366
SCE | MW | Commercial | Com - Hotel | HVAC | No | HVAC - EER Rated Package Rooftop HP (EER 11) | 0.012707 | 0.027155 | 0.043366 | 0.061317 | 0.061317 | 0.061317 | 0.061317 | 0.061317 | 0.061317 | 0.061317 | 0.061317 | 0.064165
SCE | MW | Commercial | Com - Hotel | HVAC | No | HVAC - Repair Duct System | 0.12039 | 0.23159 | 0.33826 | 0.43812 | 0.43812 | 0.43812 | 0.31773 | 0.20653 | 0.099864 | 0 | 0.039653 | 0.075893
SCE | MW | Commercial | Com - Hotel | HVAC | No | HVAC - SEER Rated Package Rooftop AC (Recharge) | 0.17847 | 0.34243 | 0.49685 | 0.6396 | 0.59071 | 0.54246 | 0.48979 | 0.43527 | 0.38118 | 0.32926 | 0.28131 | 0.2415
SCE | MW | Commercial | Com - Hotel | HVAC | No | HVAC - SEER Rated Package Rooftop AC (SEER 14) | 0.028297 | 0.062075 | 0.062075 | 0.062075 | 0.062075 | 0.062075 | 0.062075 | 0.062075 | 0.062075 | 0.062075 | 0.062075 | 0.062075
SCE | MW | Commercial | Com - Hotel | HVAC | No | HVAC - SEER Rated Package Rooftop AC (SEER 15) | 0.063786 | 0.13876 | 0.17893 | 0.22438 | 0.27558 | 0.33186 | 0.39297 | 0.45947 | 0.53061 | 0.60729 | 0.68861 | 0.77477
SCE | MW | Commercial | Com - Hotel | HVAC | No | HVAC - SEER Rated Package Rooftop HP (SEER 14) | 0.0073383 | 0.016034 | 0.016034 | 0.016034 | 0.016034 | 0.016034 | 0.016034 | 0.016034 | 0.016034 | 0.016034 | 0.016034 | 0.016034
SCE | MW | Commercial | Com - Hotel | HVAC | No | HVAC - SEER Rated Package Rooftop HP (SEER 15) | 0.027321 | 0.059892 | 0.077551 | 0.097697 | 0.12061 | 0.14592 | 0.17348 | 0.20364 | 0.23598 | 0.27107 | 0.30837 | 0.34805
SCE | MW | Commercial | Com - Hotel | HVAC | No | HVAC - SEER Rated Split System AC (SEER 14) | 0.016172 | 0.035249 | 0.057389 | 0.057389 | 0.057389 | 0.057389 | 0.057389 | 0.057389 | 0.057389 | 0.057389 | 0.057389 | 0.057389
SCE | MW | Commercial | Com - Hotel | HVAC | No | HVAC - SEER Rated Split System AC (SEER 15) | 0.0059412 | 0.013972 | 0.018775 | 0.024719 | 0.031973 | 0.040515 | 0.050385 | 0.061783 | 0.074657 | 0.089291 | 0.10558 | 0.12366
SCE | MW | Commercial | Com - Hotel | HVAC | No | HVAC - SEER Rated Split System HP (SEER 14) | 0.040726 | 0.089007 | 0.096574 | 0.10517 | 0.11489 | 0.12559 | 0.1372 | 0.14984 | 0.16336 | 0.17797 | 0.19344 | 0.20985
SCE | MW | Commercial | Com - Hotel | HVAC | No | HVAC - SEER Rated Split System HP (SEER 15) | 0.016412 | 0.035862 | 0.046354 | 0.058272 | 0.07177 | 0.086628 | 0.10276 | 0.12036 | 0.13919 | 0.15955 | 0.18115 | 0.20407
SCE | MW | Commercial | Com - Hotel | Lighting | Yes | Lighting - LED Fixture (Replacing T8) - Emerging | 0 | 0 | 0 | 0.010168 | 0.031535 | 0.065684 | 0.11326 | 0.17697 | 0.2555 | 0.35203 | 0.46546 | 0.59691
SCE | MW | Commercial | Com - Hotel | Lighting | Yes | Lighting - LED Lamp (Basic High - Indoor) - Emerging | 0.00072992 | 0.0019258 | 0.0038383 | 0.0063036 | 0.0093078 | 0.0097685 | 0.0092613 | 0.0082074 | 0.0069613 | 0.0049164 | 0.0064364 | 0.0082243
SCE | MW | Commercial | Com - Hotel | Lighting | Yes | Lighting - LED Lamp (Basic Low - Indoor) - Emerging | 0.0023083 | 0.0060138 | 0.011245 | 0.01764 | 0.02541 | 0.026805 | 0.025264 | 0.022989 | 0.020788 | 0.016196 | 0.020975 | 0.026565
SCE | MW | Commercial | Com - Hotel | Lighting | Yes | Lighting - LED Plug-In Indoor Fixture - Emerging | 0.0027991 | 0.006354 | 0.010829 | 0.016292 | 0.022983 | 0.023431 | 0.023946 | 0.024585 | 0.02539 | 0.026397 | 0.027601 | 0.029022
SCE | MW | Commercial | Com - Hotel | Lighting | No | Lighting - Cold Cathode Lamp | 0.00026462 | 0.00055202 | 0.00084335 | 0.0011376 | 0.001444 | 0.001444 | 0.001444 | 0.001444 | 0.001444 | 0.001444 | 0.001444 | 0.001444
SCE | MW | Commercial | Com - Hotel | Lighting | No | Lighting - Compact Fluorescent Fixture (Indoor) | 0.19949 | 0.40645 | 0.62121 | 0.84334 | 1.0737 | 0.87418 | 0.66722 | 0.45246 | 0.23033 | 0 | 0 | 0
SCE | MW | Commercial | Com - Hotel | Lighting | No | Lighting - Compact Fluorescent Lamp (Basic High - Indoor) | 0.052419 | 0.10957 | 0.17062 | 0.23479 | 0.30167 | 0.24925 | 0.1921 | 0.13105 | 0.066876 | 0 | 0 | 0
SCE | MW | Commercial | Com - Hotel | Lighting | No | Lighting - Compact Fluorescent Lamp (Basic Low - Indoor) | 0.11652 | 0.24089 | 0.37193 | 0.5083 | 0.64925 | 0.53273 | 0.40836 | 0.27732 | 0.14095 | 0 | 0 | 0
SCE | MW | Commercial | Com - Hotel | Lighting | No | Lighting - Exit Fixture (LED) | 0.016801 | 0.032552 | 0.048918 | 0.064495 | 0.079155 | 0.093066 | 0.09212 | 0.091224 | 0.088366 | 0.085338 | 0.082451 | 0.079607
SCE | MW | Commercial | Com - Hotel | Lighting | No | Lighting - Halogen Lamp (A-Line) | 0.00073124 | 0.0015866 | 0.0016656 | 0.0017168 | 0.0017974 | 0.00089079 | 0 | 0 | 0 | 0 | 0 | 0
SCE | MW | Commercial | Com - Hotel | Lighting | No | Lighting - Halogen Lamp (Reflector) | 0.00022256 | 0.00048056 | 0.00048815 | 0.00048646 | 0.00049362 | 0.000492 | 0.00049953 | 0.00049951 | 0.00050719 | 0.00051199 | 0.00052278 | 0.00053105
SCE | MW | Commercial | Com - Hotel | Lighting | No | Lighting - Induction Fixture (Indoor) | 0.0076766 | 0.016358 | 0.025131 | 0.033995 | 0.04302 | 0.052046 | 0.061036 | 0.070103 | 0.079144 | 0.088321 | 0.097523 | 0.10681
SCE | MW | Commercial | Com - Hotel | Lighting | No | Lighting - Induction Fixture (Outdoor) | 0.002608 | 0.0061303 | 0.0096484 | 0.013207 | 0.016829 | 0.020453 | 0.024061 | 0.027701 | 0.03133 | 0.035013 | 0.038707 | 0.042434
SCE | MW | Commercial | Com - Hotel | Lighting | No | Lighting - Linear Fluorescent Delamping | 0.00035658 | 0.00071983 | 0.0011511 | 0.0016531 | 0.0016531 | 0 | 0 | 0 | 0 | 0 | 0 | 0
SCE | MW | Commercial | Com - Hotel | Lighting | No | Lighting - Linear Fluorescent Fixture (Low Wattage T8) | 0.051813 | 0.11326 | 0.18372 | 0.26112 | 0.34486 | 0.43232 | 0.52213 | 0.61441 | 0.70751 | 0.80231 | 0.89723 | 0.99234
SCE | MW | Commercial | Com - Hotel | Lighting | No | Lighting - Occupancy Sensor | 0 | 0 | 0 | 0 | 0 | 0 | 0 | 0 | 0 | 0 | 0 | 0.0033036
SCE | MW | Commercial | Com - Hotel | Lighting | No | Lighting - Plug-In Fixture (Compact Fluorescent) | 0.054236 | 0.1092 | 0.16485 | 0.22073 | 0.2772 | 0.2772 | 0.2772 | 0.2772 | 0.2772 | 0.2772 | 0.2772 | 0.2772
SCE | MW | Commercial | Com - Hotel | Lighting | No | Lighting - Plug-In Fixture (Linear Fluorescent) | 0.095214 | 0.19514 | 0.29945 | 0.4071 | 0.51872 | 0.51872 | 0.51872 | 0.51872 | 0.51872 | 0.51872 | 0.51872 | 0.51872
SCE | MW | Commercial | Com - Hotel | Lighting | No | Lighting - Plug-In Fixture (PSMH with Electronic Ballast) | 0 | 0 | 0 | 0.0095363 | 0.024615 | 0.040418 | 0.056511 | 0.072888 | 0.089225 | 0.10575 | 0.1222 | 0.13867
SCE | MW | Commercial | Com - Hotel | Lighting | No | Lighting - Plug-In Fixture (PSMH) | 0.022224 | 0.051104 | 0.080223 | 0.10825 | 0.13494 | 0.16082 | 0.18604 | 0.21106 | 0.23564 | 0.26024 | 0.28458 | 0.30882
SCE | MW | Commercial | Com - Hotel | SHW | No | SHW - EF Rated Instantaneous Water Heater (Electric) | 9.5967e-05 | 0.00020872 | 0.00033854 | 0.00048408 | 0.00064663 | 0.0008221 | 0.0010085 | 0.0012079 | 0.0014163 | 0.0016376 | 0.0018674 | 0.0021066
SCE | MW | Commercial | Com - Hotel | SHW | No | SHW - EF Rated Storage Water Heater (Electric) | 8.5629e-05 | 0.00018486 | 0.00018486 | 0.00018486 | 0.00018486 | 0.00018486 | 0.00018486 | 0.00018486 | 0.00018486 | 0.00018486 | 0.00018486 | 0.00018486
SCE | MW | Commercial | Com - Hotel | Service | No | HVAC - Comprehensive Rooftop Unit Quality Maintenance | 3.4149e-08 | 6.8295e-08 | 1.0607e-07 | 1.4751e-07 | 1.9251e-07 | 2.4089e-07 | 2.9228e-07 | 3.4615e-07 | 4.0183e-07 | 4.5854e-07 | 5.1537e-07 | 5.3728e-07
SCE | MW | Commercial | Com - Hotel | Service | No | Service - HVAC Fault Detection & Diagnositics | 6.798e-05 | 0.00016104 | 0.00025267 | 0.00034216 | 0.00043049 | 0.00051599 | 0.00059833 | 0.00067888 | 0.00075659 | 0.00083336 | 0.00090803 | 0.00098135
SCE | MW | Commercial | Com - Hotel | Service | No | Service - Retro-Commissioning (Electric) | 0.0012137 | 0.0022336 | 0.0031143 | 0.0038734 | 0.0045201 | 0.0050694 | 0.0043167 | 0.0036787 | 0.0031092 | 0.0025987 | 0.0021433 | 0.0017416
SCE | MW | Commercial | Com - Hotel | WholeBlg | No | HVAC - Energy Management System | 4.6529e-05 | 9.8292e-05 | 0.00014723 | 0.00019303 | 0.00023628 | 0.00027646 | 0.00031367 | 0.00035001 | 0.00038523 | 0.00042018 | 0.00045431 | 0.00048794
SCE | MW | Commercial | Com - Hotel | WholeBlg | No | WholeBlg - Com NC Level 2 | 0.0037963 | 0 | 0 | 0 | 0 | 0 | 0 | 0 | 0 | 0 | 0 | 0
SCE | MW | Commercial | Com - Hotel | WholeBlg | No | WholeBlg - Com NC Level 3 | 0.0027457 | 0.0027457 | 0.0027457 | 0.0027457 | 0.0027457 | 0.0027457 | 0.0027457 | 0 | 0 | 0 | 0 | 0
SCE | MW | Commercial | Com - Hotel | WholeBlg | No | WholeBlg - Com RET Level 1 | 0.041528 | 0.09842 | 0.1718 | 0.26286 | 0.37282 | 0.50294 | 0.65446 | 0.82855 | 1.0263 | 1.2487 | 1.4966 | 1.7704
SCE | MW | Commercial | Com - Hotel | WholeBlg | No | WholeBlg - Com RET Level 2 | 0.071994 | 0.17006 | 0.29626 | 0.45295 | 0.64246 | 0.86737 | 1.1301 | 1.4333 | 1.7791 | 2.1697 | 2.6069 | 3.0921
SCE | MW | Commercial | Com - Motel | AppPlug | No | AppPlug - Computer Monitor | 0.014649 | 0.04331 | 0.071151 | 0.099603 | 0.099603 | 0.099603 | 0.084954 | 0.056292 | 0.028452 | 0 | 0 | 0
SCE | MW | Commercial | Com - Motel | AppPlug | No | AppPlug - Desktop Computer (Com - Power Management) | 0.012865 | 0.026688 | 0.0403 | 0.053561 | 0.066451 | 0.078772 | 0.090434 | 0.10155 | 0.11199 | 0.12198 | 0.1314 | 0.12751
SCE | MW | Commercial | Com - Motel | AppPlug | No | AppPlug - Occupancy Sensor Plug Strip | 0.0077815 | 0.016712 | 0.026099 | 0.033598 | 0.040796 | 0.047856 | 0.054586 | 0.061383 | 0.067918 | 0.068902 | 0.068627 | 0.06783
SCE | MW | Commercial | Com - Motel | BldgEnv | No | BldgEnv - Attic Batt Insulation | 0.0039159 | 0.0076361 | 0.01117 | 0.014528 | 0.014528 | 0.014528 | 0.014528 | 0.010612 | 0.0068916 | 0.0033574 | 0 | 0
SCE | MW | Commercial | Com - Motel | BldgEnv | No | BldgEnv - Wall Spray On Insulation | 0.028284 | 0.055153 | 0.080679 | 0.10493 | 0.12797 | 0.14985 | 0.17064 | 0.16211 | 0.154 | 0.1463 | 0.13899 | 0.13204
SCE | MW | Commercial | Com - Motel | BldgEnv | No | BldgEnv - Window Film | 0.2465 | 0.48599 | 0.74145 | 1.0164 | 1.3109 | 1.6223 | 1.945 | 2.2742 | 2.6036 | 2.9289 | 3.2432 | 3.2943
SCE | MW | Commercial | Com - Motel | FoodServ | No | FoodServ - Electric Griddle | 5.5364e-05 | 0.00011204 | 0.00017007 | 0.00022906 | 0.00022906 | 0.00028692 | 0.00034567 | 0.00040597 | 0.00046704 | 0.00052968 | 0.00059307 | 0.00065748
SCE | MW | Commercial | Com - Motel | FoodServ | No | FoodServ - Electric Steamer | 0.0015726 | 0.0031992 | 0.0048816 | 0.0066076 | 0.0083899 | 0.0102 | 0.012028 | 0.013896 | 0.015783 | 0.017719 | 0.019681 | 0.02168
SCE | MW | Commercial | Com - Motel | FoodServ | No | FoodServ - Fryer (Electric) | 3.5645e-05 | 7.2029e-05 | 0.00010917 | 0.0001468 | 0.0001852 | 0.0002238 | 0.00026244 | 0.00030155 | 0.00034073 | 0.00038058 | 0.00042067 | 0.00046124
SCE | MW | Commercial | Com - Motel | FoodServ | No | FoodServ - Oven (Electric) | 0.00066746 | 0.0013549 | 0.0020628 | 0.0027856 | 0.003529 | 0.0042808 | 0.0050378 | 0.0058084 | 0.0065843 | 0.0073778 | 0.0081798 | 0.0089948
SCE | MW | Commercial | Com - Motel | HVAC | Yes | HVAC - Advanced Package Rooftop AC (> EER 12) - Emerging | 0 | 0 | 0.00037869 | 0.0013387 | 0.0030499 | 0.0056655 | 0.0093205 | 0.014146 | 0.020284 | 0.02787 | 0.037043 | 0.047943
SCE | MW | Commercial | Com - Motel | HVAC | No | HVAC - Chiller (Centrifugal) | 0.0052974 | 0.011682 | 0.01922 | 0.027942 | 0.036121 | 0.045398 | 0.055802 | 0.067343 | 0.080032 | 0.093854 | 0.1088 | 0.12484
SCE | MW | Commercial | Com - Motel | HVAC | No | HVAC - Chiller (Reciprocating) | 0.026678 | 0.058856 | 0.09662 | 0.13949 | 0.18822 | 0.24115 | 0.29763 | 0.35877 | 0.42294 | 0.49212 | 0.56438 | 0.6403
SCE | MW | Commercial | Com - Motel | HVAC | No | HVAC - Demand Controlled Ventilation | 0.045849 | 0.095113 | 0.15058 | 0.21179 | 0.27821 | 0.34817 | 0.4199 | 0.49217 | 0.56283 | 0.63136 | 0.69619 | 0.71125
SCE | MW | Commercial | Com - Motel | HVAC | No | HVAC - EER Rated Package Rooftop AC (EER 11) | 0.022659 | 0.048768 | 0.078488 | 0.1118 | 0.14923 | 0.19032 | 0.23487 | 0.28338 | 0.33524 | 0.39128 | 0.45071 | 0.51367
SCE | MW | Commercial | Com - Motel | HVAC | No | HVAC - EER Rated Package Rooftop HP (EER 11) | 0.012707 | 0.027155 | 0.043366 | 0.061317 | 0.061317 | 0.061317 | 0.061317 | 0.061317 | 0.061317 | 0.061317 | 0.061317 | 0.064165
SCE | MW | Commercial | Com - Motel | HVAC | No | HVAC - Repair Duct System | 0.11418 | 0.21959 | 0.32066 | 0.41525 | 0.41525 | 0.41525 | 0.30107 | 0.19565 | 0.094585 | 0 | 0 | 0.03437
SCE | MW | Commercial | Com - Motel | HVAC | No | HVAC - SEER Rated Package Rooftop AC (Recharge) | 0.15979 | 0.30655 | 0.44474 | 0.57245 | 0.52858 | 0.48531 | 0.43812 | 0.38931 | 0.34091 | 0.29446 | 0.2516 | 0.21602
SCE | MW | Commercial | Com - Motel | HVAC | No | HVAC - SEER Rated Package Rooftop AC (SEER 14) | 0.028298 | 0.062076 | 0.062076 | 0.062076 | 0.062076 | 0.062076 | 0.062076 | 0.062076 | 0.062076 | 0.062076 | 0.062076 | 0.062076
SCE | MW | Commercial | Com - Motel | HVAC | No | HVAC - SEER Rated Package Rooftop AC (SEER 15) | 0.063787 | 0.13876 | 0.17894 | 0.22438 | 0.27558 | 0.33186 | 0.39298 | 0.45947 | 0.53061 | 0.6073 | 0.68861 | 0.77477
SCE | MW | Commercial | Com - Motel | HVAC | No | HVAC - SEER Rated Package Rooftop HP (SEER 14) | 0.0073385 | 0.016035 | 0.016035 | 0.016035 | 0.016035 | 0.016035 | 0.016035 | 0.016035 | 0.016035 | 0.016035 | 0.016035 | 0.016035
SCE | MW | Commercial | Com - Motel | HVAC | No | HVAC - SEER Rated Package Rooftop HP (SEER 15) | 0.027322 | 0.059893 | 0.077552 | 0.097697 | 0.12061 | 0.14592 | 0.17348 | 0.20364 | 0.23598 | 0.27107 | 0.30837 | 0.34805
SCE | MW | Commercial | Com - Motel | HVAC | No | HVAC - SEER Rated Split System AC (SEER 14) | 0.016173 | 0.03525 | 0.05739 | 0.05739 | 0.05739 | 0.05739 | 0.05739 | 0.05739 | 0.05739 | 0.05739 | 0.05739 | 0.05739
SCE | MW | Commercial | Com - Motel | HVAC | No | HVAC - SEER Rated Split System AC (SEER 15) | 0.0059413 | 0.013972 | 0.018775 | 0.024719 | 0.031973 | 0.040515 | 0.050386 | 0.061783 | 0.074657 | 0.089291 | 0.10558 | 0.12366
SCE | MW | Commercial | Com - Motel | HVAC | No | HVAC - SEER Rated Split System HP (SEER 14) | 0.040727 | 0.089008 | 0.096575 | 0.10517 | 0.11489 | 0.12559 | 0.1372 | 0.14985 | 0.16336 | 0.17797 | 0.19344 | 0.20985
SCE | MW | Commercial | Com - Motel | HVAC | No | HVAC - SEER Rated Split System HP (SEER 15) | 0.016412 | 0.035863 | 0.046355 | 0.058272 | 0.07177 | 0.086628 | 0.10276 | 0.12036 | 0.13919 | 0.15955 | 0.18115 | 0.20407
SCE | MW | Commercial | Com - Motel | Lighting | Yes | Lighting - LED Fixture (Replacing T8) - Emerging | 0 | 0 | 0 | 0 | 0.012448 | 0.036367 | 0.071401 | 0.11882 | 0.17739 | 0.24919 | 0.33329 | 0.43037
SCE | MW | Commercial | Com - Motel | Lighting | Yes | Lighting - LED Lamp (Basic High - Indoor) - Emerging | 0.00047935 | 0.0012765 | 0.0025961 | 0.0043874 | 0.0065986 | 0.0069425 | 0.0066521 | 0.0059698 | 0.0050817 | 0.003663 | 0.0048415 | 0.0062382
SCE | MW | Commercial | Com - Motel | Lighting | Yes | Lighting - LED Lamp (Basic Low - Indoor) - Emerging | 0.0016119 | 0.0042235 | 0.0080729 | 0.012826 | 0.018664 | 0.019722 | 0.018733 | 0.017119 | 0.015562 | 0.012322 | 0.016068 | 0.020453
SCE | MW | Commercial | Com - Motel | Lighting | Yes | Lighting - LED Plug-In Indoor Fixture - Emerging | 0.0020213 | 0.0045822 | 0.0078105 | 0.011763 | 0.016623 | 0.016949 | 0.017327 | 0.017793 | 0.018381 | 0.019118 | 0.020003 | 0.021051
SCE | MW | Commercial | Com - Motel | Lighting | No | Lighting - Cold Cathode Lamp | 0.00012593 | 0.00027745 | 0.00042998 | 0.00058409 | 0.000741 | 0.000741 | 0.000741 | 0.000741 | 0.000741 | 0.000741 | 0.000741 | 0.000741
SCE | MW | Commercial | Com - Motel | Lighting | No | Lighting - Compact Fluorescent Fixture (Indoor) | 0.15281 | 0.31046 | 0.47319 | 0.64075 | 0.81377 | 0.66096 | 0.50332 | 0.34059 | 0.17302 | 0 | 0 | 0
SCE | MW | Commercial | Com - Motel | Lighting | No | Lighting - Compact Fluorescent Lamp (Basic High - Indoor) | 0.038671 | 0.081294 | 0.12718 | 0.17565 | 0.22634 | 0.18767 | 0.14505 | 0.099161 | 0.050698 | 0 | 0 | 0
SCE | MW | Commercial | Com - Motel | Lighting | No | Lighting - Compact Fluorescent Lamp (Basic Low - Indoor) | 0.087233 | 0.1809 | 0.27992 | 0.38327 | 0.4903 | 0.40307 | 0.30941 | 0.21039 | 0.10703 | 0 | 0 | 0
SCE | MW | Commercial | Com - Motel | Lighting | No | Lighting - Exit Fixture (LED) | 0.016827 | 0.032602 | 0.048768 | 0.064131 | 0.078567 | 0.092242 | 0.091037 | 0.089878 | 0.086968 | 0.084056 | 0.081297 | 0.078595
SCE | MW | Commercial | Com - Motel | Lighting | No | Lighting - Halogen Lamp (A-Line) | 0.00073039 | 0.0015798 | 0.0016604 | 0.0017127 | 0.0017943 | 0.00089254 | 0 | 0 | 0 | 0 | 0 | 0
SCE | MW | Commercial | Com - Motel | Lighting | No | Lighting - Halogen Lamp (Reflector) | 0.00022598 | 0.00048645 | 0.00049386 | 0.00049167 | 0.00049887 | 0.00049707 | 0.00050453 | 0.00050431 | 0.00051314 | 0.00052089 | 0.00053056 | 0.00053796
SCE | MW | Commercial | Com - Motel | Lighting | No | Lighting - Induction Fixture (Indoor) | 0.0076325 | 0.016512 | 0.025468 | 0.034518 | 0.043731 | 0.052947 | 0.062125 | 0.071382 | 0.080612 | 0.089982 | 0.099376 | 0.10886
SCE | MW | Commercial | Com - Motel | Lighting | No | Lighting - Induction Fixture (Outdoor) | 0.0026077 | 0.0061301 | 0.0096482 | 0.013207 | 0.016829 | 0.020452 | 0.024061 | 0.0277 | 0.03133 | 0.035013 | 0.038707 | 0.042434
SCE | MW | Commercial | Com - Motel | Lighting | No | Lighting - Linear Fluorescent Delamping | 0.00021783 | 0.00044037 | 0.00070286 | 0.0010071 | 0.0010071 | 0 | 0 | 0 | 0 | 0 | 0 | 0
SCE | MW | Commercial | Com - Motel | Lighting | No | Lighting - Linear Fluorescent Fixture (Low Wattage T8) | 0.037016 | 0.080778 | 0.1309 | 0.18643 | 0.24685 | 0.30974 | 0.37388 | 0.43928 | 0.50507 | 0.57191 | 0.6388 | 0.70582
SCE | MW | Commercial | Com - Motel | Lighting | No | Lighting - Occupancy Sensor | 0 | 0 | 0 | 0 | 0 | 0 | 0 | 0 | 0 | 0 | 0.0036793 | 0.0074666
SCE | MW | Commercial | Com - Motel | Lighting | No | Lighting - Plug-In Fixture (Compact Fluorescent) | 0.040817 | 0.082222 | 0.12418 | 0.16637 | 0.20903 | 0.20903 | 0.20903 | 0.20903 | 0.20903 | 0.20903 | 0.20903 | 0.20903
SCE | MW | Commercial | Com - Motel | Lighting | No | Lighting - Plug-In Fixture (Linear Fluorescent) | 0 | 0 | 0.067688 | 0.14142 | 0.22053 | 0.22053 | 0.22053 | 0.22053 | 0.22053 | 0.22053 | 0.22053 | 0.22053
SCE | MW | Commercial | Com - Motel | Lighting | No | Lighting - Plug-In Fixture (PSMH with Electronic Ballast) | 0 | 0 | 0 | 0 | 0 | 0.0069311 | 0.017551 | 0.028777 | 0.04026 | 0.052056 | 0.06392 | 0.075878
SCE | MW | Commercial | Com - Motel | Lighting | No | Lighting - Plug-In Fixture (PSMH) | 0.017145 | 0.040926 | 0.064791 | 0.088985 | 0.11358 | 0.13678 | 0.15836 | 0.17953 | 0.20017 | 0.22077 | 0.24112 | 0.26139
SCE | MW | Commercial | Com - Motel | SHW | No | SHW - EF Rated Instantaneous Water Heater (Electric) | 8.591e-05 | 0.00018782 | 0.00030617 | 0.00043986 | 0.00059016 | 0.0007533 | 0.00092746 | 0.0011145 | 0.0013107 | 0.0015197 | 0.0017374 | 0.0019646
SCE | MW | Commercial | Com - Motel | SHW | No | SHW - EF Rated Storage Water Heater (Electric) | 6.9557e-05 | 0.00015045 | 0.00015045 | 0.00015045 | 0.00015045 | 0.00015045 | 0.00015045 | 0.00015045 | 0.00015045 | 0.00015045 | 0.00015045 | 0.00015045
SCE | MW | Commercial | Com - Motel | Service | No | HVAC - Comprehensive Rooftop Unit Quality Maintenance | 3.4149e-08 | 6.8295e-08 | 1.0607e-07 | 1.4751e-07 | 1.9251e-07 | 2.4089e-07 | 2.9228e-07 | 3.4615e-07 | 4.0183e-07 | 4.5854e-07 | 5.1537e-07 | 5.3728e-07
SCE | MW | Commercial | Com - Motel | Service | No | Service - HVAC Fault Detection & Diagnositics | 6.798e-05 | 0.00016104 | 0.00025267 | 0.00034216 | 0.00043049 | 0.00051599 | 0.00059833 | 0.00067888 | 0.00075659 | 0.00083336 | 0.00090803 | 0.00098135
SCE | MW | Commercial | Com - Motel | Service | No | Service - Retro-Commissioning (Electric) | 0.0012137 | 0.0022336 | 0.0031143 | 0.0038734 | 0.0045201 | 0.0050694 | 0.0043167 | 0.0036787 | 0.0031092 | 0.0025987 | 0.0021433 | 0.0017416
SCE | MW | Commercial | Com - Motel | WholeBlg | No | HVAC - Energy Management System | 4.6529e-05 | 9.8292e-05 | 0.00014723 | 0.00019303 | 0.00023628 | 0.00027646 | 0.00031367 | 0.00035001 | 0.00038523 | 0.00042018 | 0.00045431 | 0.00048794
SCE | MW | Commercial | Com - Motel | WholeBlg | No | WholeBlg - Com NC Level 2 | 0.0037963 | 0 | 0 | 0 | 0 | 0 | 0 | 0 | 0 | 0 | 0 | 0
SCE | MW | Commercial | Com - Motel | WholeBlg | No | WholeBlg - Com NC Level 3 | 0.0027457 | 0.0027457 | 0.0027457 | 0.0027457 | 0.0027457 | 0.0027457 | 0.0027457 | 0 | 0 | 0 | 0 | 0
SCE | MW | Commercial | Com - Motel | WholeBlg | No | WholeBlg - Com RET Level 1 | 0.045268 | 0.10729 | 0.18729 | 0.2866 | 0.40654 | 0.54851 | 0.71385 | 0.90387 | 1.1198 | 1.3626 | 1.6333 | 1.9324
SCE | MW | Commercial | Com - Motel | WholeBlg | No | WholeBlg - Com RET Level 2 | 0.071803 | 0.16962 | 0.29549 | 0.45173 | 0.64065 | 0.86479 | 1.1265 | 1.4284 | 1.7726 | 2.1613 | 2.5961 | 3.0785
SCE | MW | Commercial | Com - Nusing Home | AppPlug | No | AppPlug - Computer Monitor | 0.015409 | 0.045557 | 0.074841 | 0.10477 | 0.10477 | 0.10477 | 0.08936 | 0.059212 | 0.029927 | 0 | 0 | 0
SCE | MW | Commercial | Com - Nusing Home | AppPlug | No | AppPlug - Desktop Computer (Com - Power Management) | 0.013533 | 0.028072 | 0.042391 | 0.056339 | 0.069898 | 0.082858 | 0.095125 | 0.10681 | 0.1178 | 0.12831 | 0.13822 | 0.13412
SCE | MW | Commercial | Com - Nusing Home | AppPlug | No | AppPlug - Occupancy Sensor Plug Strip | 0.0081851 | 0.017578 | 0.027453 | 0.03534 | 0.042912 | 0.050338 | 0.057417 | 0.064567 | 0.071441 | 0.072475 | 0.072186 | 0.071348
SCE | MW | Commercial | Com - Nusing Home | BldgEnv | No | BldgEnv - Attic Batt Insulation | 0.00039033 | 0.00076113 | 0.0011134 | 0.0014481 | 0.0014481 | 0.0014481 | 0.0014481 | 0.0010577 | 0.00068692 | 0.00033466 | 0 | 0
SCE | MW | Commercial | Com - Nusing Home | BldgEnv | No | BldgEnv - Wall Spray On Insulation | 0.028831 | 0.05622 | 0.08224 | 0.10696 | 0.13044 | 0.15275 | 0.17394 | 0.16525 | 0.15699 | 0.14914 | 0.14168 | 0.1346
SCE | MW | Commercial | Com - Nusing Home | BldgEnv | No | BldgEnv - Window Film | 0.25172 | 0.49618 | 0.75685 | 1.0373 | 1.3376 | 1.6553 | 1.9844 | 2.3204 | 2.6566 | 2.989 | 3.3103 | 3.363
SCE | MW | Commercial | Com - Nusing Home | FoodServ | No | FoodServ - Electric Steamer | 0.003515 | 0.0071509 | 0.010912 | 0.014769 | 0.018753 | 0.022798 | 0.026886 | 0.031061 | 0.035279 | 0.039606 | 0.043992 | 0.04846
SCE | MW | Commercial | Com - Nusing Home | FoodServ | No | FoodServ - Oven (Electric) | 0.0014042 | 0.0028504 | 0.0043395 | 0.0058602 | 0.007424 | 0.0090056 | 0.010598 | 0.012219 | 0.013852 | 0.015521 | 0.017208 | 0.018923
SCE | MW | Commercial | Com - Nusing Home | HVAC | Yes | HVAC - Advanced Package Rooftop AC (> EER 12) - Emerging | 0 | 0 | 0.00044114 | 0.0015737 | 0.0036038 | 0.0067153 | 0.011067 | 0.016813 | 0.024115 | 0.033132 | 0.044024 | 0.056953
SCE | MW | Commercial | Com - Nusing Home | HVAC | No | HVAC - Chiller (Centrifugal) | 0.012113 | 0.026672 | 0.043833 | 0.063721 | 0.084897 | 0.10889 | 0.13575 | 0.16551 | 0.19818 | 0.2337 | 0.27205 | 0.31313
SCE | MW | Commercial | Com - Nusing Home | HVAC | No | HVAC - Chiller (Reciprocating) | 0.019091 | 0.042235 | 0.069657 | 0.10137 | 0.13786 | 0.17864 | 0.2236 | 0.27325 | 0.32703 | 0.38576 | 0.44867 | 0.51597
SCE | MW | Commercial | Com - Nusing Home | HVAC | No | HVAC - Demand Controlled Ventilation | 0.02379 | 0.049347 | 0.07813 | 0.1099 | 0.14437 | 0.18067 | 0.21789 | 0.25537 | 0.29201 | 0.32752 | 0.3611 | 0.36884
SCE | MW | Commercial | Com - Nusing Home | HVAC | No | HVAC - EER Rated Package Rooftop AC (EER 11) | 0.028455 | 0.061069 | 0.098058 | 0.13943 | 0.1742 | 0.22469 | 0.27954 | 0.33928 | 0.40328 | 0.47237 | 0.54573 | 0.62357
SCE | MW | Commercial | Com - Nusing Home | HVAC | No | HVAC - EER Rated Package Rooftop HP (EER 11) | 0.016694 | 0.035705 | 0.057068 | 0.080764 | 0.080764 | 0.080764 | 0.080764 | 0.080764 | 0.080764 | 0.080764 | 0.080764 | 0.080764
SCE | MW | Commercial | Com - Nusing Home | HVAC | No | HVAC - Repair Duct System | 0.18906 | 0.36319 | 0.52972 | 0.68526 | 0.68526 | 0.68526 | 0.4962 | 0.32207 | 0.15554 | 0 | 0 | 0
SCE | MW | Commercial | Com - Nusing Home | HVAC | No | HVAC - SEER Rated Package Rooftop AC (Recharge) | 0.28406 | 0.54512 | 0.79094 | 1.0183 | 0.73425 | 0.4732 | 0.22737 | 3.1932e-17 | 3.1932e-17 | 0.11463 | 0.21687 | 0.30177
SCE | MW | Commercial | Com - Nusing Home | HVAC | No | HVAC - SEER Rated Package Rooftop AC (SEER 14) | 0.040433 | 0.088691 | 0.088691 | 0.088691 | 0.088691 | 0.088691 | 0.088691 | 0.088691 | 0.088691 | 0.088691 | 0.088691 | 0.088691
SCE | MW | Commercial | Com - Nusing Home | HVAC | No | HVAC - SEER Rated Package Rooftop AC (SEER 15) | 0.091199 | 0.19822 | 0.25549 | 0.3202 | 0.39302 | 0.47302 | 0.55985 | 0.65425 | 0.7552 | 0.86393 | 0.97918 | 1.1012
SCE | MW | Commercial | Com - Nusing Home | HVAC | No | HVAC - SEER Rated Package Rooftop HP (SEER 14) | 0.0094841 | 0.020704 | 0.020704 | 0.020704 | 0.020704 | 0.020704 | 0.020704 | 0.020704 | 0.020704 | 0.020704 | 0.020704 | 0.020704
SCE | MW | Commercial | Com - Nusing Home | HVAC | No | HVAC - SEER Rated Package Rooftop HP (SEER 15) | 0.034983 | 0.076507 | 0.098934 | 0.12444 | 0.15335 | 0.1852 | 0.21983 | 0.25762 | 0.29807 | 0.34183 | 0.38828 | 0.43756
SCE | MW | Commercial | Com - Nusing Home | HVAC | No | HVAC - SEER Rated Split System AC (SEER 14) | 0.030704 | 0.066971 | 0.10912 | 0.10912 | 0.10912 | 0.10912 | 0.10912 | 0.10912 | 0.10912 | 0.10912 | 0.10912 | 0.10912
SCE | MW | Commercial | Com - Nusing Home | HVAC | No | HVAC - SEER Rated Split System AC (SEER 15) | 0.0078077 | 0.018417 | 0.024785 | 0.032697 | 0.042364 | 0.053794 | 0.067055 | 0.082386 | 0.099754 | 0.11948 | 0.14148 | 0.16591
SCE | MW | Commercial | Com - Nusing Home | HVAC | No | HVAC - SEER Rated Split System HP (SEER 14) | 0.061158 | 0.13355 | 0.14488 | 0.15774 | 0.17227 | 0.18824 | 0.20557 | 0.22444 | 0.24459 | 0.26635 | 0.28939 | 0.3138
SCE | MW | Commercial | Com - Nusing Home | HVAC | No | HVAC - SEER Rated Split System HP (SEER 15) | 0.023432 | 0.051137 | 0.066051 | 0.082963 | 0.10208 | 0.1231 | 0.1459 | 0.17074 | 0.19729 | 0.22596 | 0.25633 | 0.28853
SCE | MW | Commercial | Com - Nusing Home | Lighting | Yes | Lighting - LED Fixture (Replacing T8) - Emerging | 0.01803 | 0.045155 | 0.086055 | 0.14494 | 0.22741 | 0.33793 | 0.48062 | 0.66365 | 0.888 | 1.1632 | 1.4894 | 1.8709
SCE | MW | Commercial | Com - Nusing Home | Lighting | Yes | Lighting - LED Lamp (Basic High - Indoor) - Emerging | 0.00088271 | 0.0022664 | 0.0042629 | 0.0066872 | 0.0095993 | 0.010038 | 0.0093314 | 0.0081507 | 0.0066463 | 0.003884 | 0.0045743 | 0.0054016
SCE | MW | Commercial | Com - Nusing Home | Lighting | Yes | Lighting - LED Lamp (Basic Low - Indoor) - Emerging | 0.01009 | 0.026486 | 0.04543 | 0.067128 | 0.10059 | 0.10851 | 0.10557 | 0.10377 | 0.10298 | 0.085814 | 0.10827 | 0.13417
SCE | MW | Commercial | Com - Nusing Home | Lighting | Yes | Lighting - LED Plug-In Indoor Fixture - Emerging | 0.010108 | 0.023012 | 0.039154 | 0.058639 | 0.082173 | 0.083724 | 0.085487 | 0.087727 | 0.090529 | 0.093998 | 0.098107 | 0.10291
SCE | MW | Commercial | Com - Nusing Home | Lighting | No | Lighting - Cold Cathode Lamp | 0.004342 | 0.0088416 | 0.013501 | 0.0183 | 0.023262 | 0.023262 | 0.023262 | 0.023262 | 0.01892 | 0.01442 | 0.0097606 | 0.0049619
SCE | MW | Commercial | Com - Nusing Home | Lighting | No | Lighting - Compact Fluorescent Fixture (Indoor) | 0.60899 | 1.2524 | 1.9314 | 2.6442 | 3.393 | 2.784 | 2.1405 | 1.4615 | 0.74879 | 0 | 0 | 0
SCE | MW | Commercial | Com - Nusing Home | Lighting | No | Lighting - Compact Fluorescent Lamp (Basic High - Indoor) | 0.018634 | 0.040414 | 0.065055 | 0.092285 | 0.12183 | 0.1032 | 0.081416 | 0.056775 | 0.029545 | 0 | 0 | 0
SCE | MW | Commercial | Com - Nusing Home | Lighting | No | Lighting - Compact Fluorescent Lamp (Basic Low - Indoor) | 0.66173 | 1.3301 | 2.0083 | 2.6942 | 3.3773 | 2.7156 | 2.0472 | 1.3691 | 0.6831 | 0 | 0 | 0
SCE | MW | Commercial | Com - Nusing Home | Lighting | No | Lighting - Exit Fixture (LED) | 0.017615 | 0.034129 | 0.051506 | 0.068064 | 0.083671 | 0.098503 | 0.097757 | 0.097069 | 0.094117 | 0.090826 | 0.087673 | 0.08455
SCE | MW | Commercial | Com - Nusing Home | Lighting | No | Lighting - Halogen Lamp (A-Line) | 0.00076923 | 0.0016694 | 0.0017523 | 0.0018061 | 0.0018908 | 0.00093687 | 0 | 0 | 0 | 0 | 0 | 0
SCE | MW | Commercial | Com - Nusing Home | Lighting | No | Lighting - Halogen Lamp (Reflector) | 0.00023388 | 0.00050511 | 0.00051311 | 0.00051136 | 0.00051889 | 0.0005172 | 0.00052512 | 0.00052511 | 0.00053318 | 0.00053804 | 0.00054939 | 0.00055815
SCE | MW | Commercial | Com - Nusing Home | Lighting | No | Lighting - High Bay HID to T5 | 0.0015441 | 0.0031967 | 0.0050296 | 0.0070366 | 0.009216 | 0.013027 | 0.017067 | 0.021401 | 0.025983 | 0.030815 | 0.035826 | 0.040983
SCE | MW | Commercial | Com - Nusing Home | Lighting | No | Lighting - Induction Fixture (Indoor) | 0.0096113 | 0.019448 | 0.029525 | 0.039765 | 0.050265 | 0.06084 | 0.071442 | 0.08221 | 0.093018 | 0.10407 | 0.11521 | 0.12652
SCE | MW | Commercial | Com - Nusing Home | Lighting | No | Lighting - Induction Fixture (Outdoor) | 0.0027433 | 0.0064483 | 0.010149 | 0.013892 | 0.017702 | 0.021513 | 0.025309 | 0.029137 | 0.032955 | 0.03683 | 0.040715 | 0.044635
SCE | MW | Commercial | Com - Nusing Home | Lighting | No | Lighting - Linear Fluorescent Delamping | 0.0042384 | 0.0085381 | 0.013725 | 0.019819 | 0.019819 | 0 | 0 | 0 | 0 | 0 | 0 | 0
SCE | MW | Commercial | Com - Nusing Home | Lighting | No | Lighting - Linear Fluorescent Fixture (Low Wattage T8) | 0.063008 | 0.14143 | 0.23551 | 0.34459 | 0.46944 | 0.60718 | 0.75607 | 0.91648 | 1.0853 | 1.264 | 1.4486 | 1.6388
SCE | MW | Commercial | Com - Nusing Home | Lighting | No | Lighting - Low Bay HID to T5 | 4.097e-05 | 8.5882e-05 | 0.00013534 | 0.00018917 | 0.00024732 | 0.00032448 | 0.00040622 | 0.0004927 | 0.00058287 | 0.00067697 | 0.00077353 | 0.00087215
SCE | MW | Commercial | Com - Nusing Home | Lighting | No | Lighting - Plug-In Fixture (Compact Fluorescent) | 0.17042 | 0.34262 | 0.51636 | 0.6903 | 0.86544 | 0.86544 | 0.86544 | 0.86544 | 0.86544 | 0.86544 | 0.86544 | 0.86544
SCE | MW | Commercial | Com - Nusing Home | Lighting | No | Lighting - Plug-In Fixture (Induction) | 0 | 0 | 0 | 0.015516 | 0.04113 | 0.070311 | 0.10172 | 0.13507 | 0.16937 | 0.20514 | 0.24163 | 0.279
SCE | MW | Commercial | Com - Nusing Home | Lighting | No | Lighting - Plug-In Fixture (Linear Fluorescent) | 0.29195 | 0.6045 | 0.93495 | 1.2786 | 1.6363 | 1.6363 | 1.6363 | 1.6363 | 1.6363 | 1.6363 | 1.6363 | 1.6363
SCE | MW | Commercial | Com - Nusing Home | Lighting | No | Lighting - Plug-In Fixture (PSMH with Electronic Ballast) | 0.041876 | 0.092053 | 0.14246 | 0.18746 | 0.22939 | 0.2692 | 0.30739 | 0.34492 | 0.38165 | 0.4184 | 0.45483 | 0.49123
SCE | MW | Commercial | Com - Nusing Home | Lighting | No | Lighting - Plug-In Fixture (PSMH) | 0.055738 | 0.11379 | 0.17216 | 0.22946 | 0.28585 | 0.33809 | 0.38726 | 0.43478 | 0.48065 | 0.52591 | 0.57028 | 0.61416
SCE | MW | Commercial | Com - Nusing Home | SHW | No | SHW - EF Rated Instantaneous Water Heater (Electric) | 0.00019099 | 0.00041733 | 0.00067993 | 0.00097627 | 0.0013091 | 0.00167 | 0.0020548 | 0.0024678 | 0.0029007 | 0.0033615 | 0.0038412 | 0.0043416
SCE | MW | Commercial | Com - Nusing Home | SHW | No | SHW - EF Rated Storage Water Heater (Electric) | 0.00015316 | 0.00033119 | 0.00033119 | 0.00033119 | 0.00033119 | 0.00033119 | 0.00033119 | 0.00033119 | 0.00033119 | 0.00033119 | 0.00033119 | 0.00033119
SCE | MW | Commercial | Com - Nusing Home | Service | No | HVAC - Comprehensive Rooftop Unit Quality Maintenance | 3.592e-08 | 7.1837e-08 | 1.1157e-07 | 1.5516e-07 | 2.025e-07 | 2.5339e-07 | 3.0744e-07 | 3.641e-07 | 4.2267e-07 | 4.8232e-07 | 5.421e-07 | 5.6515e-07
SCE | MW | Commercial | Com - Nusing Home | Service | No | Service - HVAC Fault Detection & Diagnositics | 7.1506e-05 | 0.00016939 | 0.00026578 | 0.00035991 | 0.00045282 | 0.00054275 | 0.00062936 | 0.00071409 | 0.00079583 | 0.00087658 | 0.00095513 | 0.0010322
SCE | MW | Commercial | Com - Nusing Home | Service | No | Service - Retro-Commissioning (Electric) | 0.0012767 | 0.0023495 | 0.0032759 | 0.0040743 | 0.0047546 | 0.0053324 | 0.0045406 | 0.0038695 | 0.0032704 | 0.0027335 | 0.0022544 | 0.0018319
SCE | MW | Commercial | Com - Nusing Home | WholeBlg | No | HVAC - Energy Management System | 4.8943e-05 | 0.00010339 | 0.00015487 | 0.00020305 | 0.00024853 | 0.0002908 | 0.00032993 | 0.00036817 | 0.00040521 | 0.00044197 | 0.00047787 | 0.00051324
SCE | MW | Commercial | Com - Nusing Home | WholeBlg | No | WholeBlg - Com NC Level 2 | 0.0039857 | 0 | 0 | 0 | 0 | 0 | 0 | 0 | 0 | 0 | 0 | 0
SCE | MW | Commercial | Com - Nusing Home | WholeBlg | No | WholeBlg - Com NC Level 3 | 0.0029416 | 0.0029416 | 0.0029416 | 0.0029416 | 0.0029416 | 0.0029416 | 0.0029416 | 0 | 0 | 0 | 0 | 0
SCE | MW | Commercial | Com - Nusing Home | WholeBlg | No | WholeBlg - Com RET Level 1 | 0.058493 | 0.13858 | 0.24184 | 0.36999 | 0.52474 | 0.70791 | 0.92122 | 1.1664 | 1.445 | 1.7585 | 2.1078 | 2.4949
SCE | MW | Commercial | Com - Nusing Home | WholeBlg | No | WholeBlg - Com RET Level 2 | 0.10348 | 0.24454 | 0.4262 | 0.65196 | 0.92522 | 1.2498 | 1.6292 | 2.0672 | 2.5671 | 3.1322 | 3.7648 | 4.4661
SCE | MW | Commercial | Com - Office (Large) | AppPlug | No | AppPlug - Computer Monitor | 0.11252 | 0.33267 | 0.54651 | 0.76505 | 0.76505 | 0.76505 | 0.65253 | 0.43238 | 0.21854 | 0 | 0 | 0
SCE | MW | Commercial | Com - Office (Large) | AppPlug | No | AppPlug - Desktop Computer (Com - Power Management) | 0.11025 | 0.22877 | 0.34673 | 0.46263 | 0.57598 | 0.68484 | 0.78819 | 0.88676 | 0.97943 | 1.0679 | 1.1513 | 1.1201
SCE | MW | Commercial | Com - Office (Large) | AppPlug | No | AppPlug - Occupancy Sensor Plug Strip | 0.05977 | 0.12836 | 0.20047 | 0.25806 | 0.31335 | 0.36758 | 0.41927 | 0.47149 | 0.52168 | 0.52924 | 0.52712 | 0.521
SCE | MW | Commercial | Com - Office (Large) | BldgEnv | No | BldgEnv - Attic Batt Insulation | 0.025665 | 0.050047 | 0.07321 | 0.095215 | 0.095215 | 0.095215 | 0.095215 | 0.06955 | 0.045168 | 0.022005 | 0 | 0
SCE | MW | Commercial | Com - Office (Large) | BldgEnv | No | BldgEnv - Wall Spray On Insulation | 0.21218 | 0.41374 | 0.60523 | 0.78715 | 0.95997 | 1.1241 | 1.2801 | 1.2161 | 1.1553 | 1.0975 | 1.0427 | 0.99053
SCE | MW | Commercial | Com - Office (Large) | BldgEnv | No | BldgEnv - Window Film | 0.50133 | 0.95253 | 1.4716 | 2.1012 | 2.846 | 3.7019 | 4.6472 | 5.6858 | 6.8018 | 8.0049 | 9.2626 | 10.048
SCE | MW | Commercial | Com - Office (Large) | FoodServ | No | FoodServ - Electric Steamer | 0.015099 | 0.030716 | 0.04687 | 0.063441 | 0.080554 | 0.097928 | 0.11549 | 0.13342 | 0.15154 | 0.17013 | 0.18897 | 0.20816
SCE | MW | Commercial | Com - Office (Large) | FoodServ | No | FoodServ - Oven (Electric) | 0.0064085 | 0.013009 | 0.019805 | 0.026746 | 0.033883 | 0.041101 | 0.04837 | 0.055768 | 0.063218 | 0.070836 | 0.078537 | 0.086362
SCE | MW | Commercial | Com - Office (Large) | HVAC | No | HVAC - Chiller (Centrifugal) | 0.1284 | 0.28431 | 0.46993 | 0.68698 | 0.91061 | 1.1666 | 1.4564 | 1.7808 | 2.1408 | 2.5366 | 2.9684 | 3.4358
SCE | MW | Commercial | Com - Office (Large) | HVAC | No | HVAC - Chiller (Reciprocating) | 0.19081 | 0.42234 | 0.69694 | 1.0149 | 1.3812 | 1.7913 | 2.244 | 2.7449 | 3.2882 | 3.8823 | 4.5197 | 5.2024
SCE | MW | Commercial | Com - Office (Large) | HVAC | No | HVAC - Demand Controlled Ventilation | 0.015268 | 0.031682 | 0.050152 | 0.070528 | 0.092637 | 0.11593 | 0.13982 | 0.16392 | 0.1875 | 0.21041 | 0.23211 | 0.23725
SCE | MW | Commercial | Com - Office (Large) | HVAC | No | HVAC - EER Rated Package Rooftop AC (EER 11) | 0.21172 | 0.4555 | 0.73277 | 1.0431 | 1.3912 | 1.7717 | 2.1827 | 2.6292 | 3.1052 | 3.6191 | 4.163 | 4.7394
SCE | MW | Commercial | Com - Office (Large) | HVAC | No | HVAC - EER Rated Package Rooftop HP (EER 11) | 0.11813 | 0.2528 | 0.40427 | 0.57236 | 0.57236 | 0.57236 | 0.57236 | 0.57236 | 0.57236 | 0.57236 | 0.57236 | 0.57236
SCE | MW | Commercial | Com - Office (Large) | HVAC | No | HVAC - Repair Duct System | 1.2506 | 2.411 | 3.5302 | 4.5825 | 4.5825 | 4.5825 | 3.3319 | 2.1715 | 1.0523 | 0 | 0 | 0
SCE | MW | Commercial | Com - Office (Large) | HVAC | No | HVAC - SEER Rated Package Rooftop AC (Recharge) | 1.8304 | 3.5171 | 5.1095 | 6.5856 | 6.0973 | 5.612 | 5.0783 | 4.5222 | 3.9694 | 3.4365 | 2.9358 | 2.5176
SCE | MW | Commercial | Com - Office (Large) | HVAC | No | HVAC - SEER Rated Package Rooftop AC (SEER 14) | 0.3003 | 0.65724 | 0.65724 | 0.65724 | 0.65724 | 0.65724 | 0.65724 | 0.65724 | 0.65724 | 0.65724 | 0.65724 | 0.65724
SCE | MW | Commercial | Com - Office (Large) | HVAC | No | HVAC - SEER Rated Package Rooftop AC (SEER 15) | 0.63195 | 1.3749 | 1.7729 | 2.2226 | 2.7291 | 3.2848 | 3.8865 | 4.5406 | 5.2388 | 5.9913 | 6.7881 | 7.6316
SCE | MW | Commercial | Com - Office (Large) | HVAC | No | HVAC - SEER Rated Package Rooftop HP (SEER 14) | 0.068549 | 0.14972 | 0.14972 | 0.14972 | 0.14972 | 0.14972 | 0.14972 | 0.14972 | 0.14972 | 0.14972 | 0.14972 | 0.14972
SCE | MW | Commercial | Com - Office (Large) | HVAC | No | HVAC - SEER Rated Package Rooftop HP (SEER 15) | 0.25135 | 0.54942 | 0.71018 | 0.89253 | 1.099 | 1.3256 | 1.571 | 1.8383 | 2.1233 | 2.4315 | 2.7578 | 3.1036
SCE | MW | Commercial | Com - Office (Large) | HVAC | No | HVAC - SEER Rated Split System AC (SEER 14) | 0.1577 | 0.34249 | 0.55562 | 0.55562 | 0.55562 | 0.55562 | 0.55562 | 0.55562 | 0.55562 | 0.55562 | 0.55562 | 0.55562
SCE | MW | Commercial | Com - Office (Large) | HVAC | No | HVAC - SEER Rated Split System AC (SEER 15) | 0.059239 | 0.13912 | 0.1868 | 0.24563 | 0.31734 | 0.40145 | 0.49825 | 0.60984 | 0.73546 | 0.87823 | 1.0368 | 1.2127
SCE | MW | Commercial | Com - Office (Large) | HVAC | No | HVAC - SEER Rated Split System HP (SEER 14) | 0.37788 | 0.8248 | 0.89468 | 0.97383 | 1.0632 | 1.1613 | 1.2675 | 1.3829 | 1.506 | 1.6388 | 1.7793 | 1.9279
SCE | MW | Commercial | Com - Office (Large) | HVAC | No | HVAC - SEER Rated Split System HP (SEER 15) | 0.15211 | 0.33192 | 0.42865 | 0.53819 | 0.66194 | 0.79773 | 0.94471 | 1.1046 | 1.2752 | 1.4593 | 1.6541 | 1.8605
SCE | MW | Commercial | Com - Office (Large) | Lighting | Yes | Lighting - LED Fixture (Replacing T8) - Emerging | 0 | 0.13628 | 0.4428 | 0.96786 | 1.7679 | 2.8838 | 4.3506 | 6.2549 | 8.5885 | 11.4497 | 14.8246 | 18.7525
SCE | MW | Commercial | Com - Office (Large) | Lighting | Yes | Lighting - LED Lamp (Basic High - Indoor) - Emerging | 0.018514 | 0.049101 | 0.089709 | 0.13554 | 0.20959 | 0.22387 | 0.21689 | 0.2072 | 0.19911 | 0.1546 | 0.19582 | 0.24261
SCE | MW | Commercial | Com - Office (Large) | Lighting | Yes | Lighting - LED Lamp (Basic Low - Indoor) - Emerging | 0.03817 | 0.096235 | 0.16662 | 0.24757 | 0.3406 | 0.35655 | 0.33051 | 0.30611 | 0.28397 | 0.22492 | 0.28509 | 0.35461
SCE | MW | Commercial | Com - Office (Large) | Lighting | Yes | Lighting - LED Plug-In Indoor Fixture - Emerging | 0.085227 | 0.19407 | 0.33004 | 0.4939 | 0.69141 | 0.7044 | 0.71914 | 0.73795 | 0.76147 | 0.79054 | 0.82492 | 0.86505
SCE | MW | Commercial | Com - Office (Large) | Lighting | No | Lighting - Cold Cathode Lamp | 0.02441 | 0.04939 | 0.075046 | 0.10132 | 0.12837 | 0.12837 | 0.12837 | 0.12837 | 0.10396 | 0.078984 | 0.053328 | 0.027058
SCE | MW | Commercial | Com - Office (Large) | Lighting | No | Lighting - Compact Fluorescent Fixture (Indoor) | 3.9269 | 8.0682 | 12.4313 | 17.0056 | 21.806 | 17.8791 | 13.7378 | 9.3747 | 4.8004 | 0 | 0 | 0
SCE | MW | Commercial | Com - Office (Large) | Lighting | No | Lighting - Compact Fluorescent Lamp (Basic High - Indoor) | 1.6771 | 3.3745 | 5.0939 | 6.8343 | 8.5662 | 6.8891 | 5.1918 | 3.4724 | 1.7319 | 0 | 0 | 0
SCE | MW | Commercial | Com - Office (Large) | Lighting | No | Lighting - Compact Fluorescent Lamp (Basic Low - Indoor) | 1.8426 | 3.7007 | 5.5809 | 7.4793 | 9.4012 | 7.5586 | 5.7004 | 3.8203 | 1.9219 | 0 | 0 | 0
SCE | MW | Commercial | Com - Office (Large) | Lighting | No | Lighting - Exit Fixture (LED) | 0.14679 | 0.28441 | 0.42506 | 0.55868 | 0.68422 | 0.80308 | 0.79215 | 0.78161 | 0.75629 | 0.73109 | 0.70725 | 0.68393
SCE | MW | Commercial | Com - Office (Large) | Lighting | No | Lighting - Halogen Lamp (A-Line) | 0.0056281 | 0.01228 | 0.012863 | 0.013242 | 0.013846 | 0.0068152 | 0 | 0 | 0 | 0 | 0 | 0
SCE | MW | Commercial | Com - Office (Large) | Lighting | No | Lighting - Halogen Lamp (Reflector) | 0.0016632 | 0.003611 | 0.0036718 | 0.0036656 | 0.0037195 | 0.0037095 | 0.0037679 | 0.0037705 | 0.003829 | 0.0038419 | 0.0039143 | 0.0039779
SCE | MW | Commercial | Com - Office (Large) | Lighting | No | Lighting - High Bay HID to T5 | 0 | 0 | 0.018741 | 0.037044 | 0.055111 | 0.072602 | 0.089454 | 0.12394 | 0.15742 | 0.1905 | 0.2226 | 0.25381
SCE | MW | Commercial | Com - Office (Large) | Lighting | No | Lighting - Induction Fixture (Indoor) | 0.072408 | 0.14789 | 0.22652 | 0.30761 | 0.39185 | 0.47768 | 0.56459 | 0.65367 | 0.74378 | 0.83656 | 0.93076 | 1.0269
SCE | MW | Commercial | Com - Office (Large) | Lighting | No | Lighting - Induction Fixture (Outdoor) | 0.020033 | 0.047088 | 0.074111 | 0.10144 | 0.12927 | 0.1571 | 0.18481 | 0.21277 | 0.24065 | 0.26894 | 0.29731 | 0.32594
SCE | MW | Commercial | Com - Office (Large) | Lighting | No | Lighting - Linear Fluorescent Delamping | 0.011165 | 0.022506 | 0.036099 | 0.052011 | 0.052011 | 0 | 0 | 0 | 0 | 0 | 0 | 0
SCE | MW | Commercial | Com - Office (Large) | Lighting | No | Lighting - Linear Fluorescent Fixture (Low Wattage T8) | 1.1739 | 2.604 | 4.2727 | 6.1492 | 8.2304 | 10.4567 | 12.7919 | 15.2357 | 17.7392 | 20.3205 | 22.9302 | 25.5649
SCE | MW | Commercial | Com - Office (Large) | Lighting | No | Lighting - Low Bay HID to T5 | 0 | 0 | 0 | 0 | 0 | 0 | 0 | 0.015034 | 0.046756 | 0.078226 | 0.10736 | 0.13593
SCE | MW | Commercial | Com - Office (Large) | Lighting | No | Lighting - Occupancy Sensor | 0 | 0 | 0 | 0 | 0 | 0 | 0 | 0 | 0 | 0 | 0 | 0.019073
SCE | MW | Commercial | Com - Office (Large) | Lighting | No | Lighting - Plug-In Fixture (Compact Fluorescent) | 1.4051 | 2.8241 | 4.255 | 5.6869 | 7.1281 | 7.1281 | 7.1281 | 7.1281 | 7.1281 | 7.1281 | 7.1281 | 7.1281
SCE | MW | Commercial | Com - Office (Large) | Lighting | No | Lighting - Plug-In Fixture (Induction) | 0 | 0 | 0 | 0 | 0 | 0 | 0.056952 | 0.12867 | 0.32148 | 0.53998 | 0.77902 | 1.035
SCE | MW | Commercial | Com - Office (Large) | Lighting | No | Lighting - Plug-In Fixture (Linear Fluorescent) | 2.3644 | 4.9119 | 7.6165 | 10.4372 | 13.3795 | 13.3795 | 13.3795 | 13.3795 | 13.3795 | 13.3795 | 13.3795 | 13.3795
SCE | MW | Commercial | Com - Office (Large) | Lighting | No | Lighting - Plug-In Fixture (PSMH with Electronic Ballast) | 0.35348 | 0.78792 | 1.2234 | 1.66 | 2.1005 | 2.5369 | 2.9556 | 3.3604 | 3.7088 | 4.0422 | 4.3661 | 4.685
SCE | MW | Commercial | Com - Office (Large) | Lighting | No | Lighting - Plug-In Fixture (PSMH) | 0.47454 | 0.99226 | 1.5131 | 2.0361 | 2.5644 | 3.087 | 3.5867 | 4.075 | 4.5468 | 5.0048 | 5.4373 | 5.8541
SCE | MW | Commercial | Com - Office (Large) | SHW | No | SHW - EF Rated Instantaneous Water Heater (Electric) | 0.00024737 | 0.00053837 | 0.00087319 | 0.0012479 | 0.0016654 | 0.002115 | 0.0025916 | 0.0031003 | 0.0036311 | 0.0041935 | 0.0047767 | 0.0053831
SCE | MW | Commercial | Com - Office (Large) | SHW | No | SHW - EF Rated Storage Water Heater (Electric) | 0.00022488 | 0.00048488 | 0.00048488 | 0.00048488 | 0.00048488 | 0.00048488 | 0.00048488 | 0.00048488 | 0.00048488 | 0.00048488 | 0.00048488 | 0.00048488
SCE | MW | Commercial | Com - Office (Large) | Service | No | HVAC - Comprehensive Rooftop Unit Quality Maintenance | 2.623e-07 | 5.2458e-07 | 8.147e-07 | 1.133e-06 | 1.4787e-06 | 1.8503e-06 | 2.245e-06 | 2.6588e-06 | 3.0865e-06 | 3.522e-06 | 3.9586e-06 | 4.1269e-06
SCE | MW | Commercial | Com - Office (Large) | Service | No | Service - HVAC Fault Detection & Diagnositics | 0.00052216 | 0.0012369 | 0.0019408 | 0.0026282 | 0.0033066 | 0.0039633 | 0.0045958 | 0.0052145 | 0.0058114 | 0.006401 | 0.0069746 | 0.0075378
SCE | MW | Commercial | Com - Office (Large) | Service | No | Service - Retro-Commissioning (Electric) | 0.0093228 | 0.017157 | 0.023921 | 0.029752 | 0.034719 | 0.038938 | 0.033157 | 0.028256 | 0.023882 | 0.019961 | 0.016463 | 0.013377
SCE | MW | Commercial | Com - Office (Large) | WholeBlg | No | HVAC - Energy Management System | 0.00035739 | 0.00075498 | 0.0011309 | 0.0014827 | 0.0018148 | 0.0021235 | 0.0024093 | 0.0026885 | 0.002959 | 0.0032274 | 0.0034895 | 0.0037478
SCE | MW | Commercial | Com - Office (Large) | WholeBlg | No | WholeBlg - Com NC Level 2 | 0.029116 | 0 | 0 | 0 | 0 | 0 | 0 | 0 | 0 | 0 | 0 | 0
SCE | MW | Commercial | Com - Office (Large) | WholeBlg | No | WholeBlg - Com NC Level 3 | 0.021406 | 0.021406 | 0.021406 | 0.021406 | 0.021406 | 0.021406 | 0.021406 | 0 | 0 | 0 | 0 | 0
SCE | MW | Commercial | Com - Office (Large) | WholeBlg | No | WholeBlg - Com RET Level 1 | 0.48704 | 1.1549 | 2.017 | 3.088 | 4.3827 | 5.9165 | 7.7041 | 9.7602 | 12.098 | 14.7297 | 17.6647 | 20.9108
SCE | MW | Commercial | Com - Office (Large) | WholeBlg | No | WholeBlg - Com RET Level 2 | 0.90828 | 2.1469 | 3.7429 | 5.7276 | 8.1313 | 10.9879 | 14.3293 | 18.189 | 22.5962 | 27.5806 | 33.1637 | 39.3667
SCE | MW | Commercial | Com - Office (Small) | AppPlug | No | AppPlug - Computer Monitor | 0.030939 | 0.091472 | 0.15027 | 0.21036 | 0.21036 | 0.21036 | 0.17942 | 0.11889 | 0.060091 | 0 | 0 | 0
SCE | MW | Commercial | Com - Office (Small) | AppPlug | No | AppPlug - Desktop Computer (Com - Power Management) | 0.030314 | 0.062905 | 0.09534 | 0.12721 | 0.15838 | 0.18831 | 0.21673 | 0.24383 | 0.26931 | 0.29364 | 0.31656 | 0.308
SCE | MW | Commercial | Com - Office (Small) | AppPlug | No | AppPlug - Occupancy Sensor Plug Strip | 0.016435 | 0.035296 | 0.055122 | 0.070959 | 0.086162 | 0.10107 | 0.11529 | 0.12964 | 0.14345 | 0.14552 | 0.14494 | 0.14326
SCE | MW | Commercial | Com - Office (Small) | BldgEnv | No | BldgEnv - Attic Batt Insulation | 0.0023756 | 0.0046324 | 0.0067763 | 0.0088131 | 0.0088131 | 0.0088131 | 0.0088131 | 0.0064375 | 0.0041807 | 0.0020368 | 0 | 0
SCE | MW | Commercial | Com - Office (Small) | BldgEnv | No | BldgEnv - Wall Spray On Insulation | 0.055516 | 0.10826 | 0.15836 | 0.20596 | 0.25118 | 0.29413 | 0.33494 | 0.3182 | 0.30229 | 0.28717 | 0.27281 | 0.25917
SCE | MW | Commercial | Com - Office (Small) | BldgEnv | No | BldgEnv - Window Film | 0.26388 | 0.5015 | 0.75605 | 1.039 | 1.3524 | 1.6941 | 2.0564 | 2.4382 | 2.8334 | 3.2426 | 3.6557 | 3.8011
SCE | MW | Commercial | Com - Office (Small) | HVAC | No | HVAC - Chiller (Centrifugal) | 0.041032 | 0.091008 | 0.15069 | 0.22068 | 0.29235 | 0.37468 | 0.46819 | 0.57327 | 0.6903 | 0.81941 | 0.96077 | 1.1143
SCE | MW | Commercial | Com - Office (Small) | HVAC | No | HVAC - Chiller (Reciprocating) | 0.047587 | 0.1061 | 0.17642 | 0.25897 | 0.35538 | 0.46487 | 0.58749 | 0.72512 | 0.87661 | 1.0447 | 1.2276 | 1.4263
SCE | MW | Commercial | Com - Office (Small) | HVAC | No | HVAC - Demand Controlled Ventilation | 1.9248e-23 | 7.0213e-22 | 6.9998e-21 | 4.8219e-20 | 4.8219e-20 | 4.8219e-20 | 4.8219e-20 | 4.8219e-20 | 4.8219e-20 | 4.8219e-20 | 4.8219e-20 | 4.8199e-20
SCE | MW | Commercial | Com - Office (Small) | HVAC | No | HVAC - Direct Evaporative Cooler | 0.11522 | 0.25006 | 0.40622 | 0.58502 | 0.78811 | 1.016 | 1.2693 | 1.5489 | 1.8546 | 2.1873 | 2.5459 | 2.93
SCE | MW | Commercial | Com - Office (Small) | HVAC | No | HVAC - EER Rated Package Rooftop AC (EER 11) | 0.068733 | 0.14783 | 0.23778 | 0.33846 | 0.33846 | 0.45964 | 0.5913 | 0.73523 | 0.88937 | 1.0563 | 1.2335 | 1.4216
SCE | MW | Commercial | Com - Office (Small) | HVAC | No | HVAC - EER Rated Package Rooftop HP (EER 11) | 0.037125 | 0.079419 | 0.12698 | 0.17977 | 0.17977 | 0.17977 | 0.17977 | 0.17977 | 0.17977 | 0.17977 | 0.17977 | 0.17977
SCE | MW | Commercial | Com - Office (Small) | HVAC | No | HVAC - Repair Duct System | 0.39416 | 0.75926 | 1.1106 | 1.4405 | 1.4405 | 1.4405 | 1.0463 | 0.68121 | 0.32985 | 0 | 0 | 0
SCE | MW | Commercial | Com - Office (Small) | HVAC | No | HVAC - SEER Rated Package Rooftop AC (Recharge) | 0.56709 | 1.0892 | 1.5815 | 2.0376 | 1.4705 | 1.3105 | 1.1525 | 0.99115 | 1.2444 | 1.0963 | 0.93982 | 0.80116
SCE | MW | Commercial | Com - Office (Small) | HVAC | No | HVAC - SEER Rated Package Rooftop AC (SEER 14) | 0.10479 | 0.22943 | 0.22943 | 0.22943 | 0.22943 | 0.22943 | 0.22943 | 0.22943 | 0.22943 | 0.22943 | 0.22943 | 0.22943
SCE | MW | Commercial | Com - Office (Small) | HVAC | No | HVAC - SEER Rated Package Rooftop AC (SEER 15) | 0.20413 | 0.44405 | 0.57252 | 0.71764 | 0.88101 | 1.0602 | 1.2542 | 1.465 | 1.6901 | 1.9325 | 2.1892 | 2.4609
SCE | MW | Commercial | Com - Office (Small) | HVAC | No | HVAC - SEER Rated Package Rooftop HP (SEER 14) | 0.02159 | 0.047171 | 0.047171 | 0.047171 | 0.047171 | 0.047171 | 0.047171 | 0.047171 | 0.047171 | 0.047171 | 0.047171 | 0.047171
SCE | MW | Commercial | Com - Office (Small) | HVAC | No | HVAC - SEER Rated Package Rooftop HP (SEER 15) | 0.079027 | 0.17279 | 0.22338 | 0.28079 | 0.34581 | 0.41722 | 0.49456 | 0.57884 | 0.66877 | 0.76605 | 0.86906 | 0.97828
SCE | MW | Commercial | Com - Office (Small) | HVAC | No | HVAC - SEER Rated Split System AC (SEER 14) | 0.046758 | 0.10003 | 0.15991 | 0.15991 | 0.15991 | 0.15991 | 0.15991 | 0.15991 | 0.15991 | 0.15991 | 0.15991 | 0.15991
SCE | MW | Commercial | Com - Office (Small) | HVAC | No | HVAC - SEER Rated Split System AC (SEER 15) | 0.013729 | 0.03174 | 0.042259 | 0.055002 | 0.070278 | 0.087922 | 0.10793 | 0.13067 | 0.15591 | 0.18422 | 0.21528 | 0.24932
SCE | MW | Commercial | Com - Office (Small) | HVAC | No | HVAC - SEER Rated Split System HP (SEER 14) | 0.11812 | 0.25793 | 0.27981 | 0.3046 | 0.33262 | 0.36337 | 0.39666 | 0.43289 | 0.47152 | 0.51322 | 0.55734 | 0.60405
SCE | MW | Commercial | Com - Office (Small) | HVAC | No | HVAC - SEER Rated Split System HP (SEER 15) | 0.047796 | 0.1043 | 0.1347 | 0.16913 | 0.20803 | 0.25073 | 0.29696 | 0.34728 | 0.40096 | 0.45893 | 0.52028 | 0.58528
SCE | MW | Commercial | Com - Office (Small) | Lighting | Yes | Lighting - LED Fixture (Replacing T8) - Emerging | 0 | 0.035362 | 0.11537 | 0.25254 | 0.46167 | 0.75338 | 1.1368 | 1.6349 | 2.245 | 2.9931 | 3.8752 | 4.9016
SCE | MW | Commercial | Com - Office (Small) | Lighting | Yes | Lighting - LED Lamp (Basic High - Indoor) - Emerging | 0.0052631 | 0.013963 | 0.025561 | 0.038681 | 0.059843 | 0.063923 | 0.061967 | 0.059206 | 0.056878 | 0.044196 | 0.055989 | 0.069373
SCE | MW | Commercial | Com - Office (Small) | Lighting | Yes | Lighting - LED Lamp (Basic Low - Indoor) - Emerging | 0.010861 | 0.027396 | 0.047497 | 0.070663 | 0.097348 | 0.10193 | 0.094564 | 0.087628 | 0.081295 | 0.064409 | 0.081641 | 0.10154
SCE | MW | Commercial | Com - Office (Small) | Lighting | Yes | Lighting - LED Plug-In Indoor Fixture - Emerging | 0.018068 | 0.040893 | 0.069678 | 0.10499 | 0.14853 | 0.15147 | 0.15488 | 0.15907 | 0.16437 | 0.17103 | 0.17905 | 0.18858
SCE | MW | Commercial | Com - Office (Small) | Lighting | No | Lighting - Cold Cathode Lamp | 0.009 | 0.018332 | 0.028002 | 0.037961 | 0.048268 | 0.048268 | 0.048268 | 0.048268 | 0.048268 | 0.039268 | 0.029935 | 0.020266
SCE | MW | Commercial | Com - Office (Small) | Lighting | No | Lighting - Compact Fluorescent Fixture (Indoor) | 1.1217 | 2.3047 | 3.551 | 4.8573 | 6.2279 | 5.1062 | 3.9232 | 2.6769 | 1.3706 | 0 | 0 | 0
SCE | MW | Commercial | Com - Office (Small) | Lighting | No | Lighting - Compact Fluorescent Lamp (Basic High - Indoor) | 0.47904 | 0.96392 | 1.4551 | 1.9522 | 2.447 | 1.968 | 1.4831 | 0.9919 | 0.49477 | 0 | 0 | 0
SCE | MW | Commercial | Com - Office (Small) | Lighting | No | Lighting - Compact Fluorescent Lamp (Basic Low - Indoor) | 0.52627 | 1.0571 | 1.5941 | 2.1363 | 2.6852 | 2.159 | 1.6282 | 1.0911 | 0.5489 | 0 | 0 | 0
SCE | MW | Commercial | Com - Office (Small) | Lighting | No | Lighting - Exit Fixture (LED) | 0.039069 | 0.075695 | 0.1133 | 0.14905 | 0.18264 | 0.21448 | 0.21176 | 0.20916 | 0.20242 | 0.19562 | 0.18918 | 0.18286
SCE | MW | Commercial | Com - Office (Small) | Lighting | No | Lighting - Halogen Lamp (A-Line) | 0.0015433 | 0.0033419 | 0.0035108 | 0.0036205 | 0.003792 | 0.0018838 | 0 | 0 | 0 | 0 | 0 | 0
SCE | MW | Commercial | Com - Office (Small) | Lighting | No | Lighting - Halogen Lamp (Reflector) | 0.00047464 | 0.0010229 | 0.0010387 | 0.0010344 | 0.0010496 | 0.0010459 | 0.0010617 | 0.0010614 | 0.0010786 | 0.0010928 | 0.0011147 | 0.0011309
SCE | MW | Commercial | Com - Office (Small) | Lighting | No | Lighting - High Bay HID to T5 | 0 | 0 | 0 | 0.0047516 | 0.0094459 | 0.013993 | 0.018376 | 0.022668 | 0.031374 | 0.039979 | 0.048335 | 0.056465
SCE | MW | Commercial | Com - Office (Small) | Lighting | No | Lighting - Induction Fixture (Indoor) | 0.019451 | 0.039729 | 0.060845 | 0.082612 | 0.10522 | 0.12823 | 0.15152 | 0.17538 | 0.1995 | 0.22431 | 0.24949 | 0.27518
SCE | MW | Commercial | Com - Office (Small) | Lighting | No | Lighting - Induction Fixture (Outdoor) | 0.0055084 | 0.012948 | 0.020378 | 0.027894 | 0.035544 | 0.043197 | 0.050818 | 0.058505 | 0.06617 | 0.07395 | 0.081751 | 0.089623
SCE | MW | Commercial | Com - Office (Small) | Lighting | No | Lighting - Linear Fluorescent Delamping | 0.0029532 | 0.0059532 | 0.0095478 | 0.013756 | 0.013756 | 0 | 0 | 0 | 0 | 0 | 0 | 0
SCE | MW | Commercial | Com - Office (Small) | Lighting | No | Lighting - Linear Fluorescent Fixture (Low Wattage T8) | 0.30475 | 0.67593 | 1.109 | 1.5958 | 2.1357 | 2.713 | 3.3181 | 3.9511 | 4.5993 | 5.2676 | 5.9429 | 6.6246
SCE | MW | Commercial | Com - Office (Small) | Lighting | No | Lighting - Low Bay HID to T5 | 0 | 0 | 0 | 0 | 0 | 0 | 0 | 0 | 0 | 0.0080959 | 0.016009 | 0.023416
SCE | MW | Commercial | Com - Office (Small) | Lighting | No | Lighting - Occupancy Sensor | 0 | 0 | 0 | 0 | 0 | 0 | 0.055324 | 0.11345 | 0.16625 | 0.15803 | 0.14126 | 0.12604
SCE | MW | Commercial | Com - Office (Small) | Lighting | No | Lighting - Plug-In Fixture (Compact Fluorescent) | 0.37729 | 0.7602 | 1.1485 | 1.5394 | 1.935 | 1.935 | 1.935 | 1.935 | 1.935 | 1.935 | 1.935 | 1.935
SCE | MW | Commercial | Com - Office (Small) | Lighting | No | Lighting - Plug-In Fixture (Induction) | 0 | 0 | 0 | 0 | 0 | 0 | 0 | 0.0488 | 0.10557 | 0.17093 | 0.24155 | 0.31645
SCE | MW | Commercial | Com - Office (Small) | Lighting | No | Lighting - Plug-In Fixture (Linear Fluorescent) | 0.6769 | 1.3939 | 2.1469 | 2.9269 | 3.7374 | 3.7374 | 3.7374 | 3.7374 | 3.7374 | 3.7374 | 3.7374 | 3.7374
SCE | MW | Commercial | Com - Office (Small) | Lighting | No | Lighting - Plug-In Fixture (PSMH with Electronic Ballast) | 0.10193 | 0.22765 | 0.35363 | 0.47984 | 0.60715 | 0.7332 | 0.85704 | 0.96298 | 1.0608 | 1.1561 | 1.2488 | 1.3403
SCE | MW | Commercial | Com - Office (Small) | Lighting | No | Lighting - Plug-In Fixture (PSMH) | 0.13689 | 0.28723 | 0.43856 | 0.59051 | 0.74404 | 0.89581 | 1.0453 | 1.1887 | 1.3249 | 1.4536 | 1.576 | 1.6946
SCE | MW | Commercial | Com - Office (Small) | SHW | No | SHW - EF Rated Instantaneous Water Heater (Electric) | 0.00038449 | 0.00083825 | 0.0013622 | 0.0019506 | 0.0026084 | 0.003319 | 0.0040745 | 0.0048825 | 0.0057276 | 0.0066247 | 0.0075566 | 0.0085268
SCE | MW | Commercial | Com - Office (Small) | SHW | No | SHW - EF Rated Storage Water Heater (Electric) | 0.00031786 | 0.00068613 | 0.00068613 | 0.00068613 | 0.00068613 | 0.00068613 | 0.00068613 | 0.00068613 | 0.00068613 | 0.00068613 | 0.00068613 | 0.00068613
SCE | MW | Commercial | Com - Office (Small) | Service | No | HVAC - Comprehensive Rooftop Unit Quality Maintenance | 7.2124e-08 | 1.4424e-07 | 2.2402e-07 | 3.1154e-07 | 4.0659e-07 | 5.0878e-07 | 6.1731e-07 | 7.3108e-07 | 8.4868e-07 | 9.6845e-07 | 1.0885e-06 | 1.1348e-06
SCE | MW | Commercial | Com - Office (Small) | Service | No | Service - HVAC Fault Detection & Diagnositics | 0.00014358 | 0.00034012 | 0.00053365 | 0.00072266 | 0.00090922 | 0.0010898 | 0.0012637 | 0.0014338 | 0.0015979 | 0.0017601 | 0.0019178 | 0.0020726
SCE | MW | Commercial | Com - Office (Small) | Service | No | Service - Retro-Commissioning (Electric) | 0.0025634 | 0.0047175 | 0.0065776 | 0.0081807 | 0.0095466 | 0.010707 | 0.0091171 | 0.0077695 | 0.0065667 | 0.0054885 | 0.0045267 | 0.0036783
SCE | MW | Commercial | Com - Office (Small) | WholeBlg | No | HVAC - Energy Management System | 9.8271e-05 | 0.00020759 | 0.00031096 | 0.0004077 | 0.00049902 | 0.0005839 | 0.00066247 | 0.00073924 | 0.00081362 | 0.00088744 | 0.00095951 | 0.0010305
SCE | MW | Commercial | Com - Office (Small) | WholeBlg | No | WholeBlg - Com NC Level 2 | 0.0080038 | 0 | 0 | 0 | 0 | 0 | 0 | 0 | 0 | 0 | 0 | 0
SCE | MW | Commercial | Com - Office (Small) | WholeBlg | No | WholeBlg - Com NC Level 3 | 0.0059 | 0.0059 | 0.0059 | 0.0059 | 0.0059 | 0.0059 | 0.0059 | 0 | 0 | 0 | 0 | 0
SCE | MW | Commercial | Com - Office (Small) | WholeBlg | No | WholeBlg - Com RET Level 1 | 0.13179 | 0.3128 | 0.54676 | 0.83778 | 1.1899 | 1.6075 | 2.0947 | 2.6555 | 3.2937 | 4.0127 | 4.8151 | 5.7032
SCE | MW | Commercial | Com - Office (Small) | WholeBlg | No | WholeBlg - Com RET Level 2 | 0.2455 | 0.58042 | 1.0122 | 1.5494 | 2.2003 | 2.9745 | 3.8806 | 4.9278 | 6.1243 | 7.4784 | 8.9958 | 10.6828
SCE | MW | Commercial | Com - Restaurant (Fast Food) | AppPlug | No | AppPlug - Computer Monitor | 0.010995 | 0.03251 | 0.053405 | 0.074754 | 0.074754 | 0.074754 | 0.06376 | 0.042244 | 0.021349 | 0 | 0 | 0
SCE | MW | Commercial | Com - Restaurant (Fast Food) | AppPlug | No | AppPlug - Desktop Computer (Com - Power Management) | 0.0096593 | 0.020035 | 0.030248 | 0.040192 | 0.049843 | 0.059058 | 0.067769 | 0.076055 | 0.083829 | 0.091246 | 0.098224 | 0.095183
SCE | MW | Commercial | Com - Restaurant (Fast Food) | AppPlug | No | AppPlug - Occupancy Sensor Plug Strip | 0.0058423 | 0.012545 | 0.019587 | 0.025207 | 0.030592 | 0.035866 | 0.040885 | 0.045948 | 0.050807 | 0.051487 | 0.051214 | 0.050538
SCE | MW | Commercial | Com - Restaurant (Fast Food) | BldgEnv | No | BldgEnv - Wall Spray On Insulation | 0.020256 | 0.039498 | 0.057779 | 0.075146 | 0.091644 | 0.10732 | 0.12221 | 0.1161 | 0.11029 | 0.10478 | 0.099538 | 0.094562
SCE | MW | Commercial | Com - Restaurant (Fast Food) | BldgEnv | No | BldgEnv - Window Film | 0.063165 | 0.12001 | 0.18135 | 0.2529 | 0.33486 | 0.42647 | 0.52521 | 0.63107 | 0.74224 | 0.85925 | 0.97899 | 1.0359
SCE | MW | Commercial | Com - Restaurant (Fast Food) | ComRefrig | No | ComRefrig - Strip Curtain for Walk In Refrigerator | 0.1887 | 0.36378 | 0.53283 | 0.69427 | 0.84535 | 0.79435 | 0.74102 | 0.67615 | 0.60083 | 0.51838 | 0.43309 | 0.34935
SCE | MW | Commercial | Com - Restaurant (Fast Food) | FoodServ | No | FoodServ - Electric Griddle | 4.1566e-05 | 8.4114e-05 | 0.00012767 | 0.00017194 | 0.00017194 | 0.00021533 | 0.00025939 | 0.00030458 | 0.00035034 | 0.00039725 | 0.00044471 | 0.00049292
SCE | MW | Commercial | Com - Restaurant (Fast Food) | FoodServ | No | FoodServ - Electric Steamer | 0.070838 | 0.14411 | 0.21987 | 0.29758 | 0.3778 | 0.45922 | 0.54148 | 0.62547 | 0.71029 | 0.79728 | 0.88541 | 0.97517
SCE | MW | Commercial | Com - Restaurant (Fast Food) | FoodServ | No | FoodServ - Fryer (Electric) | 0.0012377 | 0.002501 | 0.0037902 | 0.0050963 | 0.0064287 | 0.0077676 | 0.0091077 | 0.010463 | 0.011821 | 0.013201 | 0.01459 | 0.015994
SCE | MW | Commercial | Com - Restaurant (Fast Food) | FoodServ | No | FoodServ - Grill to Order Cabinet | 0.031709 | 0.066661 | 0.10497 | 0.14635 | 0.19116 | 0.23855 | 0.28819 | 0.34059 | 0.39501 | 0.45229 | 0.5116 | 0.57318
SCE | MW | Commercial | Com - Restaurant (Fast Food) | FoodServ | No | FoodServ - Oven (Electric) | 0.0070156 | 0.014241 | 0.021679 | 0.029273 | 0.037079 | 0.044973 | 0.052919 | 0.061004 | 0.069143 | 0.077462 | 0.085868 | 0.094406
SCE | MW | Commercial | Com - Restaurant (Fast Food) | HVAC | Yes | HVAC - Advanced Package Rooftop AC (> EER 12) - Emerging | 0 | 0 | 0.00068877 | 0.0024499 | 0.0056136 | 0.010479 | 0.017289 | 0.026284 | 0.037718 | 0.051844 | 0.068915 | 0.089194
SCE | MW | Commercial | Com - Restaurant (Fast Food) | HVAC | No | HVAC - Direct Evaporative Cooler | 0.065575 | 0.14207 | 0.23015 | 0.3303 | 0.44316 | 0.56878 | 0.70721 | 0.85879 | 1.0231 | 1.2004 | 1.39 | 1.5914
SCE | MW | Commercial | Com - Restaurant (Fast Food) | HVAC | No | HVAC - EER Rated Package Rooftop AC (EER 11) | 0.037349 | 0.080274 | 0.12899 | 0.18342 | 0.18342 | 0.18342 | 0.2529 | 0.32897 | 0.41068 | 0.49923 | 0.59326 | 0.69303
SCE | MW | Commercial | Com - Restaurant (Fast Food) | HVAC | No | HVAC - EER Rated Package Rooftop HP (EER 11) | 0.024579 | 0.052609 | 0.084132 | 0.1191 | 0.1191 | 0.1191 | 0.1191 | 0.1191 | 0.1191 | 0.1191 | 0.1191 | 0.1191
SCE | MW | Commercial | Com - Restaurant (Fast Food) | HVAC | No | HVAC - Repair Duct System | 0.23956 | 0.4608 | 0.673 | 0.87166 | 0.87166 | 0.87166 | 0.6321 | 0.41086 | 0.19866 | 0 | 0 | 0
SCE | MW | Commercial | Com - Restaurant (Fast Food) | HVAC | No | HVAC - SEER Rated Package Rooftop AC (Recharge) | 0.28827 | 0.55349 | 0.80354 | 1.035 | 0.957 | 0.87979 | 0.79527 | 0.70753 | 0.62044 | 0.53665 | 0.45851 | 0.39344
SCE | MW | Commercial | Com - Restaurant (Fast Food) | HVAC | No | HVAC - SEER Rated Package Rooftop AC (SEER 14) | 0.047816 | 0.10492 | 0.10492 | 0.10492 | 0.10492 | 0.10492 | 0.10492 | 0.10492 | 0.10492 | 0.10492 | 0.10492 | 0.10492
SCE | MW | Commercial | Com - Restaurant (Fast Food) | HVAC | No | HVAC - SEER Rated Package Rooftop AC (SEER 15) | 0.12406 | 0.27012 | 0.3484 | 0.43682 | 0.5364 | 0.64557 | 0.7637 | 0.89208 | 1.029 | 1.1766 | 1.3328 | 1.4982
SCE | MW | Commercial | Com - Restaurant (Fast Food) | HVAC | No | HVAC - SEER Rated Package Rooftop HP (SEER 14) | 0.013951 | 0.030472 | 0.030472 | 0.030472 | 0.030472 | 0.030472 | 0.030472 | 0.030472 | 0.030472 | 0.030472 | 0.030472 | 0.030472
SCE | MW | Commercial | Com - Restaurant (Fast Food) | HVAC | No | HVAC - SEER Rated Package Rooftop HP (SEER 15) | 0.051356 | 0.11235 | 0.14526 | 0.18262 | 0.22493 | 0.27141 | 0.32178 | 0.37668 | 0.43528 | 0.49863 | 0.56572 | 0.63682
SCE | MW | Commercial | Com - Restaurant (Fast Food) | HVAC | No | HVAC - SEER Rated Split System AC (SEER 14) | 0.026356 | 0.05667 | 0.091054 | 0.091054 | 0.091054 | 0.091054 | 0.091054 | 0.091054 | 0.091054 | 0.091054 | 0.091054 | 0.091054
SCE | MW | Commercial | Com - Restaurant (Fast Food) | HVAC | No | HVAC - SEER Rated Split System AC (SEER 15) | 0.0083881 | 0.019427 | 0.025893 | 0.033753 | 0.043205 | 0.054166 | 0.066647 | 0.080886 | 0.09676 | 0.11464 | 0.13432 | 0.15599
SCE | MW | Commercial | Com - Restaurant (Fast Food) | HVAC | No | HVAC - SEER Rated Split System HP (SEER 14) | 0.075023 | 0.16381 | 0.17769 | 0.19342 | 0.21119 | 0.23069 | 0.25182 | 0.27481 | 0.29935 | 0.32581 | 0.35382 | 0.38347
SCE | MW | Commercial | Com - Restaurant (Fast Food) | HVAC | No | HVAC - SEER Rated Split System HP (SEER 15) | 0.030244 | 0.066025 | 0.085276 | 0.10709 | 0.13172 | 0.15877 | 0.18808 | 0.21997 | 0.25401 | 0.29075 | 0.32964 | 0.37083
SCE | MW | Commercial | Com - Restaurant (Fast Food) | Lighting | Yes | Lighting - LED Fixture (Replacing T8) - Emerging | 0.012225 | 0.030715 | 0.058333 | 0.097605 | 0.15193 | 0.22346 | 0.31418 | 0.4287 | 0.567 | 0.73477 | 0.93131 | 1.1589
SCE | MW | Commercial | Com - Restaurant (Fast Food) | Lighting | Yes | Lighting - LED Lamp (Basic High - Indoor) - Emerging | 0.085833 | 0.21967 | 0.40222 | 0.63765 | 0.93368 | 0.98012 | 0.91881 | 0.82443 | 0.69301 | 0.43206 | 0.50547 | 0.57966
SCE | MW | Commercial | Com - Restaurant (Fast Food) | Lighting | Yes | Lighting - LED Lamp (Basic Low - Indoor) - Emerging | 0.11468 | 0.30224 | 0.54197 | 0.83984 | 1.2033 | 1.2684 | 1.184 | 1.0645 | 0.9035 | 0.59425 | 0.71876 | 0.8729
SCE | MW | Commercial | Com - Restaurant (Fast Food) | Lighting | Yes | Lighting - LED Plug-In Indoor Fixture - Emerging | 0.0093932 | 0.021392 | 0.036434 | 0.054635 | 0.076687 | 0.078143 | 0.079801 | 0.081892 | 0.084507 | 0.087744 | 0.091581 | 0.09607
SCE | MW | Commercial | Com - Restaurant (Fast Food) | Lighting | No | Lighting - Cold Cathode Lamp | 0.0062278 | 0.012673 | 0.019339 | 0.026207 | 0.033303 | 0.033303 | 0.027075 | 0.02063 | 0.013963 | 0.007096 | 0 | 0
SCE | MW | Commercial | Com - Restaurant (Fast Food) | Lighting | No | Lighting - Compact Fluorescent Fixture (Indoor) | 0.57558 | 1.1875 | 1.8369 | 2.5217 | 3.2441 | 2.6686 | 2.0566 | 1.4072 | 0.72244 | 0 | 0 | 0
SCE | MW | Commercial | Com - Restaurant (Fast Food) | Lighting | No | Lighting - Compact Fluorescent Lamp (Basic High - Indoor) | 0 | 0.018427 | 0.061581 | 0.13352 | 0.23877 | 0.23877 | 0.22034 | 0.17719 | 0.10525 | 0 | 0 | 0
SCE | MW | Commercial | Com - Restaurant (Fast Food) | Lighting | No | Lighting - Compact Fluorescent Lamp (Basic Low - Indoor) | 2.8687 | 6.1445 | 9.8113 | 13.8165 | 18.121 | 15.2523 | 11.9766 | 8.3098 | 4.3046 | 0 | 0 | 0
SCE | MW | Commercial | Com - Restaurant (Fast Food) | Lighting | No | Lighting - Exit Fixture (LED) | 0.01233 | 0.023889 | 0.035917 | 0.047366 | 0.058143 | 0.06837 | 0.067694 | 0.067056 | 0.064961 | 0.06273 | 0.060602 | 0.058504
SCE | MW | Commercial | Com - Restaurant (Fast Food) | Lighting | No | Lighting - Halogen Lamp (A-Line) | 0.00054904 | 0.0011912 | 0.0012505 | 0.001289 | 0.0013495 | 0.0006689 | 0 | 0 | 0 | 0 | 0 | 0
SCE | MW | Commercial | Com - Restaurant (Fast Food) | Lighting | No | Lighting - Halogen Lamp (Reflector) | 0.0001672 | 0.00036099 | 0.00036669 | 0.0003654 | 0.00037078 | 0.00036955 | 0.00037519 | 0.00037517 | 0.00038094 | 0.00038462 | 0.00039271 | 0.00039889
SCE | MW | Commercial | Com - Restaurant (Fast Food) | Lighting | No | Lighting - High Bay HID to T5 | 0.0015867 | 0.0032928 | 0.0051885 | 0.0072678 | 0.0095301 | 0.013473 | 0.017662 | 0.022162 | 0.026923 | 0.031953 | 0.037174 | 0.042552
SCE | MW | Commercial | Com - Restaurant (Fast Food) | Lighting | No | Lighting - Induction Fixture (Indoor) | 0.0062115 | 0.012566 | 0.019072 | 0.02568 | 0.032454 | 0.039272 | 0.046106 | 0.053045 | 0.060008 | 0.067123 | 0.0743 | 0.081584
SCE | MW | Commercial | Com - Restaurant (Fast Food) | Lighting | No | Lighting - Induction Fixture (Outdoor) | 0.0019581 | 0.0046028 | 0.0072443 | 0.0099159 | 0.012635 | 0.015355 | 0.018063 | 0.020794 | 0.023517 | 0.02628 | 0.029051 | 0.031846
SCE | MW | Commercial | Com - Restaurant (Fast Food) | Lighting | No | Lighting - Linear Fluorescent Delamping | 0.0017091 | 0.0034422 | 0.0055383 | 0.0080062 | 0.010811 | 0 | 0 | 0 | 0 | 0 | 0 | 0
SCE | MW | Commercial | Com - Restaurant (Fast Food) | Lighting | No | Lighting - Linear Fluorescent Fixture (Low Wattage T8) | 0.0623 | 0.13688 | 0.2234 | 0.32057 | 0.42849 | 0.54408 | 0.66553 | 0.793 | 0.92378 | 1.0589 | 1.1956 | 1.3337
SCE | MW | Commercial | Com - Restaurant (Fast Food) | Lighting | No | Lighting - Occupancy Sensor | 0 | 0 | 0 | 0 | 0 | 0 | 0 | 0 | 0 | 0 | 0 | 0.0077428
SCE | MW | Commercial | Com - Restaurant (Fast Food) | Lighting | No | Lighting - Plug-In Fixture (Compact Fluorescent) | 0.16122 | 0.32422 | 0.48876 | 0.65351 | 0.81947 | 0.81947 | 0.81947 | 0.81947 | 0.81947 | 0.81947 | 0.81947 | 0.81947
SCE | MW | Commercial | Com - Restaurant (Fast Food) | Lighting | No | Lighting - Plug-In Fixture (Induction) | 0.031313 | 0.063998 | 0.097694 | 0.13216 | 0.16779 | 0.20375 | 0.23982 | 0.2766 | 0.31352 | 0.35146 | 0.38976 | 0.42873
SCE | MW | Commercial | Com - Restaurant (Fast Food) | Lighting | No | Lighting - Plug-In Fixture (Linear Fluorescent) | 0.28067 | 0.58281 | 0.90339 | 1.2375 | 1.5858 | 1.5858 | 1.5858 | 1.5858 | 1.5858 | 1.5858 | 1.5858 | 1.5858
SCE | MW | Commercial | Com - Restaurant (Fast Food) | Lighting | No | Lighting - Plug-In Fixture (PSMH with Electronic Ballast) | 0.029863 | 0.063099 | 0.096492 | 0.12997 | 0.16381 | 0.19736 | 0.23052 | 0.2637 | 0.29653 | 0.3296 | 0.36251 | 0.39548
SCE | MW | Commercial | Com - Restaurant (Fast Food) | Lighting | No | Lighting - Plug-In Fixture (PSMH) | 0.037946 | 0.080244 | 0.12226 | 0.16392 | 0.20553 | 0.24635 | 0.28629 | 0.32585 | 0.36462 | 0.40329 | 0.44146 | 0.47941
SCE | MW | Commercial | Com - Restaurant (Fast Food) | SHW | No | SHW - EF Rated Instantaneous Water Heater (Electric) | 0.0006973 | 0.0015241 | 0.0024837 | 0.0035673 | 0.0047847 | 0.0061058 | 0.0075159 | 0.0090297 | 0.010618 | 0.012309 | 0.01407 | 0.015908
SCE | MW | Commercial | Com - Restaurant (Fast Food) | SHW | No | SHW - EF Rated Storage Water Heater (Electric) | 0.00056698 | 0.0012261 | 0.0012261 | 0.0012261 | 0.0012261 | 0.0012261 | 0.0012261 | 0.0012261 | 0.0012261 | 0.0012261 | 0.0012261 | 0.0012261
SCE | MW | Commercial | Com - Restaurant (Fast Food) | Service | No | HVAC - Comprehensive Rooftop Unit Quality Maintenance | 2.5641e-08 | 5.128e-08 | 7.9642e-08 | 1.1076e-07 | 1.4455e-07 | 1.8088e-07 | 2.1946e-07 | 2.5991e-07 | 3.0172e-07 | 3.443e-07 | 3.8697e-07 | 4.0343e-07
SCE | MW | Commercial | Com - Restaurant (Fast Food) | Service | No | Service - HVAC Fault Detection & Diagnositics | 5.0964e-05 | 0.0001207 | 0.0001892 | 0.00025589 | 0.00032144 | 0.00038458 | 0.00044508 | 0.00050387 | 0.00056022 | 0.0006154 | 0.0006686 | 0.0007203
SCE | MW | Commercial | Com - Restaurant (Fast Food) | Service | No | Service - Retro-Commissioning (Electric) | 0.00091135 | 0.0016772 | 0.0023385 | 0.0029084 | 0.003394 | 0.0038064 | 0.0032413 | 0.0027622 | 0.0023346 | 0.0019513 | 0.0016093 | 0.0013077
SCE | MW | Commercial | Com - Restaurant (Fast Food) | WholeBlg | No | HVAC - Energy Management System | 3.4937e-05 | 7.3804e-05 | 0.00011055 | 0.00014494 | 0.00017741 | 0.00020759 | 0.00023552 | 0.00026281 | 0.00028926 | 0.0003155 | 0.00034112 | 0.00036637
SCE | MW | Commercial | Com - Restaurant (Fast Food) | WholeBlg | No | WholeBlg - Com NC Level 2 | 0.0029393 | 0 | 0 | 0 | 0 | 0 | 0 | 0 | 0 | 0 | 0 | 0
SCE | MW | Commercial | Com - Restaurant (Fast Food) | WholeBlg | No | WholeBlg - Com NC Level 3 | 0.0019025 | 0.0019025 | 0.0019025 | 0.0019025 | 0.0019025 | 0.0019025 | 0.0019025 | 0 | 0 | 0 | 0 | 0
SCE | MW | Commercial | Com - Restaurant (Fast Food) | WholeBlg | No | WholeBlg - Com NC ZNE | 0.0031908 | 0.0087614 | 0.020988 | 0.040893 | 0.071845 | 0.1139 | 0.16694 | 0.23446 | 0.31449 | 0.41265 | 0.52467 | 0.65456
SCE | MW | Commercial | Com - Restaurant (Fast Food) | WholeBlg | No | WholeBlg - Com RET Level 1 | 0.04928 | 0.13109 | 0.24779 | 0.40222 | 0.59742 | 0.83669 | 1.1233 | 1.4607 | 1.8521 | 2.3004 | 2.7592 | 3.2484
SCE | MW | Commercial | Com - Restaurant (Fast Food) | WholeBlg | No | WholeBlg - Com RET Level 2 | 0.25271 | 0.5799 | 0.98963 | 1.4905 | 2.0909 | 2.7996 | 3.6253 | 4.5763 | 5.6603 | 6.8843 | 8.2533 | 9.7702
SCE | MW | Commercial | Com - Restaurant (Sit Down) | AppPlug | No | AppPlug - Computer Monitor | 0.010995 | 0.03251 | 0.053405 | 0.074754 | 0.074754 | 0.074754 | 0.06376 | 0.042244 | 0.021349 | 0 | 0 | 0
SCE | MW | Commercial | Com - Restaurant (Sit Down) | AppPlug | No | AppPlug - Desktop Computer (Com - Power Management) | 0.0096593 | 0.020035 | 0.030248 | 0.040192 | 0.049843 | 0.059058 | 0.067769 | 0.076055 | 0.083829 | 0.091246 | 0.098224 | 0.095183
SCE | MW | Commercial | Com - Restaurant (Sit Down) | AppPlug | No | AppPlug - Occupancy Sensor Plug Strip | 0.0058423 | 0.012545 | 0.019587 | 0.025207 | 0.030592 | 0.035866 | 0.040885 | 0.045948 | 0.050807 | 0.051487 | 0.051214 | 0.050538
SCE | MW | Commercial | Com - Restaurant (Sit Down) | BldgEnv | No | BldgEnv - Wall Spray On Insulation | 0.02053 | 0.040034 | 0.058563 | 0.076165 | 0.092887 | 0.10877 | 0.12387 | 0.11767 | 0.11179 | 0.1062 | 0.10089 | 0.095845
SCE | MW | Commercial | Com - Restaurant (Sit Down) | BldgEnv | No | BldgEnv - Window Film | 0.20353 | 0.39689 | 0.60097 | 0.82116 | 1.0587 | 1.3123 | 1.5775 | 1.8522 | 2.1318 | 2.4146 | 2.6945 | 2.7627
SCE | MW | Commercial | Com - Restaurant (Sit Down) | ComRefrig | No | ComRefrig - Refrigerated Case Night Cover (Low Temp) | 0.019684 | 0.040341 | 0.06482 | 0.093669 | 0.1272 | 0.16548 | 0.18844 | 0.21386 | 0.23749 | 0.25699 | 0.27008 | 0.27497
SCE | MW | Commercial | Com - Restaurant (Sit Down) | ComRefrig | No | ComRefrig - Strip Curtain for Walk In Refrigerator | 0.1887 | 0.36378 | 0.53283 | 0.69427 | 0.84535 | 0.79435 | 0.74102 | 0.67615 | 0.60083 | 0.51838 | 0.43309 | 0.34935
SCE | MW | Commercial | Com - Restaurant (Sit Down) | FoodServ | No | FoodServ - Electric Griddle | 4.1565e-05 | 8.411e-05 | 0.00012766 | 0.00017192 | 0.00017192 | 0.0002153 | 0.00025932 | 0.00030448 | 0.0003502 | 0.00039705 | 0.00044445 | 0.00049258
SCE | MW | Commercial | Com - Restaurant (Sit Down) | FoodServ | No | FoodServ - Electric Steamer | 0.070836 | 0.1441 | 0.21986 | 0.29755 | 0.37773 | 0.45911 | 0.54131 | 0.62524 | 0.70997 | 0.79686 | 0.88487 | 0.97447
SCE | MW | Commercial | Com - Restaurant (Sit Down) | FoodServ | No | FoodServ - Fryer (Electric) | 0.0012377 | 0.0025009 | 0.00379 | 0.0050958 | 0.0064276 | 0.0077658 | 0.0091052 | 0.01046 | 0.011816 | 0.013195 | 0.014582 | 0.015984
SCE | MW | Commercial | Com - Restaurant (Sit Down) | FoodServ | No | FoodServ - Oven (Electric) | 0.0070154 | 0.01424 | 0.021677 | 0.02927 | 0.037073 | 0.044962 | 0.052903 | 0.060982 | 0.069112 | 0.077422 | 0.085816 | 0.09434
SCE | MW | Commercial | Com - Restaurant (Sit Down) | HVAC | Yes | HVAC - Advanced Package Rooftop AC (> EER 12) - Emerging | 0 | 0 | 0.00064877 | 0.0022888 | 0.0052067 | 0.0096614 | 0.015881 | 0.024087 | 0.034519 | 0.047409 | 0.062991 | 0.081505
SCE | MW | Commercial | Com - Restaurant (Sit Down) | HVAC | No | HVAC - Direct Evaporative Cooler | 0.04372 | 0.094786 | 0.15377 | 0.22111 | 0.29738 | 0.3827 | 0.47722 | 0.58129 | 0.69472 | 0.81785 | 0.95022 | 1.0916
SCE | MW | Commercial | Com - Restaurant (Sit Down) | HVAC | No | HVAC - EER Rated Package Rooftop AC (EER 11) | 0.029287 | 0.062945 | 0.10114 | 0.14384 | 0.19162 | 0.24388 | 0.30035 | 0.36167 | 0.42706 | 0.49755 | 0.57215 | 0.65114
SCE | MW | Commercial | Com - Restaurant (Sit Down) | HVAC | No | HVAC - EER Rated Package Rooftop HP (EER 11) | 0.018696 | 0.04001 | 0.063969 | 0.09054 | 0.09054 | 0.09054 | 0.09054 | 0.09054 | 0.09054 | 0.09054 | 0.09054 | 0.09054
SCE | MW | Commercial | Com - Restaurant (Sit Down) | HVAC | No | HVAC - Repair Duct System | 0.15511 | 0.29866 | 0.43669 | 0.56616 | 0.56616 | 0.56616 | 0.41105 | 0.2675 | 0.12947 | 0 | 0 | 0
SCE | MW | Commercial | Com - Restaurant (Sit Down) | HVAC | No | HVAC - SEER Rated Package Rooftop AC (Recharge) | 0.23317 | 0.44783 | 0.65034 | 0.8379 | 0.77518 | 0.71298 | 0.64474 | 0.57379 | 0.50331 | 0.43545 | 0.37197 | 0.31909
SCE | MW | Commercial | Com - Restaurant (Sit Down) | HVAC | No | HVAC - SEER Rated Package Rooftop AC (SEER 14) | 0.037136 | 0.081417 | 0.081417 | 0.081417 | 0.081417 | 0.081417 | 0.081417 | 0.081417 | 0.081417 | 0.081417 | 0.081417 | 0.081417
SCE | MW | Commercial | Com - Restaurant (Sit Down) | HVAC | No | HVAC - SEER Rated Package Rooftop AC (SEER 15) | 0.090319 | 0.19667 | 0.25367 | 0.31808 | 0.39065 | 0.47023 | 0.55637 | 0.65001 | 0.74993 | 0.85766 | 0.97169 | 1.0924
SCE | MW | Commercial | Com - Restaurant (Sit Down) | HVAC | No | HVAC - SEER Rated Package Rooftop HP (SEER 14) | 0.010351 | 0.022601 | 0.022601 | 0.022601 | 0.022601 | 0.022601 | 0.022601 | 0.022601 | 0.022601 | 0.022601 | 0.022601 | 0.022601
SCE | MW | Commercial | Com - Restaurant (Sit Down) | HVAC | No | HVAC - SEER Rated Package Rooftop HP (SEER 15) | 0.038072 | 0.083212 | 0.10754 | 0.13515 | 0.16638 | 0.2007 | 0.23791 | 0.27846 | 0.32176 | 0.36853 | 0.41807 | 0.47057
SCE | MW | Commercial | Com - Restaurant (Sit Down) | HVAC | No | HVAC - SEER Rated Split System AC (SEER 14) | 0.016555 | 0.035548 | 0.057021 | 0.057021 | 0.057021 | 0.057021 | 0.057021 | 0.057021 | 0.057021 | 0.057021 | 0.057021 | 0.057021
SCE | MW | Commercial | Com - Restaurant (Sit Down) | HVAC | No | HVAC - SEER Rated Split System AC (SEER 15) | 0.0060208 | 0.013939 | 0.018571 | 0.024193 | 0.03094 | 0.03875 | 0.047622 | 0.05772 | 0.068951 | 0.081562 | 0.095417 | 0.11062
SCE | MW | Commercial | Com - Restaurant (Sit Down) | HVAC | No | HVAC - SEER Rated Split System HP (SEER 14) | 0.0488 | 0.10652 | 0.11554 | 0.12576 | 0.13731 | 0.14998 | 0.16372 | 0.17867 | 0.19462 | 0.21183 | 0.23005 | 0.24933
SCE | MW | Commercial | Com - Restaurant (Sit Down) | HVAC | No | HVAC - SEER Rated Split System HP (SEER 15) | 0.020536 | 0.044816 | 0.057873 | 0.072663 | 0.089362 | 0.1077 | 0.12757 | 0.14919 | 0.17226 | 0.19716 | 0.22352 | 0.25142
SCE | MW | Commercial | Com - Restaurant (Sit Down) | Lighting | Yes | Lighting - LED Fixture (Replacing T8) - Emerging | 0.012012 | 0.030172 | 0.057288 | 0.095828 | 0.14913 | 0.21928 | 0.30818 | 0.42039 | 0.55584 | 0.72015 | 0.91258 | 1.1354
SCE | MW | Commercial | Com - Restaurant (Sit Down) | Lighting | Yes | Lighting - LED Lamp (Basic High - Indoor) - Emerging | 0.084989 | 0.21751 | 0.39827 | 0.63137 | 0.92443 | 0.97041 | 0.90967 | 0.81619 | 0.68604 | 0.42766 | 0.50028 | 0.57367
SCE | MW | Commercial | Com - Restaurant (Sit Down) | Lighting | Yes | Lighting - LED Lamp (Basic Low - Indoor) - Emerging | 0.114 | 0.29999 | 0.53767 | 0.83286 | 1.1928 | 1.2574 | 1.1735 | 1.0548 | 0.89508 | 0.58808 | 0.71098 | 0.86311
SCE | MW | Commercial | Com - Restaurant (Sit Down) | Lighting | Yes | Lighting - LED Plug-In Indoor Fixture - Emerging | 0.0093522 | 0.021301 | 0.036275 | 0.054389 | 0.076325 | 0.077774 | 0.079421 | 0.081502 | 0.084102 | 0.08732 | 0.091133 | 0.095592
SCE | MW | Commercial | Com - Restaurant (Sit Down) | Lighting | No | Lighting - Cold Cathode Lamp | 0.0062388 | 0.012692 | 0.019364 | 0.026235 | 0.033333 | 0.033333 | 0.027094 | 0.020641 | 0.013969 | 0.0070978 | 0 | 0
SCE | MW | Commercial | Com - Restaurant (Sit Down) | Lighting | No | Lighting - Compact Fluorescent Fixture (Indoor) | 0.56918 | 1.1745 | 1.8171 | 2.4948 | 3.21 | 2.6408 | 2.0355 | 1.3929 | 0.71518 | 0 | 0 | 0
SCE | MW | Commercial | Com - Restaurant (Sit Down) | Lighting | No | Lighting - Compact Fluorescent Lamp (Basic High - Indoor) | 0 | 0.018181 | 0.060757 | 0.13175 | 0.23563 | 0.23563 | 0.21745 | 0.17487 | 0.10388 | 0 | 0 | 0
SCE | MW | Commercial | Com - Restaurant (Sit Down) | Lighting | No | Lighting - Compact Fluorescent Lamp (Basic Low - Indoor) | 2.8388 | 6.0798 | 9.7073 | 13.6693 | 17.9272 | 15.0885 | 11.8475 | 8.2199 | 4.2579 | 0 | 0 | 0
SCE | MW | Commercial | Com - Restaurant (Sit Down) | Lighting | No | Lighting - Exit Fixture (LED) | 0.012851 | 0.024899 | 0.037379 | 0.049253 | 0.060424 | 0.071021 | 0.070252 | 0.069522 | 0.067327 | 0.06503 | 0.062844 | 0.060693
SCE | MW | Commercial | Com - Restaurant (Sit Down) | Lighting | No | Lighting - Halogen Lamp (A-Line) | 0.00054918 | 0.0011923 | 0.0012513 | 0.0012896 | 0.00135 | 0.0006686 | 0 | 0 | 0 | 0 | 0 | 0
SCE | MW | Commercial | Com - Restaurant (Sit Down) | Lighting | No | Lighting - Halogen Lamp (Reflector) | 0.00016665 | 0.00036004 | 0.00036577 | 0.00036456 | 0.00036993 | 0.00036873 | 0.00037438 | 0.00037439 | 0.00038014 | 0.00038333 | 0.00039144 | 0.00039777
SCE | MW | Commercial | Com - Restaurant (Sit Down) | Lighting | No | Lighting - High Bay HID to T5 | 0.0015377 | 0.0031945 | 0.0050366 | 0.007058 | 0.0092587 | 0.013089 | 0.017164 | 0.021542 | 0.026178 | 0.031077 | 0.036165 | 0.041408
SCE | MW | Commercial | Com - Restaurant (Sit Down) | Lighting | No | Lighting - Induction Fixture (Indoor) | 0.006353 | 0.012852 | 0.019507 | 0.026267 | 0.033196 | 0.040171 | 0.047161 | 0.054259 | 0.061381 | 0.068658 | 0.075999 | 0.083448
SCE | MW | Commercial | Com - Restaurant (Sit Down) | Lighting | No | Lighting - Induction Fixture (Outdoor) | 0.0019581 | 0.0046028 | 0.0072443 | 0.0099159 | 0.012635 | 0.015355 | 0.018063 | 0.020794 | 0.023517 | 0.02628 | 0.029051 | 0.031846
SCE | MW | Commercial | Com - Restaurant (Sit Down) | Lighting | No | Lighting - Linear Fluorescent Delamping | 0.0017167 | 0.0034575 | 0.0055631 | 0.0080423 | 0.01086 | 0 | 0 | 0 | 0 | 0 | 0 | 0
SCE | MW | Commercial | Com - Restaurant (Sit Down) | Lighting | No | Lighting - Linear Fluorescent Fixture (Low Wattage T8) | 0.06091 | 0.13383 | 0.21843 | 0.31342 | 0.41892 | 0.53187 | 0.65048 | 0.77495 | 0.90259 | 1.0345 | 1.1678 | 1.3025
SCE | MW | Commercial | Com - Restaurant (Sit Down) | Lighting | No | Lighting - Occupancy Sensor | 0 | 0 | 0 | 0 | 0 | 0 | 0 | 0 | 0 | 0 | 0.0086894 | 0.017789
SCE | MW | Commercial | Com - Restaurant (Sit Down) | Lighting | No | Lighting - Plug-In Fixture (Compact Fluorescent) | 0.15964 | 0.32102 | 0.4839 | 0.64698 | 0.81123 | 0.81123 | 0.81123 | 0.81123 | 0.81123 | 0.81123 | 0.81123 | 0.81123
SCE | MW | Commercial | Com - Restaurant (Sit Down) | Lighting | No | Lighting - Plug-In Fixture (Induction) | 0.030869 | 0.063136 | 0.096403 | 0.13043 | 0.1656 | 0.20108 | 0.23666 | 0.27293 | 0.30933 | 0.34671 | 0.38446 | 0.42285
SCE | MW | Commercial | Com - Restaurant (Sit Down) | Lighting | No | Lighting - Plug-In Fixture (Linear Fluorescent) | 0.27575 | 0.57274 | 0.88795 | 1.2164 | 1.559 | 1.559 | 1.559 | 1.559 | 1.559 | 1.559 | 1.559 | 1.559
SCE | MW | Commercial | Com - Restaurant (Sit Down) | Lighting | No | Lighting - Plug-In Fixture (PSMH with Electronic Ballast) | 0.029369 | 0.062052 | 0.094889 | 0.1278 | 0.16107 | 0.19405 | 0.22661 | 0.2592 | 0.29143 | 0.3239 | 0.35621 | 0.38857
SCE | MW | Commercial | Com - Restaurant (Sit Down) | Lighting | No | Lighting - Plug-In Fixture (PSMH) | 0.037241 | 0.078747 | 0.11998 | 0.16086 | 0.20169 | 0.24174 | 0.28091 | 0.3197 | 0.35771 | 0.39563 | 0.43305 | 0.47025
SCE | MW | Commercial | Com - Restaurant (Sit Down) | SHW | No | SHW - EF Rated Instantaneous Water Heater (Electric) | 0.00023893 | 0.00052139 | 0.00084809 | 0.0012156 | 0.0016271 | 0.0020721 | 0.0025459 | 0.0030532 | 0.0035842 | 0.0041484 | 0.0047348 | 0.0053458
SCE | MW | Commercial | Com - Restaurant (Sit Down) | SHW | No | SHW - EF Rated Storage Water Heater (Electric) | 0.00019445 | 0.00041994 | 0.00041994 | 0.00041994 | 0.00041994 | 0.00041994 | 0.00041994 | 0.00041994 | 0.00041994 | 0.00041994 | 0.00041994 | 0.00041994
SCE | MW | Commercial | Com - Restaurant (Sit Down) | Service | No | HVAC - Comprehensive Rooftop Unit Quality Maintenance | 2.5641e-08 | 5.128e-08 | 7.9642e-08 | 1.1076e-07 | 1.4455e-07 | 1.8088e-07 | 2.1946e-07 | 2.5991e-07 | 3.0172e-07 | 3.443e-07 | 3.8697e-07 | 4.0343e-07
SCE | MW | Commercial | Com - Restaurant (Sit Down) | Service | No | Service - HVAC Fault Detection & Diagnositics | 5.0964e-05 | 0.0001207 | 0.0001892 | 0.00025589 | 0.00032144 | 0.00038458 | 0.00044508 | 0.00050387 | 0.00056022 | 0.0006154 | 0.0006686 | 0.0007203
SCE | MW | Commercial | Com - Restaurant (Sit Down) | Service | No | Service - Retro-Commissioning (Electric) | 0.00091135 | 0.0016772 | 0.0023385 | 0.0029084 | 0.003394 | 0.0038064 | 0.0032413 | 0.0027622 | 0.0023346 | 0.0019513 | 0.0016093 | 0.0013077
SCE | MW | Commercial | Com - Restaurant (Sit Down) | WholeBlg | No | HVAC - Energy Management System | 3.4937e-05 | 7.3804e-05 | 0.00011055 | 0.00014494 | 0.00017741 | 0.00020759 | 0.00023552 | 0.00026281 | 0.00028926 | 0.0003155 | 0.00034112 | 0.00036637
SCE | MW | Commercial | Com - Restaurant (Sit Down) | WholeBlg | No | WholeBlg - Com NC Level 2 | 0.0029393 | 0 | 0 | 0 | 0 | 0 | 0 | 0 | 0 | 0 | 0 | 0
SCE | MW | Commercial | Com - Restaurant (Sit Down) | WholeBlg | No | WholeBlg - Com NC Level 3 | 0.0019025 | 0.0019025 | 0.0019025 | 0.0019025 | 0.0019025 | 0.0019025 | 0.0019025 | 0 | 0 | 0 | 0 | 0
SCE | MW | Commercial | Com - Restaurant (Sit Down) | WholeBlg | No | WholeBlg - Com NC ZNE | 0.0031908 | 0.0087614 | 0.020988 | 0.040893 | 0.071845 | 0.1139 | 0.16694 | 0.23446 | 0.31449 | 0.41265 | 0.52467 | 0.65456
SCE | MW | Commercial | Com - Restaurant (Sit Down) | WholeBlg | No | WholeBlg - Com RET Level 1 | 0.046801 | 0.12492 | 0.23684 | 0.38551 | 0.57406 | 0.80588 | 1.0844 | 1.413 | 1.7951 | 2.1869 | 2.6068 | 3.0547
SCE | MW | Commercial | Com - Restaurant (Sit Down) | WholeBlg | No | WholeBlg - Com RET Level 2 | 0.26789 | 0.61551 | 1.0517 | 1.586 | 2.2277 | 2.9866 | 3.8725 | 4.8948 | 6.0622 | 7.3826 | 8.8618 | 10.5041
SCE | MW | Commercial | Com - Retail (Large Multi Level) | AppPlug | No | AppPlug - Computer Monitor | 0.040593 | 0.12002 | 0.19718 | 0.27603 | 0.27603 | 0.27603 | 0.23544 | 0.15601 | 0.078851 | 0 | 0 | 0
SCE | MW | Commercial | Com - Retail (Large Multi Level) | AppPlug | No | AppPlug - Desktop Computer (Com - Power Management) | 0.035654 | 0.073961 | 0.11169 | 0.14844 | 0.18414 | 0.21825 | 0.25051 | 0.28122 | 0.31006 | 0.3376 | 0.36372 | 0.35292
SCE | MW | Commercial | Com - Retail (Large Multi Level) | AppPlug | No | AppPlug - Occupancy Sensor Plug Strip | 0.021565 | 0.046314 | 0.07233 | 0.093111 | 0.11304 | 0.13258 | 0.15118 | 0.16996 | 0.18799 | 0.19061 | 0.18987 | 0.18768
SCE | MW | Commercial | Com - Retail (Large Multi Level) | BldgEnv | No | BldgEnv - Wall Spray On Insulation | 0.072788 | 0.14194 | 0.20763 | 0.27003 | 0.32932 | 0.38564 | 0.43915 | 0.41719 | 0.39633 | 0.37651 | 0.35769 | 0.3398
SCE | MW | Commercial | Com - Retail (Large Multi Level) | BldgEnv | No | BldgEnv - Window Film | 0.17219 | 0.32888 | 0.49577 | 0.67998 | 0.88285 | 1.1032 | 1.3362 | 1.5811 | 1.8341 | 2.0951 | 2.358 | 2.4457
SCE | MW | Commercial | Com - Retail (Large Multi Level) | FoodServ | No | FoodServ - Electric Steamer | 0.0038132 | 0.0077577 | 0.011838 | 0.016023 | 0.020344 | 0.024729 | 0.029159 | 0.033682 | 0.03825 | 0.042933 | 0.047692 | 0.05254
SCE | MW | Commercial | Com - Retail (Large Multi Level) | FoodServ | No | FoodServ - Oven (Electric) | 0.016647 | 0.033794 | 0.051449 | 0.06948 | 0.088014 | 0.10675 | 0.12562 | 0.14481 | 0.16413 | 0.18388 | 0.20388 | 0.22421
SCE | MW | Commercial | Com - Retail (Large Multi Level) | HVAC | Yes | HVAC - Advanced Package Rooftop AC (> EER 12) - Emerging | 0 | 0 | 0.00091592 | 0.0032531 | 0.0074314 | 0.013825 | 0.022762 | 0.03456 | 0.049556 | 0.068084 | 0.090472 | 0.11706
SCE | MW | Commercial | Com - Retail (Large Multi Level) | HVAC | No | HVAC - Chiller (Centrifugal) | 0.031271 | 0.06833 | 0.11142 | 0.16066 | 0.21176 | 0.26889 | 0.33203 | 0.40106 | 0.47589 | 0.55627 | 0.64202 | 0.73286
SCE | MW | Commercial | Com - Retail (Large Multi Level) | HVAC | No | HVAC - Chiller (Reciprocating) | 0.052945 | 0.11648 | 0.19098 | 0.27619 | 0.37314 | 0.48025 | 0.59684 | 0.72414 | 0.86036 | 1.0075 | 1.1635 | 1.3287
SCE | MW | Commercial | Com - Retail (Large Multi Level) | HVAC | No | HVAC - EER Rated Package Rooftop AC (EER 11) | 0.05582 | 0.12009 | 0.19324 | 0.27521 | 0.36732 | 0.4684 | 0.57799 | 0.69735 | 0.82497 | 0.9629 | 1.1092 | 1.2642
SCE | MW | Commercial | Com - Retail (Large Multi Level) | HVAC | No | HVAC - EER Rated Package Rooftop HP (EER 11) | 0.031937 | 0.068264 | 0.10904 | 0.15421 | 0.15421 | 0.15421 | 0.15421 | 0.15421 | 0.15421 | 0.15421 | 0.16134 | 0.16881
SCE | MW | Commercial | Com - Retail (Large Multi Level) | HVAC | No | HVAC - Repair Duct System | 0.26847 | 0.51707 | 0.75626 | 0.98073 | 0.98073 | 0.98073 | 0.71226 | 0.46365 | 0.22446 | 0 | 0 | 0
SCE | MW | Commercial | Com - Retail (Large Multi Level) | HVAC | No | HVAC - SEER Rated Package Rooftop AC (Recharge) | 0.40221 | 0.77286 | 1.1229 | 1.4473 | 1.34 | 1.2333 | 1.1158 | 0.99334 | 0.87144 | 0.75398 | 0.6438 | 0.55196
SCE | MW | Commercial | Com - Retail (Large Multi Level) | HVAC | No | HVAC - SEER Rated Package Rooftop AC (SEER 14) | 0.057293 | 0.12546 | 0.12546 | 0.12546 | 0.12546 | 0.12546 | 0.12546 | 0.12546 | 0.12546 | 0.12546 | 0.12546 | 0.12546
SCE | MW | Commercial | Com - Retail (Large Multi Level) | HVAC | No | HVAC - SEER Rated Package Rooftop AC (SEER 15) | 0.14991 | 0.32627 | 0.42082 | 0.52775 | 0.64825 | 0.78053 | 0.9239 | 1.0798 | 1.2464 | 1.426 | 1.6165 | 1.8182
SCE | MW | Commercial | Com - Retail (Large Multi Level) | HVAC | No | HVAC - SEER Rated Package Rooftop HP (SEER 14) | 0.018231 | 0.039833 | 0.039833 | 0.039833 | 0.039833 | 0.039833 | 0.039833 | 0.039833 | 0.039833 | 0.039833 | 0.039833 | 0.039833
SCE | MW | Commercial | Com - Retail (Large Multi Level) | HVAC | No | HVAC - SEER Rated Package Rooftop HP (SEER 15) | 0.067371 | 0.14749 | 0.19084 | 0.24017 | 0.29617 | 0.35786 | 0.42486 | 0.49804 | 0.57634 | 0.66117 | 0.75128 | 0.84699
SCE | MW | Commercial | Com - Retail (Large Multi Level) | HVAC | No | HVAC - SEER Rated Split System AC (SEER 14) | 0.031484 | 0.06846 | 0.11121 | 0.11121 | 0.11121 | 0.11121 | 0.11121 | 0.11121 | 0.11121 | 0.11121 | 0.11121 | 0.11121
SCE | MW | Commercial | Com - Retail (Large Multi Level) | HVAC | No | HVAC - SEER Rated Split System AC (SEER 15) | 0.014295 | 0.033554 | 0.045043 | 0.059222 | 0.076499 | 0.096771 | 0.1201 | 0.14701 | 0.1773 | 0.21174 | 0.25004 | 0.29253
SCE | MW | Commercial | Com - Retail (Large Multi Level) | HVAC | No | HVAC - SEER Rated Split System HP (SEER 14) | 0.088416 | 0.19311 | 0.20951 | 0.22811 | 0.24915 | 0.27228 | 0.29736 | 0.32468 | 0.35387 | 0.38538 | 0.41879 | 0.45419
SCE | MW | Commercial | Com - Retail (Large Multi Level) | HVAC | No | HVAC - SEER Rated Split System HP (SEER 15) | 0.036491 | 0.079672 | 0.10293 | 0.12932 | 0.15917 | 0.19199 | 0.22758 | 0.26637 | 0.30781 | 0.3526 | 0.40011 | 0.45049
SCE | MW | Commercial | Com - Retail (Large Multi Level) | Lighting | Yes | Lighting - LED Fixture (Replacing T8) - Emerging | 0.039827 | 0.099521 | 0.19 | 0.32087 | 0.50556 | 0.75336 | 1.0729 | 1.4837 | 1.9857 | 2.603 | 3.3344 | 4.1909
SCE | MW | Commercial | Com - Retail (Large Multi Level) | Lighting | Yes | Lighting - LED Lamp (Basic High - Indoor) - Emerging | 0.013772 | 0.03693 | 0.069365 | 0.10986 | 0.15966 | 0.1673 | 0.15597 | 0.13775 | 0.11351 | 0.06843 | 0.080418 | 0.096052
SCE | MW | Commercial | Com - Retail (Large Multi Level) | Lighting | Yes | Lighting - LED Lamp (Basic Low - Indoor) - Emerging | 0.057146 | 0.14385 | 0.24642 | 0.364 | 0.49864 | 0.52163 | 0.48139 | 0.44466 | 0.41086 | 0.32148 | 0.40545 | 0.50245
SCE | MW | Commercial | Com - Retail (Large Multi Level) | Lighting | Yes | Lighting - LED Plug-In Indoor Fixture - Emerging | 0.02663 | 0.060556 | 0.10306 | 0.15455 | 0.21699 | 0.22113 | 0.22585 | 0.2318 | 0.23926 | 0.24854 | 0.25959 | 0.27255
SCE | MW | Commercial | Com - Retail (Large Multi Level) | Lighting | No | Lighting - Cold Cathode Lamp | 0.013726 | 0.027825 | 0.042333 | 0.057213 | 0.07255 | 0.07255 | 0.07255 | 0.058824 | 0.044726 | 0.030217 | 0.015337 | 0
SCE | MW | Commercial | Com - Retail (Large Multi Level) | Lighting | No | Lighting - Compact Fluorescent Fixture (Indoor) | 2.0003 | 4.118 | 6.3569 | 8.7112 | 11.1884 | 9.1881 | 7.0704 | 4.8315 | 2.4772 | 0 | 0 | 0
SCE | MW | Commercial | Com - Retail (Large Multi Level) | Lighting | No | Lighting - Compact Fluorescent Lamp (Basic High - Indoor) | 0.39614 | 0.86091 | 1.391 | 1.9804 | 2.6236 | 2.2275 | 1.7627 | 1.2326 | 0.64321 | 0 | 0 | 0
SCE | MW | Commercial | Com - Retail (Large Multi Level) | Lighting | No | Lighting - Compact Fluorescent Lamp (Basic Low - Indoor) | 2.6178 | 5.2563 | 7.9269 | 10.6229 | 13.3518 | 10.7341 | 8.0955 | 5.4249 | 2.7289 | 0 | 0 | 0
SCE | MW | Commercial | Com - Retail (Large Multi Level) | Lighting | No | Lighting - Exit Fixture (LED) | 0.049487 | 0.095881 | 0.14348 | 0.18872 | 0.23125 | 0.27153 | 0.26805 | 0.26471 | 0.25617 | 0.24757 | 0.23943 | 0.23144
SCE | MW | Commercial | Com - Retail (Large Multi Level) | Lighting | No | Lighting - Halogen Lamp (A-Line) | 0.0020279 | 0.0044081 | 0.0046243 | 0.0047645 | 0.0049861 | 0.0024657 | 0 | 0 | 0 | 0 | 0 | 0
SCE | MW | Commercial | Com - Retail (Large Multi Level) | Lighting | No | Lighting - Halogen Lamp (Reflector) | 0.00061134 | 0.0013224 | 0.0013437 | 0.0013398 | 0.0013596 | 0.0013554 | 0.0013763 | 0.0013766 | 0.0013977 | 0.001406 | 0.0014361 | 0.0014605
SCE | MW | Commercial | Com - Retail (Large Multi Level) | Lighting | No | Lighting - High Bay HID to T5 | 0.079487 | 0.18835 | 0.29558 | 0.40036 | 0.50385 | 0.68038 | 0.88145 | 1.0789 | 1.2708 | 1.4604 | 1.6445 | 1.8236
SCE | MW | Commercial | Com - Retail (Large Multi Level) | Lighting | No | Lighting - Induction Fixture (Indoor) | 0.025881 | 0.052801 | 0.080779 | 0.10957 | 0.13943 | 0.1698 | 0.2005 | 0.23192 | 0.26366 | 0.29629 | 0.32941 | 0.36318
SCE | MW | Commercial | Com - Retail (Large Multi Level) | Lighting | No | Lighting - Induction Fixture (Outdoor) | 0.0072279 | 0.01699 | 0.02674 | 0.036602 | 0.046641 | 0.056681 | 0.066679 | 0.076763 | 0.086818 | 0.097023 | 0.10726 | 0.11759
SCE | MW | Commercial | Com - Retail (Large Multi Level) | Lighting | No | Lighting - Linear Fluorescent Delamping | 0.0035186 | 0.0070889 | 0.01139 | 0.016441 | 0.016441 | 0 | 0 | 0 | 0 | 0 | 0 | 0
SCE | MW | Commercial | Com - Retail (Large Multi Level) | Lighting | No | Lighting - Linear Fluorescent Fixture (Low Wattage T8) | 0.49412 | 1.0574 | 1.6834 | 2.3594 | 3.084 | 3.8362 | 4.6051 | 5.3929 | 6.1855 | 6.9911 | 7.7965 | 8.6027
SCE | MW | Commercial | Com - Retail (Large Multi Level) | Lighting | No | Lighting - Low Bay HID to T5 | 0 | 0 | 0.014889 | 0.029558 | 0.043648 | 0.057346 | 0.070581 | 0.089132 | 0.10717 | 0.12487 | 0.14213 | 0.15903
SCE | MW | Commercial | Com - Retail (Large Multi Level) | Lighting | No | Lighting - Plug-In Fixture (Compact Fluorescent) | 0.47139 | 0.94816 | 1.4297 | 1.9124 | 2.399 | 2.399 | 2.399 | 2.399 | 2.399 | 2.399 | 2.399 | 2.399
SCE | MW | Commercial | Com - Retail (Large Multi Level) | Lighting | No | Lighting - Plug-In Fixture (Induction) | 0 | 0 | 0 | 0.063657 | 0.13729 | 0.21894 | 0.30551 | 0.39675 | 0.49022 | 0.58753 | 0.68677 | 0.78844
SCE | MW | Commercial | Com - Retail (Large Multi Level) | Lighting | No | Lighting - Plug-In Fixture (Linear Fluorescent) | 0.7982 | 1.6599 | 2.5759 | 3.5318 | 4.5295 | 4.5295 | 4.5295 | 4.5295 | 4.5295 | 4.5295 | 4.5295 | 4.5295
SCE | MW | Commercial | Com - Retail (Large Multi Level) | Lighting | No | Lighting - Plug-In Fixture (PSMH with Electronic Ballast) | 0.1148 | 0.25258 | 0.39098 | 0.51065 | 0.62151 | 0.72789 | 0.83071 | 0.9322 | 1.0318 | 1.1316 | 1.2307 | 1.3298
SCE | MW | Commercial | Com - Retail (Large Multi Level) | Lighting | No | Lighting - Plug-In Fixture (PSMH) | 0.15293 | 0.31286 | 0.47363 | 0.62565 | 0.77653 | 0.91742 | 1.0509 | 1.1803 | 1.3054 | 1.429 | 1.5502 | 1.67
SCE | MW | Commercial | Com - Retail (Large Multi Level) | SHW | No | SHW - EF Rated Instantaneous Water Heater (Electric) | 8.6599e-05 | 0.00018853 | 0.00030586 | 0.00043719 | 0.00058355 | 0.00074118 | 0.00090832 | 0.0010867 | 0.0012728 | 0.0014701 | 0.0016746 | 0.0018873
SCE | MW | Commercial | Com - Retail (Large Multi Level) | SHW | No | SHW - EF Rated Storage Water Heater (Electric) | 7.0526e-05 | 0.00015202 | 0.00015202 | 0.00015202 | 0.00015202 | 0.00015202 | 0.00015202 | 0.00015202 | 0.00015202 | 0.00015202 | 0.00015202 | 0.00015202
SCE | MW | Commercial | Com - Retail (Large Multi Level) | Service | No | HVAC - Comprehensive Rooftop Unit Quality Maintenance | 9.4641e-08 | 1.8927e-07 | 2.9395e-07 | 4.0879e-07 | 5.3353e-07 | 6.6761e-07 | 8.1002e-07 | 9.5931e-07 | 1.1136e-06 | 1.2708e-06 | 1.4283e-06 | 1.489e-06
SCE | MW | Commercial | Com - Retail (Large Multi Level) | Service | No | Service - HVAC Fault Detection & Diagnositics | 0.00018832 | 0.00044622 | 0.00070017 | 0.00094818 | 0.0011924 | 0.0014282 | 0.0016547 | 0.0018755 | 0.0020877 | 0.0022964 | 0.0025033 | 0.0027065
SCE | MW | Commercial | Com - Retail (Large Multi Level) | Service | No | Service - Retro-Commissioning (Electric) | 0.0033637 | 0.0061902 | 0.0086311 | 0.010735 | 0.012527 | 0.014049 | 0.011963 | 0.010195 | 0.0086167 | 0.007202 | 0.0059399 | 0.0048267
SCE | MW | Commercial | Com - Retail (Large Multi Level) | WholeBlg | No | HVAC - Energy Management System | 0.00012895 | 0.0002724 | 0.00040804 | 0.00053497 | 0.00065481 | 0.00076619 | 0.00086929 | 0.00097002 | 0.0010676 | 0.0011645 | 0.0012591 | 0.0013523
SCE | MW | Commercial | Com - Retail (Large Multi Level) | WholeBlg | No | WholeBlg - Com NC Level 2 | 0.01071 | 0 | 0 | 0 | 0 | 0 | 0 | 0 | 0 | 0 | 0 | 0
SCE | MW | Commercial | Com - Retail (Large Multi Level) | WholeBlg | No | WholeBlg - Com NC Level 3 | 0.0072202 | 0.0072202 | 0.0072202 | 0.0072202 | 0.0072202 | 0.0072202 | 0.0072202 | 0 | 0 | 0 | 0 | 0
SCE | MW | Commercial | Com - Retail (Large Multi Level) | WholeBlg | No | WholeBlg - Com NC ZNE | 0.00086987 | 0.00086987 | 0.00086987 | 0.00086987 | 0.0071115 | 0.018996 | 0.037002 | 0.063279 | 0.097157 | 0.14094 | 0.14029 | 0.14029
SCE | MW | Commercial | Com - Retail (Large Multi Level) | WholeBlg | No | WholeBlg - Com RET Level 1 | 0.10111 | 0.24029 | 0.42041 | 0.64458 | 0.91595 | 1.2378 | 1.6132 | 2.0455 | 2.5373 | 3.0913 | 3.7097 | 4.3941
SCE | MW | Commercial | Com - Retail (Large Multi Level) | WholeBlg | No | WholeBlg - Com RET Level 2 | 0.25865 | 0.61083 | 1.0643 | 1.6277 | 2.3101 | 3.1212 | 4.0704 | 5.1674 | 6.421 | 7.8398 | 9.4302 | 11.198
SCE | MW | Commercial | Com - Retail (Large Single Level) | AppPlug | No | AppPlug - Computer Monitor | 0.040593 | 0.12002 | 0.19718 | 0.27603 | 0.27603 | 0.27603 | 0.23544 | 0.15601 | 0.078851 | 0 | 0 | 0
SCE | MW | Commercial | Com - Retail (Large Single Level) | AppPlug | No | AppPlug - Desktop Computer (Com - Power Management) | 0.035654 | 0.073961 | 0.11169 | 0.14844 | 0.18414 | 0.21825 | 0.25051 | 0.28122 | 0.31006 | 0.3376 | 0.36372 | 0.35292
SCE | MW | Commercial | Com - Retail (Large Single Level) | AppPlug | No | AppPlug - Occupancy Sensor Plug Strip | 0.021565 | 0.046314 | 0.07233 | 0.093111 | 0.11304 | 0.13258 | 0.15118 | 0.16996 | 0.18799 | 0.19061 | 0.18987 | 0.18768
SCE | MW | Commercial | Com - Retail (Large Single Level) | BldgEnv | No | BldgEnv - Attic Batt Insulation | 0.0025446 | 0.0049619 | 0.0072584 | 0.0094401 | 0.0094401 | 0.0094401 | 0.0094401 | 0.0068955 | 0.0044781 | 0.0021817 | 0 | 0
SCE | MW | Commercial | Com - Retail (Large Single Level) | BldgEnv | No | BldgEnv - Wall Spray On Insulation | 0.072788 | 0.14194 | 0.20763 | 0.27003 | 0.32932 | 0.38564 | 0.43915 | 0.41719 | 0.39633 | 0.37651 | 0.35769 | 0.3398
SCE | MW | Commercial | Com - Retail (Large Single Level) | BldgEnv | No | BldgEnv - Window Film | 0.17166 | 0.3278 | 0.49414 | 0.67778 | 0.88003 | 1.0997 | 1.3321 | 1.5763 | 1.8286 | 2.089 | 2.3513 | 2.4389
SCE | MW | Commercial | Com - Retail (Large Single Level) | FoodServ | No | FoodServ - Electric Steamer | 0.0038132 | 0.0077577 | 0.011838 | 0.016023 | 0.020344 | 0.024729 | 0.029159 | 0.033682 | 0.03825 | 0.042933 | 0.047692 | 0.05254
SCE | MW | Commercial | Com - Retail (Large Single Level) | FoodServ | No | FoodServ - Oven (Electric) | 0.016647 | 0.033794 | 0.051449 | 0.06948 | 0.088014 | 0.10675 | 0.12562 | 0.14481 | 0.16413 | 0.18388 | 0.20388 | 0.22421
SCE | MW | Commercial | Com - Retail (Large Single Level) | HVAC | Yes | HVAC - Advanced Package Rooftop AC (> EER 12) - Emerging | 0 | 0 | 0.0010165 | 0.003616 | 0.00827 | 0.015404 | 0.025389 | 0.038586 | 0.055377 | 0.076139 | 0.10125 | 0.13109
SCE | MW | Commercial | Com - Retail (Large Single Level) | HVAC | No | HVAC - Direct Evaporative Cooler | 0.093305 | 0.20271 | 0.32968 | 0.47543 | 0.64139 | 0.82812 | 1.0361 | 1.2663 | 1.5186 | 1.7938 | 2.0912 | 2.4103
SCE | MW | Commercial | Com - Retail (Large Single Level) | HVAC | No | HVAC - EER Rated Package Rooftop AC (EER 11) | 0.054516 | 0.11716 | 0.18829 | 0.26781 | 0.33155 | 0.42855 | 0.53371 | 0.6482 | 0.77057 | 0.90267 | 1.0428 | 1.1911
SCE | MW | Commercial | Com - Retail (Large Single Level) | HVAC | No | HVAC - EER Rated Package Rooftop HP (EER 11) | 0.036344 | 0.077744 | 0.12427 | 0.17586 | 0.17586 | 0.17586 | 0.17586 | 0.17586 | 0.17586 | 0.17586 | 0.17586 | 0.18423
SCE | MW | Commercial | Com - Retail (Large Single Level) | HVAC | No | HVAC - Repair Duct System | 0.50479 | 0.97557 | 1.4324 | 1.864 | 2.2615 | 2.6196 | 2.4312 | 2.2361 | 2.0167 | 1.7882 | 1.5632 | 1.3576
SCE | MW | Commercial | Com - Retail (Large Single Level) | HVAC | No | HVAC - SEER Rated Package Rooftop AC (Recharge) | 0.53378 | 1.0256 | 1.4901 | 1.9206 | 1.7782 | 1.6365 | 1.4805 | 1.3178 | 1.1559 | 0.99991 | 0.85372 | 0.73192
SCE | MW | Commercial | Com - Retail (Large Single Level) | HVAC | No | HVAC - SEER Rated Package Rooftop AC (SEER 14) | 0.063262 | 0.13864 | 0.13864 | 0.13864 | 0.13864 | 0.13864 | 0.13864 | 0.13864 | 0.13864 | 0.13864 | 0.13864 | 0.13864
SCE | MW | Commercial | Com - Retail (Large Single Level) | HVAC | No | HVAC - SEER Rated Package Rooftop AC (SEER 15) | 0.16989 | 0.36987 | 0.47705 | 0.59821 | 0.73471 | 0.88449 | 1.0467 | 1.2232 | 1.4115 | 1.6146 | 1.8298 | 2.0578
SCE | MW | Commercial | Com - Retail (Large Single Level) | HVAC | No | HVAC - SEER Rated Package Rooftop HP (SEER 14) | 0.020618 | 0.045065 | 0.045065 | 0.045065 | 0.045065 | 0.045065 | 0.045065 | 0.045065 | 0.045065 | 0.045065 | 0.045065 | 0.045065
SCE | MW | Commercial | Com - Retail (Large Single Level) | HVAC | No | HVAC - SEER Rated Package Rooftop HP (SEER 15) | 0.076113 | 0.16673 | 0.21577 | 0.27161 | 0.33502 | 0.40492 | 0.4809 | 0.56393 | 0.65283 | 0.74917 | 0.85157 | 0.96037
SCE | MW | Commercial | Com - Retail (Large Single Level) | HVAC | No | HVAC - SEER Rated Split System AC (SEER 14) | 0.035129 | 0.075286 | 0.12055 | 0.12055 | 0.12055 | 0.12055 | 0.12055 | 0.12055 | 0.12055 | 0.12055 | 0.12055 | 0.12055
SCE | MW | Commercial | Com - Retail (Large Single Level) | HVAC | No | HVAC - SEER Rated Split System AC (SEER 15) | 0.011162 | 0.025816 | 0.034371 | 0.044732 | 0.057136 | 0.071458 | 0.087692 | 0.10612 | 0.12655 | 0.14943 | 0.17452 | 0.20198
SCE | MW | Commercial | Com - Retail (Large Single Level) | HVAC | No | HVAC - SEER Rated Split System HP (SEER 14) | 0.1032 | 0.2255 | 0.24465 | 0.26638 | 0.29095 | 0.31796 | 0.34725 | 0.37915 | 0.41322 | 0.45001 | 0.48901 | 0.53033
SCE | MW | Commercial | Com - Retail (Large Single Level) | HVAC | No | HVAC - SEER Rated Split System HP (SEER 15) | 0.042061 | 0.091864 | 0.11869 | 0.14911 | 0.18352 | 0.22134 | 0.26236 | 0.30705 | 0.35481 | 0.4064 | 0.46113 | 0.51916
SCE | MW | Commercial | Com - Retail (Large Single Level) | Lighting | Yes | Lighting - LED Fixture (Replacing T8) - Emerging | 0.058946 | 0.14704 | 0.2783 | 0.46479 | 0.72318 | 1.0632 | 1.4938 | 2.038 | 2.694 | 3.4913 | 4.4261 | 5.5108
SCE | MW | Commercial | Com - Retail (Large Single Level) | Lighting | Yes | Lighting - LED Lamp (Basic High - Indoor) - Emerging | 0.016405 | 0.043855 | 0.081465 | 0.12832 | 0.18575 | 0.19453 | 0.18073 | 0.15941 | 0.13116 | 0.078445 | 0.091845 | 0.10931
SCE | MW | Commercial | Com - Retail (Large Single Level) | Lighting | Yes | Lighting - LED Lamp (Basic Low - Indoor) - Emerging | 0.066489 | 0.16712 | 0.28484 | 0.41975 | 0.57413 | 0.60045 | 0.55291 | 0.50979 | 0.46949 | 0.36398 | 0.45735 | 0.56514
SCE | MW | Commercial | Com - Retail (Large Single Level) | Lighting | Yes | Lighting - LED Plug-In Indoor Fixture - Emerging | 0.030308 | 0.068981 | 0.1175 | 0.1763 | 0.24769 | 0.25242 | 0.25781 | 0.26459 | 0.27308 | 0.28361 | 0.29613 | 0.31079
SCE | MW | Commercial | Com - Retail (Large Single Level) | Lighting | No | Lighting - Cold Cathode Lamp | 0.016611 | 0.033932 | 0.051948 | 0.070562 | 0.089849 | 0.089849 | 0.089849 | 0.073238 | 0.055917 | 0.037901 | 0.019287 | 0
SCE | MW | Commercial | Com - Retail (Large Single Level) | Lighting | No | Lighting - Compact Fluorescent Fixture (Indoor) | 2.2433 | 4.6258 | 7.1518 | 9.8136 | 12.6199 | 10.3766 | 7.9941 | 5.4681 | 2.8063 | 0 | 0 | 0
SCE | MW | Commercial | Com - Retail (Large Single Level) | Lighting | No | Lighting - Compact Fluorescent Lamp (Basic High - Indoor) | 0.44753 | 0.9713 | 1.568 | 2.2307 | 2.9533 | 2.5058 | 1.982 | 1.3853 | 0.72261 | 0 | 0 | 0
SCE | MW | Commercial | Com - Retail (Large Single Level) | Lighting | No | Lighting - Compact Fluorescent Lamp (Basic Low - Indoor) | 2.9402 | 5.903 | 8.9021 | 11.9289 | 14.9922 | 12.052 | 9.0892 | 6.0901 | 3.0633 | 0 | 0 | 0
SCE | MW | Commercial | Com - Retail (Large Single Level) | Lighting | No | Lighting - Exit Fixture (LED) | 0.048144 | 0.09328 | 0.13997 | 0.18438 | 0.22616 | 0.26578 | 0.26283 | 0.26002 | 0.25178 | 0.24322 | 0.23507 | 0.22706
SCE | MW | Commercial | Com - Retail (Large Single Level) | Lighting | No | Lighting - Halogen Lamp (A-Line) | 0.0020259 | 0.0043919 | 0.004612 | 0.0047548 | 0.0049789 | 0.0024701 | 0 | 0 | 0 | 0 | 0 | 0
SCE | MW | Commercial | Com - Retail (Large Single Level) | Lighting | No | Lighting - Halogen Lamp (Reflector) | 0.00061945 | 0.0013364 | 0.0013573 | 0.0013522 | 0.0013721 | 0.0013675 | 0.0013883 | 0.0013881 | 0.0014094 | 0.0014251 | 0.0014549 | 0.0014772
SCE | MW | Commercial | Com - Retail (Large Single Level) | Lighting | No | Lighting - High Bay HID to T5 | 0.093025 | 0.22196 | 0.34912 | 0.47352 | 0.59652 | 0.80503 | 1.0437 | 1.2784 | 1.5066 | 1.7323 | 1.9517 | 2.1652
SCE | MW | Commercial | Com - Retail (Large Single Level) | Lighting | No | Lighting - Induction Fixture (Indoor) | 0.024441 | 0.049829 | 0.076183 | 0.10328 | 0.13135 | 0.15988 | 0.18871 | 0.21819 | 0.24796 | 0.27856 | 0.3096 | 0.34124
SCE | MW | Commercial | Com - Retail (Large Single Level) | Lighting | No | Lighting - Induction Fixture (Outdoor) | 0.0072279 | 0.01699 | 0.02674 | 0.036602 | 0.046641 | 0.056681 | 0.066679 | 0.076763 | 0.086818 | 0.097023 | 0.10726 | 0.11759
SCE | MW | Commercial | Com - Retail (Large Single Level) | Lighting | No | Lighting - Linear Fluorescent Delamping | 0.0041463 | 0.008351 | 0.013433 | 0.019416 | 0.026214 | 0 | 0 | 0 | 0 | 0 | 0 | 0
SCE | MW | Commercial | Com - Retail (Large Single Level) | Lighting | No | Lighting - Linear Fluorescent Fixture (Low Wattage T8) | 0.59161 | 1.2617 | 2.0022 | 2.798 | 3.6475 | 4.5255 | 5.4196 | 6.3328 | 7.2484 | 8.1765 | 9.102 | 10.026
SCE | MW | Commercial | Com - Retail (Large Single Level) | Lighting | No | Lighting - Low Bay HID to T5 | 0.013243 | 0.031598 | 0.049701 | 0.067409 | 0.084919 | 0.10683 | 0.13005 | 0.15283 | 0.17492 | 0.19678 | 0.21805 | 0.23884
SCE | MW | Commercial | Com - Retail (Large Single Level) | Lighting | No | Lighting - Plug-In Fixture (Compact Fluorescent) | 0.53272 | 1.0716 | 1.6158 | 2.1611 | 2.7106 | 2.7106 | 2.7106 | 2.7106 | 2.7106 | 2.7106 | 2.7106 | 2.7106
SCE | MW | Commercial | Com - Retail (Large Single Level) | Lighting | No | Lighting - Plug-In Fixture (Induction) | 0 | 0 | 0 | 0.04501 | 0.12187 | 0.20985 | 0.30477 | 0.40572 | 0.50964 | 0.61813 | 0.72892 | 0.84252
SCE | MW | Commercial | Com - Retail (Large Single Level) | Lighting | No | Lighting - Plug-In Fixture (Linear Fluorescent) | 0.89663 | 1.8647 | 2.8939 | 3.9677 | 5.0885 | 5.0885 | 5.0885 | 5.0885 | 5.0885 | 5.0885 | 5.0885 | 5.0885
SCE | MW | Commercial | Com - Retail (Large Single Level) | Lighting | No | Lighting - Plug-In Fixture (PSMH with Electronic Ballast) | 0.12943 | 0.28509 | 0.44145 | 0.58163 | 0.7105 | 0.83288 | 0.95021 | 1.0655 | 1.1783 | 1.2912 | 1.4031 | 1.5149
SCE | MW | Commercial | Com - Retail (Large Single Level) | Lighting | No | Lighting - Plug-In Fixture (PSMH) | 0.17261 | 0.35399 | 0.53631 | 0.71433 | 0.8903 | 1.0529 | 1.2058 | 1.3533 | 1.4955 | 1.6358 | 1.7731 | 1.9088
SCE | MW | Commercial | Com - Retail (Large Single Level) | SHW | No | SHW - EF Rated Instantaneous Water Heater (Electric) | 7.8718e-05 | 0.00017136 | 0.000278 | 0.00039734 | 0.00053032 | 0.00067353 | 0.00082536 | 0.00098737 | 0.0011564 | 0.0013356 | 0.0015213 | 0.0017144
SCE | MW | Commercial | Com - Retail (Large Single Level) | SHW | No | SHW - EF Rated Storage Water Heater (Electric) | 6.4027e-05 | 0.000138 | 0.000138 | 0.000138 | 0.000138 | 0.000138 | 0.000138 | 0.000138 | 0.000138 | 0.000138 | 0.000138 | 0.000138
SCE | MW | Commercial | Com - Retail (Large Single Level) | Service | No | HVAC - Comprehensive Rooftop Unit Quality Maintenance | 9.4641e-08 | 1.8927e-07 | 2.9395e-07 | 4.0879e-07 | 5.3353e-07 | 6.6761e-07 | 8.1002e-07 | 9.5931e-07 | 1.1136e-06 | 1.2708e-06 | 1.4283e-06 | 1.489e-06
SCE | MW | Commercial | Com - Retail (Large Single Level) | Service | No | Service - HVAC Fault Detection & Diagnositics | 0.00018832 | 0.00044622 | 0.00070017 | 0.00094818 | 0.0011924 | 0.0014282 | 0.0016547 | 0.0018755 | 0.0020877 | 0.0022964 | 0.0025033 | 0.0027065
SCE | MW | Commercial | Com - Retail (Large Single Level) | Service | No | Service - Retro-Commissioning (Electric) | 0.0033637 | 0.0061902 | 0.0086311 | 0.010735 | 0.012527 | 0.014049 | 0.011963 | 0.010195 | 0.0086167 | 0.007202 | 0.0059399 | 0.0048267
SCE | MW | Commercial | Com - Retail (Large Single Level) | WholeBlg | No | HVAC - Energy Management System | 0.00012895 | 0.0002724 | 0.00040804 | 0.00053497 | 0.00065481 | 0.00076619 | 0.00086929 | 0.00097002 | 0.0010676 | 0.0011645 | 0.0012591 | 0.0013523
SCE | MW | Commercial | Com - Retail (Large Single Level) | WholeBlg | No | WholeBlg - Com NC Level 2 | 0.01071 | 0 | 0 | 0 | 0 | 0 | 0 | 0 | 0 | 0 | 0 | 0
SCE | MW | Commercial | Com - Retail (Large Single Level) | WholeBlg | No | WholeBlg - Com NC Level 3 | 0.0072202 | 0.0072202 | 0.0072202 | 0.0072202 | 0.0072202 | 0.0072202 | 0.0072202 | 0 | 0 | 0 | 0 | 0
SCE | MW | Commercial | Com - Retail (Large Single Level) | WholeBlg | No | WholeBlg - Com NC ZNE | 0.00086987 | 0.00086987 | 0.00086987 | 0.00086987 | 0.0071115 | 0.018996 | 0.037002 | 0.063279 | 0.097157 | 0.14094 | 0.14029 | 0.14029
SCE | MW | Commercial | Com - Retail (Large Single Level) | WholeBlg | No | WholeBlg - Com RET Level 1 | 0.10326 | 0.24554 | 0.42983 | 0.65929 | 0.93718 | 1.2668 | 1.6515 | 2.0945 | 2.5986 | 3.1667 | 3.8008 | 4.3995
SCE | MW | Commercial | Com - Retail (Large Single Level) | WholeBlg | No | WholeBlg - Com RET Level 2 | 0.29329 | 0.69254 | 1.2065 | 1.8452 | 2.6187 | 3.5381 | 4.6143 | 5.8582 | 7.2799 | 8.8891 | 10.6932 | 12.6986
SCE | MW | Commercial | Com - Retail (Small) | AppPlug | No | AppPlug - Computer Monitor | 0.040593 | 0.12002 | 0.19718 | 0.27603 | 0.27603 | 0.27603 | 0.23544 | 0.15601 | 0.078851 | 0 | 0 | 0
SCE | MW | Commercial | Com - Retail (Small) | AppPlug | No | AppPlug - Desktop Computer (Com - Power Management) | 0.035654 | 0.073961 | 0.11169 | 0.14844 | 0.18414 | 0.21825 | 0.25051 | 0.28122 | 0.31006 | 0.3376 | 0.36372 | 0.35292
SCE | MW | Commercial | Com - Retail (Small) | AppPlug | No | AppPlug - Occupancy Sensor Plug Strip | 0.021565 | 0.046314 | 0.07233 | 0.093111 | 0.11304 | 0.13258 | 0.15118 | 0.16996 | 0.18799 | 0.19061 | 0.18987 | 0.18768
SCE | MW | Commercial | Com - Retail (Small) | BldgEnv | No | BldgEnv - Wall Spray On Insulation | 0.073306 | 0.14295 | 0.20911 | 0.27196 | 0.33167 | 0.38839 | 0.44228 | 0.42016 | 0.39915 | 0.3792 | 0.36024 | 0.34223
SCE | MW | Commercial | Com - Retail (Small) | BldgEnv | No | BldgEnv - Window Film | 0.23341 | 0.45063 | 0.68008 | 0.92992 | 1.2019 | 1.4948 | 1.8028 | 2.1244 | 2.4544 | 2.7922 | 3.13 | 3.2281
SCE | MW | Commercial | Com - Retail (Small) | FoodServ | No | FoodServ - Electric Steamer | 0.0038131 | 0.0077576 | 0.011837 | 0.016023 | 0.020343 | 0.024726 | 0.029154 | 0.033675 | 0.038238 | 0.042917 | 0.047675 | 0.052523
SCE | MW | Commercial | Com - Retail (Small) | HVAC | Yes | HVAC - Advanced Package Rooftop AC (> EER 12) - Emerging | 0 | 0 | 0.0011228 | 0.0039973 | 0.0091456 | 0.017038 | 0.028083 | 0.042678 | 0.061244 | 0.084195 | 0.11194 | 0.14492
SCE | MW | Commercial | Com - Retail (Small) | HVAC | No | HVAC - Direct Evaporative Cooler | 0.088316 | 0.19113 | 0.30947 | 0.44409 | 0.596 | 0.76535 | 0.95228 | 1.1575 | 1.3804 | 1.6217 | 1.8805 | 2.1563
SCE | MW | Commercial | Com - Retail (Small) | HVAC | No | HVAC - EER Rated Package Rooftop AC (EER 11) | 0.064462 | 0.13857 | 0.22273 | 0.31685 | 0.39154 | 0.50625 | 0.63057 | 0.76589 | 0.91048 | 1.0666 | 1.2322 | 1.4077
SCE | MW | Commercial | Com - Retail (Small) | HVAC | No | HVAC - EER Rated Package Rooftop HP (EER 11) | 0.040211 | 0.086023 | 0.13751 | 0.19461 | 0.19461 | 0.19461 | 0.19461 | 0.19461 | 0.19461 | 0.19461 | 0.19461 | 0.19461
SCE | MW | Commercial | Com - Retail (Small) | HVAC | No | HVAC - Repair Duct System | 0.38754 | 0.74694 | 1.0933 | 1.4188 | 1.4188 | 1.4188 | 1.0312 | 0.67184 | 0.32548 | 0 | 0 | 0
SCE | MW | Commercial | Com - Retail (Small) | HVAC | No | HVAC - SEER Rated Package Rooftop AC (Recharge) | 0.57291 | 1.1011 | 1.6 | 2.0625 | 1.9103 | 1.7587 | 1.5916 | 1.4173 | 1.2438 | 1.0765 | 0.91931 | 0.7881
SCE | MW | Commercial | Com - Retail (Small) | HVAC | No | HVAC - SEER Rated Package Rooftop AC (SEER 14) | 0.074666 | 0.1636 | 0.1636 | 0.1636 | 0.1636 | 0.1636 | 0.1636 | 0.1636 | 0.1636 | 0.1636 | 0.1636 | 0.1636
SCE | MW | Commercial | Com - Retail (Small) | HVAC | No | HVAC - SEER Rated Package Rooftop AC (SEER 15) | 0.19706 | 0.42886 | 0.55305 | 0.69347 | 0.85162 | 1.0253 | 1.2137 | 1.4185 | 1.6375 | 1.8735 | 2.1238 | 2.3889
SCE | MW | Commercial | Com - Retail (Small) | HVAC | No | HVAC - SEER Rated Package Rooftop HP (SEER 14) | 0.022989 | 0.050253 | 0.050253 | 0.050253 | 0.050253 | 0.050253 | 0.050253 | 0.050253 | 0.050253 | 0.050253 | 0.050253 | 0.050253
SCE | MW | Commercial | Com - Retail (Small) | HVAC | No | HVAC - SEER Rated Package Rooftop HP (SEER 15) | 0.085005 | 0.18615 | 0.24085 | 0.30308 | 0.37369 | 0.45143 | 0.53582 | 0.62798 | 0.72652 | 0.83327 | 0.94663 | 1.067
SCE | MW | Commercial | Com - Retail (Small) | HVAC | No | HVAC - SEER Rated Split System AC (SEER 14) | 0.038676 | 0.08306 | 0.13331 | 0.13331 | 0.13331 | 0.13331 | 0.13331 | 0.13331 | 0.13331 | 0.13331 | 0.13331 | 0.13331
SCE | MW | Commercial | Com - Retail (Small) | HVAC | No | HVAC - SEER Rated Split System AC (SEER 15) | 0.014666 | 0.034003 | 0.045345 | 0.05915 | 0.075759 | 0.095036 | 0.117 | 0.14206 | 0.17 | 0.20142 | 0.23606 | 0.27415
SCE | MW | Commercial | Com - Retail (Small) | HVAC | No | HVAC - SEER Rated Split System HP (SEER 14) | 0.11849 | 0.25892 | 0.28091 | 0.30586 | 0.33408 | 0.36509 | 0.39872 | 0.43534 | 0.47445 | 0.51668 | 0.56146 | 0.60889
SCE | MW | Commercial | Com - Retail (Small) | HVAC | No | HVAC - SEER Rated Split System HP (SEER 15) | 0.048104 | 0.10506 | 0.13573 | 0.17052 | 0.20987 | 0.25311 | 0.30002 | 0.35112 | 0.40572 | 0.46471 | 0.52729 | 0.59363
SCE | MW | Commercial | Com - Retail (Small) | Lighting | Yes | Lighting - LED Fixture (Replacing T8) - Emerging | 0.033717 | 0.079987 | 0.16407 | 0.29776 | 0.49783 | 0.77663 | 1.146 | 1.6307 | 2.2321 | 2.9795 | 3.8725 | 4.9244
SCE | MW | Commercial | Com - Retail (Small) | Lighting | Yes | Lighting - LED Lamp (Basic High - Indoor) - Emerging | 0.015801 | 0.042317 | 0.07912 | 0.12503 | 0.18141 | 0.19004 | 0.17692 | 0.15617 | 0.1286 | 0.077273 | 0.090673 | 0.10815
SCE | MW | Commercial | Com - Retail (Small) | Lighting | Yes | Lighting - LED Lamp (Basic Low - Indoor) - Emerging | 0.064932 | 0.1634 | 0.27929 | 0.41213 | 0.56419 | 0.59013 | 0.54407 | 0.50218 | 0.46338 | 0.36122 | 0.45487 | 0.56304
SCE | MW | Commercial | Com - Retail (Small) | Lighting | Yes | Lighting - LED Plug-In Indoor Fixture - Emerging | 0.018134 | 0.040006 | 0.066746 | 0.09883 | 0.13742 | 0.14002 | 0.14305 | 0.14709 | 0.15241 | 0.15926 | 0.16769 | 0.17784
SCE | MW | Commercial | Com - Retail (Small) | Lighting | No | Lighting - Cold Cathode Lamp | 0.017471 | 0.035587 | 0.054354 | 0.073692 | 0.093693 | 0.093693 | 0.093693 | 0.076222 | 0.058106 | 0.039339 | 0.020001 | 0
SCE | MW | Commercial | Com - Retail (Small) | Lighting | No | Lighting - Compact Fluorescent Fixture (Indoor) | 2.239 | 4.6124 | 7.1246 | 9.7686 | 12.5528 | 10.3138 | 7.9404 | 5.4282 | 2.7842 | 0 | 0 | 0
SCE | MW | Commercial | Com - Retail (Small) | Lighting | No | Lighting - Compact Fluorescent Lamp (Basic High - Indoor) | 0.44478 | 0.96608 | 1.5604 | 2.2208 | 2.9413 | 2.4966 | 1.9753 | 1.381 | 0.72051 | 0 | 0 | 0
SCE | MW | Commercial | Com - Retail (Small) | Lighting | No | Lighting - Compact Fluorescent Lamp (Basic Low - Indoor) | 2.932 | 5.8869 | 8.8779 | 11.897 | 14.9527 | 12.0207 | 9.0658 | 6.0749 | 3.0558 | 0 | 0 | 0
SCE | MW | Commercial | Com - Retail (Small) | Lighting | No | Lighting - Exit Fixture (LED) | 0.049224 | 0.095371 | 0.14314 | 0.18859 | 0.23134 | 0.2719 | 0.26891 | 0.26608 | 0.25766 | 0.24888 | 0.24052 | 0.2323
SCE | MW | Commercial | Com - Retail (Small) | Lighting | No | Lighting - Halogen Lamp (A-Line) | 0.0020256 | 0.0043895 | 0.0046101 | 0.0047533 | 0.0049778 | 0.0024707 | 0 | 0 | 0 | 0 | 0 | 0
SCE | MW | Commercial | Com - Retail (Small) | Lighting | No | Lighting - Halogen Lamp (Reflector) | 0.00062066 | 0.0013385 | 0.0013593 | 0.0013541 | 0.001374 | 0.0013693 | 0.00139 | 0.0013898 | 0.0014112 | 0.0014279 | 0.0014577 | 0.0014796
SCE | MW | Commercial | Com - Retail (Small) | Lighting | No | Lighting - High Bay HID to T5 | 0.091897 | 0.21808 | 0.34241 | 0.46394 | 0.58399 | 0.7885 | 1.0217 | 1.2508 | 1.4734 | 1.6934 | 1.9071 | 2.115
SCE | MW | Commercial | Com - Retail (Small) | Lighting | No | Lighting - Induction Fixture (Indoor) | 0.024863 | 0.050713 | 0.077569 | 0.1052 | 0.13384 | 0.16296 | 0.19239 | 0.2225 | 0.25291 | 0.28418 | 0.3159 | 0.34823
SCE | MW | Commercial | Com - Retail (Small) | Lighting | No | Lighting - Induction Fixture (Outdoor) | 0.0072278 | 0.01699 | 0.02674 | 0.036601 | 0.046641 | 0.05668 | 0.066679 | 0.076763 | 0.086817 | 0.097022 | 0.10726 | 0.11759
SCE | MW | Commercial | Com - Retail (Small) | Lighting | No | Lighting - Linear Fluorescent Delamping | 0.003991 | 0.008041 | 0.012918 | 0.018645 | 0.018645 | 0 | 0 | 0 | 0 | 0 | 0 | 0
SCE | MW | Commercial | Com - Retail (Small) | Lighting | No | Lighting - Linear Fluorescent Fixture (Low Wattage T8) | 0.27444 | 0.66453 | 1.1512 | 1.7199 | 2.3669 | 3.0708 | 3.8178 | 4.6062 | 5.4184 | 6.2594 | 7.1123 | 7.9752
SCE | MW | Commercial | Com - Retail (Small) | Lighting | No | Lighting - Low Bay HID to T5 | 0 | 0 | 0.0173 | 0.034353 | 0.050702 | 0.066599 | 0.081963 | 0.10351 | 0.12446 | 0.14502 | 0.16506 | 0.18469
SCE | MW | Commercial | Com - Retail (Small) | Lighting | No | Lighting - Plug-In Fixture (Compact Fluorescent) | 0.5066 | 1.0229 | 1.549 | 2.0816 | 2.6247 | 2.6247 | 2.6247 | 2.6247 | 2.6247 | 2.6247 | 2.6247 | 2.6247
SCE | MW | Commercial | Com - Retail (Small) | Lighting | No | Lighting - Plug-In Fixture (Induction) | 0 | 0 | 0 | 0.069923 | 0.15148 | 0.24205 | 0.33815 | 0.4395 | 0.54337 | 0.65155 | 0.76191 | 0.875
SCE | MW | Commercial | Com - Retail (Small) | Lighting | No | Lighting - Plug-In Fixture (Linear Fluorescent) | 0.88756 | 1.8349 | 2.8346 | 3.8732 | 4.9541 | 4.9541 | 4.9541 | 4.9541 | 4.9541 | 4.9541 | 4.9541 | 4.9541
SCE | MW | Commercial | Com - Retail (Small) | Lighting | No | Lighting - Plug-In Fixture (PSMH with Electronic Ballast) | 0.12833 | 0.28292 | 0.43818 | 0.57271 | 0.69644 | 0.81527 | 0.93018 | 1.0436 | 1.1551 | 1.2667 | 1.3776 | 1.4885
SCE | MW | Commercial | Com - Retail (Small) | Lighting | No | Lighting - Plug-In Fixture (PSMH) | 0.17199 | 0.35258 | 0.5341 | 0.70538 | 0.87569 | 1.0346 | 1.185 | 1.3308 | 1.4717 | 1.6108 | 1.7472 | 1.8819
SCE | MW | Commercial | Com - Retail (Small) | SHW | No | SHW - EF Rated Instantaneous Water Heater (Electric) | 4.7484e-05 | 0.00010331 | 0.0001675 | 0.00023927 | 0.00031918 | 0.00040519 | 0.00049635 | 0.00059357 | 0.00069502 | 0.00080243 | 0.00091381 | 0.0010296
SCE | MW | Commercial | Com - Retail (Small) | SHW | No | SHW - EF Rated Storage Water Heater (Electric) | 4.1791e-05 | 9.0038e-05 | 9.0038e-05 | 9.0038e-05 | 9.0038e-05 | 9.0038e-05 | 9.0038e-05 | 9.0038e-05 | 9.0038e-05 | 9.0038e-05 | 9.0038e-05 | 9.0038e-05
SCE | MW | Commercial | Com - Retail (Small) | Service | No | HVAC - Comprehensive Rooftop Unit Quality Maintenance | 9.4641e-08 | 1.8927e-07 | 2.9395e-07 | 4.0879e-07 | 5.3353e-07 | 6.6761e-07 | 8.1002e-07 | 9.5931e-07 | 1.1136e-06 | 1.2708e-06 | 1.4283e-06 | 1.489e-06
SCE | MW | Commercial | Com - Retail (Small) | Service | No | Service - HVAC Fault Detection & Diagnositics | 0.00018832 | 0.00044622 | 0.00070017 | 0.00094818 | 0.0011924 | 0.0014282 | 0.0016547 | 0.0018755 | 0.0020877 | 0.0022964 | 0.0025033 | 0.0027065
SCE | MW | Commercial | Com - Retail (Small) | Service | No | Service - Retro-Commissioning (Electric) | 0.0033637 | 0.0061902 | 0.0086311 | 0.010735 | 0.012527 | 0.014049 | 0.011963 | 0.010195 | 0.0086167 | 0.007202 | 0.0059399 | 0.0048267
SCE | MW | Commercial | Com - Retail (Small) | WholeBlg | No | HVAC - Energy Management System | 0.00012895 | 0.0002724 | 0.00040804 | 0.00053497 | 0.00065481 | 0.00076619 | 0.00086929 | 0.00097002 | 0.0010676 | 0.0011645 | 0.0012591 | 0.0013523
SCE | MW | Commercial | Com - Retail (Small) | WholeBlg | No | WholeBlg - Com NC Level 2 | 0.01071 | 0 | 0 | 0 | 0 | 0 | 0 | 0 | 0 | 0 | 0 | 0
SCE | MW | Commercial | Com - Retail (Small) | WholeBlg | No | WholeBlg - Com NC Level 3 | 0.0072202 | 0.0072202 | 0.0072202 | 0.0072202 | 0.0072202 | 0.0072202 | 0.0072202 | 0 | 0 | 0 | 0 | 0
SCE | MW | Commercial | Com - Retail (Small) | WholeBlg | No | WholeBlg - Com NC ZNE | 0.00086987 | 0.00086987 | 0.00086987 | 0.00086987 | 0.0071115 | 0.018996 | 0.037002 | 0.063279 | 0.097157 | 0.14094 | 0.14029 | 0.14029
SCE | MW | Commercial | Com - Retail (Small) | WholeBlg | No | WholeBlg - Com RET Level 1 | 0.11039 | 0.26253 | 0.45961 | 0.70507 | 1.0024 | 1.3552 | 1.767 | 2.2413 | 2.7811 | 3.3895 | 4.0688 | 4.7104
SCE | MW | Commercial | Com - Retail (Small) | WholeBlg | No | WholeBlg - Com RET Level 2 | 0.29281 | 0.69154 | 1.205 | 1.8432 | 2.6162 | 3.5353 | 4.6112 | 5.855 | 7.2767 | 8.886 | 10.6904 | 12.6965
SCE | MW | Commercial | Com - Storage (Conditioned) | AppPlug | No | AppPlug - Computer Monitor | 0.023848 | 0.070508 | 0.11583 | 0.16215 | 0.16215 | 0.16215 | 0.1383 | 0.091643 | 0.046319 | 0 | 0 | 0
SCE | MW | Commercial | Com - Storage (Conditioned) | AppPlug | No | AppPlug - Desktop Computer (Com - Power Management) | 0.020945 | 0.043447 | 0.065608 | 0.087196 | 0.10818 | 0.12824 | 0.14722 | 0.16531 | 0.18232 | 0.19858 | 0.21392 | 0.20758
SCE | MW | Commercial | Com - Storage (Conditioned) | AppPlug | No | AppPlug - Occupancy Sensor Plug Strip | 0.012668 | 0.027206 | 0.042489 | 0.054696 | 0.066415 | 0.077909 | 0.088864 | 0.099931 | 0.11057 | 0.11217 | 0.11172 | 0.11043
SCE | MW | Commercial | Com - Storage (Conditioned) | BldgEnv | No | BldgEnv - Attic Batt Insulation | 0.00042512 | 0.00085044 | 0.0013139 | 0.0018093 | 0.0018093 | 0.0018093 | 0.0018093 | 0.0013842 | 0.00095887 | 0.00049537 | 0 | 0
SCE | MW | Commercial | Com - Storage (Conditioned) | BldgEnv | No | BldgEnv - Wall Spray On Insulation | 0.056829 | 0.11082 | 0.1621 | 0.21083 | 0.25711 | 0.30109 | 0.34286 | 0.32572 | 0.30943 | 0.29396 | 0.27926 | 0.2653
SCE | MW | Commercial | Com - Storage (Conditioned) | BldgEnv | No | BldgEnv - Window Film | 0.0041393 | 0.0079687 | 0.012839 | 0.019171 | 0.019171 | 0.023336 | 0.031162 | 0.042994 | 0.05794 | 0.075432 | 0.09449 | 0.11034
SCE | MW | Commercial | Com - Storage (Conditioned) | ComRefrig | No | ComRefrig - Strip Curtain for Walk In Refrigerator | 0.037723 | 0.069655 | 0.096616 | 0.11898 | 0.13711 | 0.11372 | 0.092774 | 0.073918 | 0.057282 | 0.043441 | 0.032329 | 0.023759
SCE | MW | Commercial | Com - Storage (Conditioned) | HVAC | No | HVAC - Direct Evaporative Cooler | 0.033441 | 0.072687 | 0.11828 | 0.17066 | 0.23034 | 0.29751 | 0.37235 | 0.4552 | 0.54598 | 0.64498 | 0.75187 | 0.86653
SCE | MW | Commercial | Com - Storage (Conditioned) | HVAC | No | HVAC - EER Rated Package Rooftop AC (EER 11) | 0.014138 | 0.030277 | 0.048554 | 0.068971 | 0.068971 | 0.068971 | 0.068971 | 0.068971 | 0.068971 | 0.068971 | 0.068971 | 0.068971
SCE | MW | Commercial | Com - Storage (Conditioned) | HVAC | No | HVAC - EER Rated Package Rooftop HP (EER 11) | 0.0083993 | 0.017857 | 0.0284 | 0.040021 | 0.040021 | 0.040021 | 0.040021 | 0.040021 | 0.040021 | 0.040021 | 0.040021 | 0.040021
SCE | MW | Commercial | Com - Storage (Conditioned) | HVAC | No | HVAC - Repair Duct System | 0.12855 | 0.24735 | 0.3614 | 0.46828 | 0.46828 | 0.46828 | 0.33973 | 0.22093 | 0.10688 | 0 | 0 | 0
SCE | MW | Commercial | Com - Storage (Conditioned) | HVAC | No | HVAC - SEER Rated Package Rooftop AC (Recharge) | 0.13936 | 0.26695 | 0.38665 | 0.49705 | 0.35768 | 0.23009 | 0.1104 | 4.3463e-18 | 4.3463e-18 | 4.3463e-18 | 4.3463e-18 | 3.1277e-18
SCE | MW | Commercial | Com - Storage (Conditioned) | HVAC | No | HVAC - SEER Rated Package Rooftop AC (SEER 14) | 0.019234 | 0.042041 | 0.042041 | 0.042041 | 0.042041 | 0.042041 | 0.042041 | 0.042041 | 0.042041 | 0.042041 | 0.042041 | 0.042041
SCE | MW | Commercial | Com - Storage (Conditioned) | HVAC | No | HVAC - SEER Rated Package Rooftop AC (SEER 15) | 0.042579 | 0.092296 | 0.11884 | 0.14886 | 0.18258 | 0.21978 | 0.26037 | 0.30452 | 0.35196 | 0.40297 | 0.45718 | 0.51461
SCE | MW | Commercial | Com - Storage (Conditioned) | HVAC | No | HVAC - SEER Rated Package Rooftop HP (SEER 14) | 0.0050403 | 0.011001 | 0.011001 | 0.011001 | 0.011001 | 0.011001 | 0.011001 | 0.011001 | 0.011001 | 0.011001 | 0.011001 | 0.011001
SCE | MW | Commercial | Com - Storage (Conditioned) | HVAC | No | HVAC - SEER Rated Package Rooftop HP (SEER 15) | 0.018353 | 0.040041 | 0.051743 | 0.065046 | 0.080123 | 0.096745 | 0.11482 | 0.13457 | 0.15573 | 0.17865 | 0.20301 | 0.22889
SCE | MW | Commercial | Com - Storage (Conditioned) | HVAC | No | HVAC - SEER Rated Split System AC (SEER 14) | 0.012678 | 0.027071 | 0.043235 | 0.043235 | 0.043235 | 0.043235 | 0.043235 | 0.043235 | 0.043235 | 0.043235 | 0.043235 | 0.043235
SCE | MW | Commercial | Com - Storage (Conditioned) | HVAC | No | HVAC - SEER Rated Split System AC (SEER 15) | 0.002785 | 0.0064379 | 0.0085752 | 0.011173 | 0.014287 | 0.017899 | 0.022017 | 0.026697 | 0.031912 | 0.037746 | 0.044156 | 0.051175
SCE | MW | Commercial | Com - Storage (Conditioned) | HVAC | No | HVAC - SEER Rated Split System HP (SEER 14) | 0.032629 | 0.071235 | 0.077293 | 0.084185 | 0.091998 | 0.10061 | 0.10998 | 0.12022 | 0.13118 | 0.14304 | 0.15564 | 0.16902
SCE | MW | Commercial | Com - Storage (Conditioned) | HVAC | No | HVAC - SEER Rated Split System HP (SEER 15) | 0.012175 | 0.026499 | 0.034197 | 0.042922 | 0.052778 | 0.06362 | 0.075388 | 0.088215 | 0.10194 | 0.11677 | 0.13251 | 0.14921
SCE | MW | Commercial | Com - Storage (Conditioned) | Lighting | Yes | Lighting - LED Fixture (Replacing T8) - Emerging | 0.0097966 | 0.024628 | 0.047428 | 0.08089 | 0.12868 | 0.19394 | 0.27964 | 0.39139 | 0.53003 | 0.70195 | 0.90754 | 1.1499
SCE | MW | Commercial | Com - Storage (Conditioned) | Lighting | Yes | Lighting - LED Lamp (Basic High - Indoor) - Emerging | 0.00018772 | 0.00045609 | 0.00083298 | 0.0012716 | 0.0017688 | 0.0018402 | 0.001686 | 0.0014875 | 0.0012803 | 0.00087816 | 0.0011021 | 0.0013505
SCE | MW | Commercial | Com - Storage (Conditioned) | Lighting | Yes | Lighting - LED Lamp (Basic Low - Indoor) - Emerging | 0.0014615 | 0.0037234 | 0.006526 | 0.0097583 | 0.013498 | 0.014144 | 0.01334 | 0.012576 | 0.011925 | 0.0098827 | 0.012619 | 0.015778
SCE | MW | Commercial | Com - Storage (Conditioned) | Lighting | Yes | Lighting - LED Plug-In Indoor Fixture - Emerging | 0.014932 | 0.033944 | 0.057738 | 0.086516 | 0.12136 | 0.12366 | 0.12629 | 0.12961 | 0.13378 | 0.13897 | 0.14512 | 0.15234
SCE | MW | Commercial | Com - Storage (Conditioned) | Lighting | No | Lighting - Cold Cathode Lamp | 0.0052513 | 0.010626 | 0.016152 | 0.021817 | 0.027663 | 0.027663 | 0.027663 | 0.027663 | 0.027663 | 0.022412 | 0.017037 | 0.011511
SCE | MW | Commercial | Com - Storage (Conditioned) | Lighting | No | Lighting - Compact Fluorescent Fixture (Indoor) | 0.076206 | 0.15618 | 0.24007 | 0.32769 | 0.41933 | 0.34312 | 0.26315 | 0.17926 | 0.091639 | 0 | 0 | 0
SCE | MW | Commercial | Com - Storage (Conditioned) | Lighting | No | Lighting - Compact Fluorescent Lamp (Basic High - Indoor) | 0.0080637 | 0.016331 | 0.024754 | 0.033319 | 0.042033 | 0.03397 | 0.025703 | 0.017279 | 0.0087146 | 0 | 0 | 0
SCE | MW | Commercial | Com - Storage (Conditioned) | Lighting | No | Lighting - Compact Fluorescent Lamp (Basic Low - Indoor) | 0.08123 | 0.16322 | 0.24622 | 0.33009 | 0.41504 | 0.33381 | 0.25182 | 0.16882 | 0.084955 | 0 | 0 | 0
SCE | MW | Commercial | Com - Storage (Conditioned) | Lighting | No | Lighting - Exit Fixture (LED) | 0.03033 | 0.058765 | 0.088808 | 0.11745 | 0.14446 | 0.17014 | 0.16899 | 0.16795 | 0.1629 | 0.15717 | 0.15167 | 0.14621
SCE | MW | Commercial | Com - Storage (Conditioned) | Lighting | No | Lighting - Halogen Lamp (A-Line) | 0.0011905 | 0.0025832 | 0.0027116 | 0.002795 | 0.0029262 | 0.0014502 | 0 | 0 | 0 | 0 | 0 | 0
SCE | MW | Commercial | Com - Storage (Conditioned) | Lighting | No | Lighting - Halogen Lamp (Reflector) | 0.00036229 | 0.00078228 | 0.00079462 | 0.00079188 | 0.00080353 | 0.0008009 | 0.00081315 | 0.00081313 | 0.00082563 | 0.0008334 | 0.00085096 | 0.00086444
SCE | MW | Commercial | Com - Storage (Conditioned) | Lighting | No | Lighting - High Bay HID to T5 | 0.017483 | 0.041045 | 0.064211 | 0.086815 | 0.1091 | 0.14745 | 0.19083 | 0.23338 | 0.27466 | 0.3154 | 0.35491 | 0.3933
SCE | MW | Commercial | Com - Storage (Conditioned) | Lighting | No | Lighting - Induction Fixture (Indoor) | 0.015076 | 0.03145 | 0.049158 | 0.068043 | 0.088261 | 0.1094 | 0.13131 | 0.15422 | 0.17782 | 0.20251 | 0.22792 | 0.25417
SCE | MW | Commercial | Com - Storage (Conditioned) | Lighting | No | Lighting - Induction Fixture (Outdoor) | 0.0042481 | 0.0099824 | 0.01571 | 0.021503 | 0.0274 | 0.033299 | 0.039173 | 0.045098 | 0.051007 | 0.057004 | 0.063017 | 0.069085
SCE | MW | Commercial | Com - Storage (Conditioned) | Lighting | No | Lighting - Linear Fluorescent Delamping | 0.0017966 | 0.0036206 | 0.0058118 | 0.0083804 | 0.0083804 | 0 | 0 | 0 | 0 | 0 | 0 | 0
SCE | MW | Commercial | Com - Storage (Conditioned) | Lighting | No | Lighting - Linear Fluorescent Fixture (Low Wattage T8) | 0.056332 | 0.12573 | 0.2083 | 0.30326 | 0.41105 | 0.52906 | 0.65564 | 0.79096 | 0.93235 | 1.0808 | 1.2332 | 1.3892
SCE | MW | Commercial | Com - Storage (Conditioned) | Lighting | No | Lighting - Low Bay HID to T5 | 0 | 0 | 0 | 0 | 0.0037854 | 0.0099241 | 0.015597 | 0.021176 | 0.026578 | 0.033345 | 0.040858 | 0.048112
SCE | MW | Commercial | Com - Storage (Conditioned) | Lighting | No | Lighting - Plug-In Fixture (Compact Fluorescent) | 0.2606 | 0.52396 | 0.78987 | 1.0564 | 1.3249 | 1.3249 | 1.3249 | 1.3249 | 1.3249 | 1.3249 | 1.3249 | 1.3249
SCE | MW | Commercial | Com - Storage (Conditioned) | Lighting | No | Lighting - Plug-In Fixture (Induction) | 0 | 0 | 0 | 0 | 0 | 0.034517 | 0.073737 | 0.11808 | 0.16546 | 0.216 | 0.26828 | 0.32233
SCE | MW | Commercial | Com - Storage (Conditioned) | Lighting | No | Lighting - Plug-In Fixture (Linear Fluorescent) | 0.44975 | 0.92996 | 1.437 | 1.9641 | 2.5127 | 2.5127 | 2.5127 | 2.5127 | 2.5127 | 2.5127 | 2.5127 | 2.5127
SCE | MW | Commercial | Com - Storage (Conditioned) | Lighting | No | Lighting - Plug-In Fixture (PSMH with Electronic Ballast) | 0.066157 | 0.14644 | 0.22701 | 0.30771 | 0.38904 | 0.45813 | 0.5214 | 0.5827 | 0.64207 | 0.70101 | 0.75918 | 0.81714
SCE | MW | Commercial | Com - Storage (Conditioned) | Lighting | No | Lighting - Plug-In Fixture (PSMH) | 0.089027 | 0.18375 | 0.27898 | 0.37437 | 0.47056 | 0.56118 | 0.64845 | 0.73051 | 0.80826 | 0.88399 | 0.95759 | 1.0299
SCE | MW | Commercial | Com - Storage (Conditioned) | SHW | No | SHW - EF Rated Instantaneous Water Heater (Electric) | 7.508e-06 | 1.6342e-05 | 2.6508e-05 | 3.7879e-05 | 5.0547e-05 | 6.4184e-05 | 7.8637e-05 | 9.4054e-05 | 0.00011014 | 0.00012718 | 0.00014484 | 0.00016321
SCE | MW | Commercial | Com - Storage (Conditioned) | SHW | No | SHW - EF Rated Storage Water Heater (Electric) | 6.1836e-06 | 1.3326e-05 | 1.3326e-05 | 1.3326e-05 | 1.3326e-05 | 1.3326e-05 | 1.3326e-05 | 1.3326e-05 | 1.3326e-05 | 1.3326e-05 | 1.3326e-05 | 1.3326e-05
SCE | MW | Commercial | Com - Storage (Conditioned) | Service | No | HVAC - Comprehensive Rooftop Unit Quality Maintenance | 5.5594e-08 | 1.1118e-07 | 1.7267e-07 | 2.4014e-07 | 3.1341e-07 | 3.9217e-07 | 4.7583e-07 | 5.6352e-07 | 6.5417e-07 | 7.4649e-07 | 8.3901e-07 | 8.7469e-07
SCE | MW | Commercial | Com - Storage (Conditioned) | Service | No | Service - HVAC Fault Detection & Diagnositics | 0.00011067 | 0.00026217 | 0.00041134 | 0.00055703 | 0.00070083 | 0.00084002 | 0.00097406 | 0.0011052 | 0.0012317 | 0.0013567 | 0.0014783 | 0.0015976
SCE | MW | Commercial | Com - Storage (Conditioned) | Service | No | Service - Retro-Commissioning (Electric) | 0.0019759 | 0.0036363 | 0.0050701 | 0.0063058 | 0.0073587 | 0.0082529 | 0.0070276 | 0.0059888 | 0.0050617 | 0.0042306 | 0.0034892 | 0.0028353
SCE | MW | Commercial | Com - Storage (Conditioned) | WholeBlg | No | HVAC - Energy Management System | 7.5749e-05 | 0.00016002 | 0.00023969 | 0.00031426 | 0.00038465 | 0.00045008 | 0.00051064 | 0.00056982 | 0.00062715 | 0.00068405 | 0.0007396 | 0.00079435
SCE | MW | Commercial | Com - Storage (Conditioned) | WholeBlg | No | WholeBlg - Com RET Level 1 | 0.032766 | 0.077611 | 0.13538 | 0.20699 | 0.29336 | 0.39543 | 0.51415 | 0.65041 | 0.80503 | 0.97875 | 1.1721 | 1.3856
SCE | MW | Commercial | Com - Storage (Conditioned) | WholeBlg | No | WholeBlg - Com RET Level 2 | 0.093088 | 0.21969 | 0.3827 | 0.58538 | 0.83116 | 1.1238 | 1.4669 | 1.8642 | 2.3193 | 2.8354 | 3.4152 | 4.0608
SCE | MW | Commercial | Com - Storage (Unconditioned) | AppPlug | No | AppPlug - Computer Monitor | 0.059621 | 0.17663 | 0.28994 | 0.40582 | 0.40582 | 0.40582 | 0.3462 | 0.22919 | 0.11588 | 0 | 0 | 0
SCE | MW | Commercial | Com - Storage (Unconditioned) | AppPlug | No | AppPlug - Desktop Computer (Com - Power Management) | 0.052362 | 0.10862 | 0.16402 | 0.21799 | 0.27045 | 0.3206 | 0.36806 | 0.41328 | 0.4558 | 0.49645 | 0.5348 | 0.51894
SCE | MW | Commercial | Com - Storage (Unconditioned) | AppPlug | No | AppPlug - Occupancy Sensor Plug Strip | 0.03167 | 0.068016 | 0.10622 | 0.13674 | 0.16604 | 0.19477 | 0.22216 | 0.24983 | 0.27642 | 0.28043 | 0.27931 | 0.27606
SCE | MW | Commercial | Com - Storage (Unconditioned) | BldgEnv | No | BldgEnv - Window Film | 0.070867 | 0.13465 | 0.20258 | 0.2812 | 0.37067 | 0.47008 | 0.57669 | 0.69039 | 0.80923 | 0.9337 | 1.0605 | 1.1163
SCE | MW | Commercial | Com - Storage (Unconditioned) | Lighting | Yes | Lighting - LED Fixture (Replacing T8) - Emerging | 0.019122 | 0.04808 | 0.092577 | 0.15786 | 0.25116 | 0.37842 | 0.54528 | 0.76276 | 1.0323 | 1.3664 | 1.7657 | 2.2364
SCE | MW | Commercial | Com - Storage (Unconditioned) | Lighting | Yes | Lighting - LED Lamp (Basic High - Indoor) - Emerging | 0.00036157 | 0.00087916 | 0.0016069 | 0.0024564 | 0.0034217 | 0.0035606 | 0.0032644 | 0.002882 | 0.0024806 | 0.0017012 | 0.0021345 | 0.0026149
SCE | MW | Commercial | Com - Storage (Unconditioned) | Lighting | Yes | Lighting - LED Lamp (Basic Low - Indoor) - Emerging | 0.0028199 | 0.0071885 | 0.012619 | 0.018895 | 0.026175 | 0.027434 | 0.025891 | 0.024411 | 0.023132 | 0.019152 | 0.024445 | 0.030551
SCE | MW | Commercial | Com - Storage (Unconditioned) | Lighting | Yes | Lighting - LED Plug-In Indoor Fixture - Emerging | 0.029311 | 0.066712 | 0.11356 | 0.17026 | 0.23895 | 0.24349 | 0.24866 | 0.25519 | 0.26338 | 0.27352 | 0.28556 | 0.29966
SCE | MW | Commercial | Com - Storage (Unconditioned) | Lighting | No | Lighting - Cold Cathode Lamp | 0.010075 | 0.0204 | 0.031022 | 0.041921 | 0.053183 | 0.053183 | 0.053183 | 0.053183 | 0.053183 | 0.043107 | 0.032783 | 0.022161
SCE | MW | Commercial | Com - Storage (Unconditioned) | Lighting | No | Lighting - Compact Fluorescent Fixture (Indoor) | 0.14711 | 0.30196 | 0.46476 | 0.63512 | 0.81357 | 0.66646 | 0.51162 | 0.34881 | 0.17845 | 0 | 0 | 0
SCE | MW | Commercial | Com - Storage (Unconditioned) | Lighting | No | Lighting - Compact Fluorescent Lamp (Basic High - Indoor) | 0.015562 | 0.031522 | 0.047787 | 0.064321 | 0.081145 | 0.065583 | 0.049623 | 0.033358 | 0.016824 | 0 | 0 | 0
SCE | MW | Commercial | Com - Storage (Unconditioned) | Lighting | No | Lighting - Compact Fluorescent Lamp (Basic Low - Indoor) | 0.15681 | 0.31513 | 0.47539 | 0.6373 | 0.80131 | 0.6445 | 0.48617 | 0.32592 | 0.16401 | 0 | 0 | 0
SCE | MW | Commercial | Com - Storage (Unconditioned) | Lighting | No | Lighting - Exit Fixture (LED) | 0.051033 | 0.098877 | 0.15008 | 0.19895 | 0.2451 | 0.28905 | 0.28787 | 0.28688 | 0.27851 | 0.26874 | 0.25911 | 0.24952
SCE | MW | Commercial | Com - Storage (Unconditioned) | Lighting | No | Lighting - Halogen Lamp (A-Line) | 0.0029727 | 0.0064298 | 0.0067578 | 0.0069706 | 0.0073026 | 0.0036326 | 0 | 0 | 0 | 0 | 0 | 0
SCE | MW | Commercial | Com - Storage (Unconditioned) | Lighting | No | Lighting - Halogen Lamp (Reflector) | 0.00091973 | 0.0019799 | 0.00201 | 0.0020011 | 0.0020304 | 0.002023 | 0.0020534 | 0.0020525 | 0.0020885 | 0.00212 | 0.0021594 | 0.0021895
SCE | MW | Commercial | Com - Storage (Unconditioned) | Lighting | No | Lighting - High Bay HID to T5 | 0.033292 | 0.078884 | 0.1238 | 0.1677 | 0.21105 | 0.28501 | 0.36925 | 0.45201 | 0.53241 | 0.61187 | 0.68902 | 0.76407
SCE | MW | Commercial | Com - Storage (Unconditioned) | Lighting | No | Lighting - Induction Fixture (Indoor) | 0.030968 | 0.064545 | 0.10079 | 0.13939 | 0.18065 | 0.22377 | 0.26839 | 0.31504 | 0.36305 | 0.41325 | 0.46489 | 0.51822
SCE | MW | Commercial | Com - Storage (Unconditioned) | Lighting | No | Lighting - Induction Fixture (Outdoor) | 0.010615 | 0.02497 | 0.039289 | 0.053773 | 0.068519 | 0.083266 | 0.097954 | 0.11277 | 0.12754 | 0.14254 | 0.15757 | 0.17274
SCE | MW | Commercial | Com - Storage (Unconditioned) | Lighting | No | Lighting - Linear Fluorescent Delamping | 0.0033978 | 0.0068472 | 0.010992 | 0.015854 | 0.015854 | 0 | 0 | 0 | 0 | 0 | 0 | 0
SCE | MW | Commercial | Com - Storage (Unconditioned) | Lighting | No | Lighting - Linear Fluorescent Fixture (Low Wattage T8) | 0.10883 | 0.24297 | 0.40258 | 0.58608 | 0.79436 | 1.0222 | 1.2664 | 1.5273 | 1.7996 | 2.0855 | 2.3789 | 2.6791
SCE | MW | Commercial | Com - Storage (Unconditioned) | Lighting | No | Lighting - Low Bay HID to T5 | 0 | 0 | 0 | 0 | 0.012336 | 0.024371 | 0.035497 | 0.046439 | 0.057034 | 0.07215 | 0.086896 | 0.10115
SCE | MW | Commercial | Com - Storage (Unconditioned) | Lighting | No | Lighting - Plug-In Fixture (Compact Fluorescent) | 0.50669 | 1.0189 | 1.5361 | 2.0542 | 2.5761 | 2.5761 | 2.5761 | 2.5761 | 2.5761 | 2.5761 | 2.5761 | 2.5761
SCE | MW | Commercial | Com - Storage (Unconditioned) | Lighting | No | Lighting - Plug-In Fixture (Induction) | 0 | 0 | 0 | 0 | 0.068857 | 0.1471 | 0.23369 | 0.32734 | 0.42474 | 0.52709 | 0.632 | 0.73987
SCE | MW | Commercial | Com - Storage (Unconditioned) | Lighting | No | Lighting - Plug-In Fixture (Linear Fluorescent) | 0.87262 | 1.8087 | 2.7997 | 3.8313 | 4.9062 | 4.9062 | 4.9062 | 4.9062 | 4.9062 | 4.9062 | 4.9062 | 4.9062
SCE | MW | Commercial | Com - Storage (Unconditioned) | Lighting | No | Lighting - Plug-In Fixture (PSMH with Electronic Ballast) | 0.1266 | 0.27957 | 0.43318 | 0.58689 | 0.72028 | 0.84187 | 0.95818 | 1.0721 | 1.1832 | 1.2943 | 1.4042 | 1.5139
SCE | MW | Commercial | Com - Storage (Unconditioned) | Lighting | No | Lighting - Plug-In Fixture (PSMH) | 0.16992 | 0.34944 | 0.52984 | 0.71022 | 0.88205 | 1.0492 | 1.2047 | 1.3535 | 1.4962 | 1.6362 | 1.7731 | 1.908
SCE | MW | Commercial | Com - Storage (Unconditioned) | SHW | No | SHW - EF Rated Instantaneous Water Heater (Electric) | 1.3461e-05 | 2.9287e-05 | 4.7482e-05 | 6.7817e-05 | 9.0453e-05 | 0.0001148 | 0.00014058 | 0.00016806 | 0.00019671 | 0.00022705 | 0.00025848 | 0.00029115
SCE | MW | Commercial | Com - Storage (Unconditioned) | SHW | No | SHW - EF Rated Storage Water Heater (Electric) | 1.1057e-05 | 2.3821e-05 | 2.3821e-05 | 2.3821e-05 | 2.3821e-05 | 2.3821e-05 | 2.3821e-05 | 2.3821e-05 | 2.3821e-05 | 2.3821e-05 | 2.3821e-05 | 2.3821e-05
SCE | MW | Commercial | Com - Storage (Unconditioned) | Service | No | HVAC - Comprehensive Rooftop Unit Quality Maintenance | 1.3899e-07 | 2.7796e-07 | 4.3168e-07 | 6.0034e-07 | 7.8352e-07 | 9.8043e-07 | 1.1896e-06 | 1.4088e-06 | 1.6354e-06 | 1.8662e-06 | 2.0975e-06 | 2.1867e-06
SCE | MW | Commercial | Com - Storage (Unconditioned) | Service | No | Service - HVAC Fault Detection & Diagnositics | 0.00027667 | 0.00065542 | 0.0010284 | 0.0013926 | 0.0017521 | 0.0021 | 0.0024352 | 0.002763 | 0.0030793 | 0.0033917 | 0.0036956 | 0.003994
SCE | MW | Commercial | Com - Storage (Unconditioned) | Service | No | Service - Retro-Commissioning (Electric) | 0.0049398 | 0.0090908 | 0.012675 | 0.015765 | 0.018397 | 0.020632 | 0.017569 | 0.014972 | 0.012654 | 0.010577 | 0.008723 | 0.0070883
SCE | MW | Commercial | Com - Storage (Unconditioned) | WholeBlg | No | HVAC - Energy Management System | 0.00018937 | 0.00040004 | 0.00059922 | 0.00078564 | 0.00096163 | 0.0011252 | 0.0012766 | 0.0014245 | 0.0015679 | 0.0017101 | 0.001849 | 0.0019859
SCE | MW | Commercial | Com - Storage (Unconditioned) | WholeBlg | No | WholeBlg - Com NC Level 2 | 0.015422 | 0 | 0 | 0 | 0 | 0 | 0 | 0 | 0 | 0 | 0 | 0
SCE | MW | Commercial | Com - Storage (Unconditioned) | WholeBlg | No | WholeBlg - Com NC Level 3 | 0.011382 | 0.011382 | 0.011382 | 0.011382 | 0.011382 | 0.011382 | 0.011382 | 0 | 0 | 0 | 0 | 0
SCE | MW | Commercial | Com - Storage (Unconditioned) | WholeBlg | No | WholeBlg - Com RET Level 1 | 0.042644 | 0.10103 | 0.17662 | 0.27099 | 0.38589 | 0.52317 | 0.68475 | 0.8725 | 1.0883 | 1.3337 | 1.6101 | 1.9186
SCE | MW | Commercial | Com - Storage (Unconditioned) | WholeBlg | No | WholeBlg - Com RET Level 2 | 0.024368 | 0.057692 | 0.1007 | 0.15424 | 0.21911 | 0.29615 | 0.38617 | 0.48998 | 0.60827 | 0.74177 | 0.89092 | 1.0562
SCE | MW | Commercial | Com - Warehouse (Refrigerated) | AppPlug | No | AppPlug - Computer Monitor | 0.0047513 | 0.014048 | 0.023078 | 0.032306 | 0.032306 | 0.032306 | 0.027554 | 0.018258 | 0.0092282 | 0 | 0 | 0
SCE | MW | Commercial | Com - Warehouse (Refrigerated) | AppPlug | No | AppPlug - Desktop Computer (Com - Power Management) | 0.0041729 | 0.0086561 | 0.013071 | 0.017372 | 0.021553 | 0.02555 | 0.029332 | 0.032936 | 0.036324 | 0.039564 | 0.04262 | 0.041356
SCE | MW | Commercial | Com - Warehouse (Refrigerated) | AppPlug | No | AppPlug - Occupancy Sensor Plug Strip | 0.0025239 | 0.0054204 | 0.0084652 | 0.010897 | 0.013232 | 0.015522 | 0.017705 | 0.019909 | 0.022029 | 0.022348 | 0.022259 | 0.022
SCE | MW | Commercial | Com - Warehouse (Refrigerated) | BldgEnv | No | BldgEnv - Wall Spray On Insulation | 0.00722 | 0.014079 | 0.020724 | 0.027559 | 0.034296 | 0.040854 | 0.047007 | 0.045813 | 0.044583 | 0.043433 | 0.041556 | 0.039353
SCE | MW | Commercial | Com - Warehouse (Refrigerated) | BldgEnv | No | BldgEnv - Window Film | 0.003999 | 0.0075982 | 0.011432 | 0.015868 | 0.020917 | 0.026527 | 0.032543 | 0.038959 | 0.045665 | 0.052689 | 0.059845 | 0.062991
SCE | MW | Commercial | Com - Warehouse (Refrigerated) | ComRefrig | No | ComRefrig - Strip Curtain for Walk In Refrigerator | 0.0075157 | 0.013878 | 0.019249 | 0.023704 | 0.027317 | 0.022657 | 0.018484 | 0.014727 | 0.011412 | 0.0086549 | 0.006441 | 0.0047336
SCE | MW | Commercial | Com - Warehouse (Refrigerated) | Lighting | Yes | Lighting - LED Fixture (Replacing T8) - Emerging | 0.0032778 | 0.0081672 | 0.015272 | 0.025135 | 0.03846 | 0.055649 | 0.077064 | 0.10361 | 0.13528 | 0.17322 | 0.21727 | 0.26782
SCE | MW | Commercial | Com - Warehouse (Refrigerated) | Lighting | Yes | Lighting - LED Lamp (Basic High - Indoor) - Emerging | 5.2434e-05 | 0.0001249 | 0.00021236 | 0.00030921 | 0.00041652 | 0.00043156 | 0.00038704 | 0.00033827 | 0.00028905 | 0.00018571 | 0.0002256 | 0.00026997
SCE | MW | Commercial | Com - Warehouse (Refrigerated) | Lighting | Yes | Lighting - LED Lamp (Basic Low - Indoor) - Emerging | 0.00034931 | 0.00085983 | 0.0014533 | 0.0021292 | 0.0028991 | 0.0030298 | 0.0028148 | 0.0026188 | 0.0024366 | 0.0019125 | 0.0023951 | 0.0029488
SCE | MW | Commercial | Com - Warehouse (Refrigerated) | Lighting | Yes | Lighting - LED Plug-In Indoor Fixture - Emerging | 0.0029213 | 0.0066485 | 0.011314 | 0.016952 | 0.023771 | 0.024221 | 0.024733 | 0.025382 | 0.026193 | 0.027198 | 0.028389 | 0.029781
SCE | MW | Commercial | Com - Warehouse (Refrigerated) | Lighting | No | Lighting - Cold Cathode Lamp | 0.0017187 | 0.0034925 | 0.005324 | 0.0072085 | 0.0091544 | 0.0091544 | 0.0074357 | 0.0056619 | 0.0038304 | 0.0019459 | 0 | 0
SCE | MW | Commercial | Com - Warehouse (Refrigerated) | Lighting | No | Lighting - Compact Fluorescent Fixture (Indoor) | 0.01427 | 0.0295 | 0.045723 | 0.062891 | 0.081057 | 0.066787 | 0.051557 | 0.035334 | 0.018167 | 0 | 0 | 0
SCE | MW | Commercial | Com - Warehouse (Refrigerated) | Lighting | No | Lighting - Compact Fluorescent Lamp (Basic High - Indoor) | 0.0015844 | 0.00318 | 0.0047907 | 0.006416 | 0.0080607 | 0.0064763 | 0.0048807 | 0.0032699 | 0.0016447 | 0 | 0 | 0
SCE | MW | Commercial | Com - Warehouse (Refrigerated) | Lighting | No | Lighting - Compact Fluorescent Lamp (Basic Low - Indoor) | 0.015369 | 0.030864 | 0.046554 | 0.062394 | 0.078429 | 0.06306 | 0.047565 | 0.031875 | 0.016035 | 0 | 0 | 0
SCE | MW | Commercial | Com - Warehouse (Refrigerated) | Lighting | No | Lighting - Halogen Lamp (A-Line) | 0.00023691 | 0.00051242 | 0.00053855 | 0.00055551 | 0.00058197 | 0.00028949 | 0 | 0 | 0 | 0 | 0 | 0
SCE | MW | Commercial | Com - Warehouse (Refrigerated) | Lighting | No | Lighting - Halogen Lamp (Reflector) | 7.33e-05 | 0.00015778 | 0.00016018 | 0.00015947 | 0.00016181 | 0.00016122 | 0.00016364 | 0.00016357 | 0.00016644 | 0.00016895 | 0.00017209 | 0.00017449
SCE | MW | Commercial | Com - Warehouse (Refrigerated) | Lighting | No | Lighting - High Bay HID to T5 | 0.0029997 | 0.0070827 | 0.0111 | 0.015021 | 0.01889 | 0.025513 | 0.033037 | 0.04042 | 0.047585 | 0.054659 | 0.061521 | 0.06819
SCE | MW | Commercial | Com - Warehouse (Refrigerated) | Lighting | No | Lighting - Induction Fixture (Indoor) | 0.0026904 | 0.0054411 | 0.0082578 | 0.01112 | 0.014054 | 0.017009 | 0.019972 | 0.022981 | 0.026002 | 0.02909 | 0.032207 | 0.03537
SCE | MW | Commercial | Com - Warehouse (Refrigerated) | Lighting | No | Lighting - Induction Fixture (Outdoor) | 0.00084637 | 0.0019888 | 0.0031299 | 0.0042841 | 0.005459 | 0.0066342 | 0.0078046 | 0.0089851 | 0.010162 | 0.011357 | 0.012555 | 0.013764
SCE | MW | Commercial | Com - Warehouse (Refrigerated) | Lighting | No | Lighting - Linear Fluorescent Delamping | 0.00023447 | 0.00047226 | 0.00075961 | 0.0010978 | 0.0014821 | 0 | 0 | 0 | 0 | 0 | 0 | 0
SCE | MW | Commercial | Com - Warehouse (Refrigerated) | Lighting | No | Lighting - Linear Fluorescent Fixture (Low Wattage T8) | 0.0095644 | 0.021107 | 0.034612 | 0.049919 | 0.067075 | 0.085634 | 0.10532 | 0.12617 | 0.14774 | 0.17019 | 0.19304 | 0.21623
SCE | MW | Commercial | Com - Warehouse (Refrigerated) | Lighting | No | Lighting - Low Bay HID to T5 | 0.00085995 | 0.0020304 | 0.003182 | 0.004306 | 0.0054149 | 0.006809 | 0.0082791 | 0.0097195 | 0.011114 | 0.01249 | 0.013827 | 0.015132
SCE | MW | Commercial | Com - Warehouse (Refrigerated) | Lighting | No | Lighting - Occupancy Sensor | 0 | 0 | 0 | 0 | 0 | 0 | 0.0044807 | 0.0092321 | 0.013553 | 0.012927 | 0.011559 | 0.010318
SCE | MW | Commercial | Com - Warehouse (Refrigerated) | Lighting | No | Lighting - Plug-In Fixture (Compact Fluorescent) | 0.049495 | 0.099492 | 0.14995 | 0.20046 | 0.25133 | 0.25133 | 0.25133 | 0.25133 | 0.25133 | 0.25133 | 0.25133 | 0.25133
SCE | MW | Commercial | Com - Warehouse (Refrigerated) | Lighting | No | Lighting - Plug-In Fixture (Induction) | 0.0099415 | 0.020397 | 0.031189 | 0.042232 | 0.053634 | 0.065134 | 0.076659 | 0.088387 | 0.10014 | 0.11218 | 0.12432 | 0.13664
SCE | MW | Commercial | Com - Warehouse (Refrigerated) | Lighting | No | Lighting - Plug-In Fixture (Linear Fluorescent) | 0.084084 | 0.17422 | 0.26962 | 0.36892 | 0.4724 | 0.4724 | 0.4724 | 0.4724 | 0.4724 | 0.4724 | 0.4724 | 0.4724
SCE | MW | Commercial | Com - Warehouse (Refrigerated) | Lighting | No | Lighting - Plug-In Fixture (MH Directional) | 0 | 0 | 0 | 0 | 0 | 0 | 0 | 0 | 0.0058046 | 0.013787 | 0.022155 | 0.030829
SCE | MW | Commercial | Com - Warehouse (Refrigerated) | Lighting | No | Lighting - Plug-In Fixture (PSMH with Electronic Ballast) | 0.0090439 | 0.018908 | 0.028764 | 0.038599 | 0.048497 | 0.058291 | 0.067949 | 0.077598 | 0.087136 | 0.096734 | 0.10628 | 0.11585
SCE | MW | Commercial | Com - Warehouse (Refrigerated) | Lighting | No | Lighting - Plug-In Fixture (PSMH) | 0.010598 | 0.022158 | 0.033631 | 0.044998 | 0.056351 | 0.067508 | 0.078442 | 0.089295 | 0.099958 | 0.11062 | 0.12117 | 0.13169
SCE | MW | Commercial | Com - Warehouse (Refrigerated) | Service | No | HVAC - Comprehensive Rooftop Unit Quality Maintenance | 1.1076e-08 | 2.2151e-08 | 3.4402e-08 | 4.7843e-08 | 6.2441e-08 | 7.8133e-08 | 9.48e-08 | 1.1227e-07 | 1.3033e-07 | 1.4873e-07 | 1.6716e-07 | 1.7427e-07
SCE | MW | Commercial | Com - Warehouse (Refrigerated) | Service | No | Service - HVAC Fault Detection & Diagnositics | 2.2049e-05 | 5.2233e-05 | 8.1953e-05 | 0.00011098 | 0.00013963 | 0.00016736 | 0.00019406 | 0.00022019 | 0.0002454 | 0.0002703 | 0.00029452 | 0.0003183
SCE | MW | Commercial | Com - Warehouse (Refrigerated) | Service | No | Service - Retro-Commissioning (Electric) | 0.00039367 | 0.00072447 | 0.0010101 | 0.0012563 | 0.0014661 | 0.0016442 | 0.0014001 | 0.0011932 | 0.0010085 | 0.00084288 | 0.00069517 | 0.00056488
SCE | MW | Commercial | Com - Warehouse (Refrigerated) | WholeBlg | No | HVAC - Energy Management System | 1.5092e-05 | 3.1881e-05 | 4.7754e-05 | 6.261e-05 | 7.6635e-05 | 8.967e-05 | 0.00010174 | 0.00011353 | 0.00012495 | 0.00013628 | 0.00014735 | 0.00015826
SCE | MW | Commercial | Com - Warehouse (Refrigerated) | WholeBlg | No | WholeBlg - Com RET Level 1 | 0.0021286 | 0.0056646 | 0.010713 | 0.017399 | 0.025863 | 0.036253 | 0.048724 | 0.063432 | 0.080528 | 0.10016 | 0.12032 | 0.14185
SCE | MW | Commercial | Com - Warehouse (Refrigerated) | WholeBlg | No | WholeBlg - Com RET Level 2 | 0.0096223 | 0.021716 | 0.036551 | 0.054385 | 0.07547 | 0.10005 | 0.12836 | 0.16061 | 0.19698 | 0.23763 | 0.28263 | 0.33203
SCG | MM Therms | Commercial | Com - Assembly | HVAC | No | HVAC - Gas Furnace | 0.0074069 | 0.015601 | 0.024578 | 0.034341 | 0.04488 | 0.056168 | 0.068168 | 0.080837 | 0.09414 | 0.10803 | 0.12249 | 0.13748
SCG | MM Therms | Commercial | Com - Assembly | SHW | Yes | SHW - EF Rated Storage Water Heater (Gas) - Emerging | 0 | 0 | 0 | 0.0026105 | 0.0085322 | 0.018163 | 0.031805 | 0.049995 | 0.072826 | 0.10109 | 0.13464 | 0.17398
SCG | MM Therms | Commercial | Com - Assembly | SHW | Yes | SHW - ET Rated Storage Water Heater - Emerging | 0.020646 | 0.052605 | 0.097374 | 0.15613 | 0.23071 | 0.32137 | 0.4286 | 0.55413 | 0.69762 | 0.86136 | 1.044 | 1.2462
SCG | MM Therms | Commercial | Com - Assembly | SHW | No | SHW - EF Rated Instantaneous Water Heater (Gas) | 0.0068318 | 0.015442 | 0.021219 | 0.03181 | 0.04394 | 0.05735 | 0.071898 | 0.087679 | 0.10445 | 0.12242 | 0.14125 | 0.16098
SCG | MM Therms | Commercial | Com - Assembly | SHW | No | SHW - EF Rated Storage Water Heater (Gas) | 0.0043785 | 0.0097787 | 0.014172 | 0.019209 | 0.024911 | 0.031151 | 0.037862 | 0.045087 | 0.052715 | 0.060839 | 0.069312 | 0.078151
SCG | MM Therms | Commercial | Com - Assembly | SHW | No | SHW - ET Rated Instantaneous Water Heater | 0 | 0 | 0 | 0 | 0 | 0 | 0 | 0 | 0 | 0 | 0.0043979 | 0.0090175
SCG | MM Therms | Commercial | Com - Assembly | SHW | No | SHW - ET Rated Storage Water Heater | 0 | 0 | 0 | 0 | 0 | 0 | 0 | 0 | 0 | 0 | 0 | 0.011707
SCG | MM Therms | Commercial | Com - Assembly | SHW | No | SHW - Pipe and Tank Insulation | 0 | 0 | 0 | 0 | 0 | 0 | 0.064447 | 0.13056 | 0.19591 | 0.25891 | 0.31839 | 0.37359
SCG | MM Therms | Commercial | Com - Assembly | Service | No | Service - Retro-Commissioning (Gas) | 0.011436 | 0.022989 | 0.036428 | 0.051776 | 0.068891 | 0.087419 | 0.10682 | 0.1264 | 0.14541 | 0.16319 | 0.17923 | 0.18185
SCG | MM Therms | Commercial | Com - Assembly | WholeBlg | No | HVAC - Energy Management System | 0.086278 | 0.18081 | 0.27078 | 0.35511 | 0.4343 | 0.50735 | 0.57451 | 0.63732 | 0.69697 | 0.75617 | 0.8138 | 0.87057
SCG | MM Therms | Commercial | Com - Assembly | WholeBlg | No | WholeBlg - Com NC Level 2 | 0.0014408 | 0 | 0 | 0 | 0 | 0 | 0 | 0 | 0 | 0 | 0 | 0
SCG | MM Therms | Commercial | Com - Assembly | WholeBlg | No | WholeBlg - Com NC Level 3 | 0.00069328 | 0.0053047 | 0.01184 | 0.020404 | 0.020404 | 0.020404 | 0.020404 | 0 | 0 | 0 | 0 | 0
SCG | MM Therms | Commercial | Com - Assembly | WholeBlg | No | WholeBlg - Com NC ZNE | 9.2134e-07 | 2.4138e-06 | 5.636e-06 | 1.0841e-05 | 2.1845e-05 | 4.0743e-05 | 6.8329e-05 | 0.00010863 | 0.00016156 | 0.00023065 | 0.00022996 | 0.00022884
SCG | MM Therms | Commercial | Com - Assembly | WholeBlg | No | WholeBlg - Com RET Level 1 | 0.0044259 | 0.010465 | 0.018252 | 0.027932 | 0.039665 | 0.053618 | 0.069963 | 0.088869 | 0.1105 | 0.135 | 0.1625 | 0.19309
SCG | MM Therms | Commercial | Com - Assembly | WholeBlg | No | WholeBlg - Com RET Level 2 | 1.0901e-10 | 2.6982e-10 | 5.0094e-10 | 8.403e-10 | 1.3429e-09 | 2.0634e-09 | 3.0702e-09 | 4.4565e-09 | 6.3205e-09 | 8.7952e-09 | 1.2025e-08 | 1.6237e-08
SCG | MM Therms | Commercial | Com - Education (Community College) | FoodServ | No | FoodServ - Fryer (Gas) | 0.001878 | 0.0038002 | 0.0057703 | 0.00778 | 0.0098488 | 0.011944 | 0.014057 | 0.016206 | 0.018373 | 0.020587 | 0.022829 | 0.02511
SCG | MM Therms | Commercial | Com - Education (Community College) | FoodServ | No | FoodServ - Oven (Gas) | 0.002652 | 0.0054307 | 0.0083393 | 0.011364 | 0.014536 | 0.017797 | 0.021128 | 0.024556 | 0.02805 | 0.031654 | 0.035334 | 0.03911
SCG | MM Therms | Commercial | Com - Education (Community College) | HVAC | No | HVAC - AFUE Rated Boiler (High) | 0.002904 | 0.0062566 | 0.010072 | 0.014353 | 0.019237 | 0.024609 | 0.030454 | 0.036822 | 0.043667 | 0.051068 | 0.058956 | 0.067364
SCG | MM Therms | Commercial | Com - Education (Community College) | HVAC | No | HVAC - AFUE Rated Boiler (Standard) | 0.00029153 | 0.00062871 | 0.001013 | 0.0014442 | 0.0019343 | 0.0024733 | 0.0030597 | 0.0036979 | 0.0043837 | 0.0051241 | 0.0059124 | 0.0067512
SCG | MM Therms | Commercial | Com - Education (Community College) | HVAC | No | HVAC - Gas Furnace | 0.00086605 | 0.0018155 | 0.0028475 | 0.0039612 | 0.0051547 | 0.0064253 | 0.0077685 | 0.0091798 | 0.010655 | 0.01219 | 0.013782 | 0.015428
SCG | MM Therms | Commercial | Com - Education (Community College) | HVAC | No | HVAC - Thermostat | 0.13809 | 0.28446 | 0.42287 | 0.55329 | 0.67966 | 0.7952 | 0.90113 | 0.99982 | 1.0925 | 1.1831 | 1.2706 | 1.3559
SCG | MM Therms | Commercial | Com - Education (Community College) | SHW | Yes | SHW - EF Rated Storage Water Heater (Gas) - Emerging | 0 | 0 | 0 | 0.00070194 | 0.0022825 | 0.004841 | 0.0084547 | 0.013263 | 0.019291 | 0.026745 | 0.035586 | 0.045946
SCG | MM Therms | Commercial | Com - Education (Community College) | SHW | Yes | SHW - ET Rated Storage Water Heater - Emerging | 0.0027142 | 0.0069218 | 0.012815 | 0.020532 | 0.030296 | 0.042132 | 0.056094 | 0.07239 | 0.090965 | 0.1121 | 0.13562 | 0.1616
SCG | MM Therms | Commercial | Com - Education (Community College) | SHW | No | SHW - EF Rated Instantaneous Water Heater (Gas) | 0.00091617 | 0.0020598 | 0.0020598 | 0.0034439 | 0.0050214 | 0.0067578 | 0.0086337 | 0.01066 | 0.012806 | 0.015096 | 0.017488 | 0.019985
SCG | MM Therms | Commercial | Com - Education (Community College) | SHW | No | SHW - EF Rated Storage Water Heater (Gas) | 0.00059921 | 0.0013376 | 0.0019373 | 0.002625 | 0.0034026 | 0.0042523 | 0.0051647 | 0.0061453 | 0.0071788 | 0.0082779 | 0.0094223 | 0.010614
SCG | MM Therms | Commercial | Com - Education (Community College) | SHW | No | SHW - ET Rated Instantaneous Water Heater | 0 | 0 | 0 | 0 | 0 | 0 | 0 | 0 | 0 | 0 | 0.0017231 | 0.0041837
SCG | MM Therms | Commercial | Com - Education (Community College) | SHW | No | SHW - Pipe and Tank Insulation | 0 | 0 | 0 | 0 | 0 | 0 | 0.025654 | 0.051971 | 0.077986 | 0.10306 | 0.12674 | 0.14871
SCG | MM Therms | Commercial | Com - Education (Community College) | Service | No | Service - Retro-Commissioning (Gas) | 0.0045522 | 0.0091513 | 0.014501 | 0.02061 | 0.027423 | 0.034798 | 0.042521 | 0.050314 | 0.057883 | 0.064959 | 0.071347 | 0.072386
SCG | MM Therms | Commercial | Com - Education (Community College) | WholeBlg | No | HVAC - Energy Management System | 0.034344 | 0.071974 | 0.10779 | 0.14136 | 0.17288 | 0.20196 | 0.22869 | 0.25369 | 0.27744 | 0.301 | 0.32395 | 0.34654
SCG | MM Therms | Commercial | Com - Education (Community College) | WholeBlg | No | WholeBlg - Com NC Level 2 | 0.00057352 | 0 | 0 | 0 | 0 | 0 | 0 | 0 | 0 | 0 | 0 | 0
SCG | MM Therms | Commercial | Com - Education (Community College) | WholeBlg | No | WholeBlg - Com NC Level 3 | 0.00027597 | 0.0021116 | 0.0047129 | 0.0081223 | 0.0081223 | 0.0081223 | 0.0081223 | 0 | 0 | 0 | 0 | 0
SCG | MM Therms | Commercial | Com - Education (Community College) | WholeBlg | No | WholeBlg - Com NC ZNE | 3.6675e-07 | 9.6085e-07 | 2.2435e-06 | 4.3156e-06 | 8.6956e-06 | 1.6219e-05 | 2.7199e-05 | 4.3241e-05 | 6.431e-05 | 9.1814e-05 | 9.1538e-05 | 9.1092e-05
SCG | MM Therms | Commercial | Com - Education (Community College) | WholeBlg | No | WholeBlg - Com RET Level 1 | 0.0012286 | 0.0029379 | 0.0051686 | 0.0079695 | 0.0079695 | 0.0079695 | 0.0079695 | 0.0129 | 0.018722 | 0.025476 | 0.033175 | 0.041834
SCG | MM Therms | Commercial | Com - Education (Community College) | WholeBlg | No | WholeBlg - Com RET Level 2 | 0.0097037 | 0.022873 | 0.039762 | 0.060631 | 0.086413 | 0.11763 | 0.15458 | 0.19661 | 0.24379 | 0.29641 | 0.35478 | 0.41911
SCG | MM Therms | Commercial | Com - Education (Primary School) | FoodServ | No | FoodServ - Fryer (Gas) | 0.011318 | 0.022902 | 0.034775 | 0.046886 | 0.059354 | 0.071983 | 0.084716 | 0.097665 | 0.11072 | 0.12407 | 0.13758 | 0.15133
SCG | MM Therms | Commercial | Com - Education (Primary School) | FoodServ | No | FoodServ - Oven (Gas) | 0.01427 | 0.029221 | 0.044872 | 0.06115 | 0.078214 | 0.095761 | 0.11369 | 0.13213 | 0.15093 | 0.17033 | 0.19013 | 0.21044
SCG | MM Therms | Commercial | Com - Education (Primary School) | HVAC | No | HVAC - AFUE Rated Boiler (High) | 0.0064464 | 0.013878 | 0.022329 | 0.03181 | 0.042584 | 0.054434 | 0.067331 | 0.081372 | 0.096467 | 0.11277 | 0.13014 | 0.14865
SCG | MM Therms | Commercial | Com - Education (Primary School) | HVAC | No | HVAC - AFUE Rated Boiler (Standard) | 0.00065388 | 0.0014102 | 0.0022731 | 0.003243 | 0.0043436 | 0.005556 | 0.0068775 | 0.0083171 | 0.0098665 | 0.01154 | 0.013324 | 0.015223
SCG | MM Therms | Commercial | Com - Education (Primary School) | HVAC | No | HVAC - Gas Furnace | 0.00041416 | 0.0008677 | 0.0013601 | 0.0018909 | 0.0024591 | 0.0030633 | 0.0037016 | 0.0043717 | 0.0050718 | 0.0057997 | 0.0065542 | 0.0073334
SCG | MM Therms | Commercial | Com - Education (Primary School) | HVAC | No | HVAC - Thermostat | 0.15207 | 0.3142 | 0.47204 | 0.62233 | 0.76652 | 0.89905 | 1.0199 | 1.1311 | 1.2325 | 1.3275 | 1.4192 | 1.5083
SCG | MM Therms | Commercial | Com - Education (Primary School) | SHW | Yes | SHW - EF Rated Storage Water Heater (Gas) - Emerging | 0 | 0 | 0 | 0.00085709 | 0.0027975 | 0.0059474 | 0.010404 | 0.016339 | 0.023785 | 0.032999 | 0.043935 | 0.056756
SCG | MM Therms | Commercial | Com - Education (Primary School) | SHW | Yes | SHW - ET Rated Storage Water Heater - Emerging | 0.0021727 | 0.0067242 | 0.013174 | 0.021704 | 0.032563 | 0.045808 | 0.061514 | 0.079903 | 0.10094 | 0.12492 | 0.15167 | 0.18132
SCG | MM Therms | Commercial | Com - Education (Primary School) | SHW | No | SHW - EF Rated Instantaneous Water Heater (Gas) | 0 | 0.001333 | 0.001333 | 0.001333 | 0.0031852 | 0.0052355 | 0.0074598 | 0.0098686 | 0.012422 | 0.015149 | 0.017998 | 0.020973
SCG | MM Therms | Commercial | Com - Education (Primary School) | SHW | No | SHW - EF Rated Storage Water Heater (Gas) | 0.00065996 | 0.0014731 | 0.0021328 | 0.0028899 | 0.003746 | 0.0046812 | 0.005685 | 0.0067632 | 0.0078995 | 0.0091075 | 0.010365 | 0.011675
SCG | MM Therms | Commercial | Com - Education (Primary School) | SHW | No | SHW - Pipe and Tank Insulation | 0 | 0 | 0 | 0 | 0 | 0 | 0.038651 | 0.078301 | 0.1175 | 0.15528 | 0.19095 | 0.22406
SCG | MM Therms | Commercial | Com - Education (Primary School) | Service | No | Service - Retro-Commissioning (Gas) | 0.0068585 | 0.013788 | 0.021847 | 0.031052 | 0.041316 | 0.052428 | 0.064063 | 0.075805 | 0.087208 | 0.09787 | 0.10749 | 0.10906
SCG | MM Therms | Commercial | Com - Education (Primary School) | WholeBlg | No | HVAC - Energy Management System | 0.051744 | 0.10844 | 0.1624 | 0.21297 | 0.26047 | 0.30428 | 0.34456 | 0.38222 | 0.418 | 0.4535 | 0.48807 | 0.52211
SCG | MM Therms | Commercial | Com - Education (Primary School) | WholeBlg | No | WholeBlg - Com NC Level 2 | 0.00086409 | 0 | 0 | 0 | 0 | 0 | 0 | 0 | 0 | 0 | 0 | 0
SCG | MM Therms | Commercial | Com - Education (Primary School) | WholeBlg | No | WholeBlg - Com NC Level 3 | 0.00041579 | 0.0031814 | 0.0071006 | 0.012237 | 0.012237 | 0.012237 | 0.012237 | 0 | 0 | 0 | 0 | 0
SCG | MM Therms | Commercial | Com - Education (Primary School) | WholeBlg | No | WholeBlg - Com NC ZNE | 5.5256e-07 | 1.4476e-06 | 3.3801e-06 | 6.502e-06 | 1.3101e-05 | 2.4435e-05 | 4.0979e-05 | 6.5149e-05 | 9.6891e-05 | 0.00013833 | 0.00013791 | 0.00013724
SCG | MM Therms | Commercial | Com - Education (Primary School) | WholeBlg | No | WholeBlg - Com RET Level 1 | 0.0022705 | 0.0053992 | 0.0094489 | 0.014488 | 0.014488 | 0.014488 | 0.014488 | 0.014488 | 0.024249 | 0.035614 | 0.048599 | 0.063193
SCG | MM Therms | Commercial | Com - Education (Primary School) | WholeBlg | No | WholeBlg - Com RET Level 2 | 0.014296 | 0.033718 | 0.058656 | 0.089535 | 0.1277 | 0.17386 | 0.22847 | 0.29179 | 0.36304 | 0.44241 | 0.53037 | 0.62733
SCG | MM Therms | Commercial | Com - Education (Relocatable Classroom) | FoodServ | No | FoodServ - Fryer (Gas) | 0.011318 | 0.022902 | 0.034775 | 0.046886 | 0.059354 | 0.071983 | 0.084716 | 0.097665 | 0.11072 | 0.12407 | 0.13758 | 0.15133
SCG | MM Therms | Commercial | Com - Education (Relocatable Classroom) | FoodServ | No | FoodServ - Oven (Gas) | 0.01427 | 0.029221 | 0.044872 | 0.06115 | 0.078214 | 0.095761 | 0.11369 | 0.13213 | 0.15093 | 0.17033 | 0.19013 | 0.21044
SCG | MM Therms | Commercial | Com - Education (Relocatable Classroom) | HVAC | No | HVAC - Gas Furnace | 0.00060574 | 0.0012734 | 0.0020024 | 0.0027926 | 0.0036428 | 0.004551 | 0.0055141 | 0.0065288 | 0.0075921 | 0.0087006 | 0.0098525 | 0.011045
SCG | MM Therms | Commercial | Com - Education (Relocatable Classroom) | HVAC | No | HVAC - Thermostat | 0.15003 | 0.30787 | 0.4551 | 0.59282 | 0.72817 | 0.85306 | 0.97231 | 1.0876 | 1.198 | 1.3059 | 1.4103 | 1.5119
SCG | MM Therms | Commercial | Com - Education (Relocatable Classroom) | SHW | Yes | SHW - EF Rated Storage Water Heater (Gas) - Emerging | 0 | 0 | 0 | 0.0008877 | 0.0029312 | 0.0062808 | 0.011047 | 0.017421 | 0.025438 | 0.035383 | 0.047204 | 0.06109
SCG | MM Therms | Commercial | Com - Education (Relocatable Classroom) | SHW | Yes | SHW - ET Rated Storage Water Heater - Emerging | 0.0055665 | 0.016904 | 0.033041 | 0.054512 | 0.082014 | 0.11574 | 0.15593 | 0.20322 | 0.25756 | 0.31975 | 0.38945 | 0.46703
SCG | MM Therms | Commercial | Com - Education (Relocatable Classroom) | SHW | No | SHW - EF Rated Instantaneous Water Heater (Gas) | 0 | 0.0029731 | 0.0029731 | 0.0029731 | 0.0071819 | 0.011891 | 0.017045 | 0.022666 | 0.028657 | 0.035087 | 0.041832 | 0.048903
SCG | MM Therms | Commercial | Com - Education (Relocatable Classroom) | SHW | No | SHW - EF Rated Storage Water Heater (Gas) | 0.0015466 | 0.0034536 | 0.0050021 | 0.0067824 | 0.0088 | 0.011007 | 0.01338 | 0.015932 | 0.018627 | 0.021497 | 0.024491 | 0.027616
SCG | MM Therms | Commercial | Com - Education (Relocatable Classroom) | SHW | No | SHW - Pipe and Tank Insulation | 0 | 0 | 0 | 0 | 0 | 0 | 0.038651 | 0.078301 | 0.1175 | 0.15528 | 0.19095 | 0.22406
SCG | MM Therms | Commercial | Com - Education (Relocatable Classroom) | Service | No | Service - Retro-Commissioning (Gas) | 0.0068585 | 0.013788 | 0.021847 | 0.031052 | 0.041316 | 0.052428 | 0.064063 | 0.075805 | 0.087208 | 0.09787 | 0.10749 | 0.10906
SCG | MM Therms | Commercial | Com - Education (Relocatable Classroom) | WholeBlg | No | HVAC - Energy Management System | 0.051744 | 0.10844 | 0.1624 | 0.21297 | 0.26047 | 0.30428 | 0.34456 | 0.38222 | 0.418 | 0.4535 | 0.48807 | 0.52211
SCG | MM Therms | Commercial | Com - Education (Relocatable Classroom) | WholeBlg | No | WholeBlg - Com NC Level 2 | 0.00086409 | 0 | 0 | 0 | 0 | 0 | 0 | 0 | 0 | 0 | 0 | 0
SCG | MM Therms | Commercial | Com - Education (Relocatable Classroom) | WholeBlg | No | WholeBlg - Com NC Level 3 | 0.00041579 | 0.0031814 | 0.0071006 | 0.012237 | 0.012237 | 0.012237 | 0.012237 | 0 | 0 | 0 | 0 | 0
SCG | MM Therms | Commercial | Com - Education (Relocatable Classroom) | WholeBlg | No | WholeBlg - Com NC ZNE | 5.5256e-07 | 1.4476e-06 | 3.3801e-06 | 6.502e-06 | 1.3101e-05 | 2.4435e-05 | 4.0979e-05 | 6.5149e-05 | 9.6891e-05 | 0.00013833 | 0.00013791 | 0.00013724
SCG | MM Therms | Commercial | Com - Education (Relocatable Classroom) | WholeBlg | No | WholeBlg - Com RET Level 1 | 0.0082505 | 0.019662 | 0.034555 | 0.053283 | 0.053283 | 0.080855 | 0.11347 | 0.15156 | 0.19553 | 0.24575 | 0.30255 | 0.36618
SCG | MM Therms | Commercial | Com - Education (Relocatable Classroom) | WholeBlg | No | WholeBlg - Com RET Level 2 | 1.2876e-05 | 3.0859e-05 | 5.4746e-05 | 8.6219e-05 | 0.00013133 | 0.00018851 | 0.00025739 | 0.00033903 | 0.00043444 | 0.00054539 | 0.00067363 | 0.00082195
SCG | MM Therms | Commercial | Com - Education (Secondary School) | FoodServ | No | FoodServ - Fryer (Gas) | 0.005659 | 0.011451 | 0.017387 | 0.023443 | 0.029677 | 0.035992 | 0.042358 | 0.048832 | 0.055362 | 0.062035 | 0.06879 | 0.075664
SCG | MM Therms | Commercial | Com - Education (Secondary School) | FoodServ | No | FoodServ - Oven (Gas) | 0.0071348 | 0.014611 | 0.022436 | 0.030575 | 0.039107 | 0.047881 | 0.056843 | 0.066067 | 0.075465 | 0.085164 | 0.095064 | 0.10522
SCG | MM Therms | Commercial | Com - Education (Secondary School) | HVAC | No | HVAC - AFUE Rated Boiler (High) | 0.0032226 | 0.0069376 | 0.011162 | 0.015901 | 0.021288 | 0.027213 | 0.033661 | 0.040682 | 0.048229 | 0.056381 | 0.065067 | 0.074319
SCG | MM Therms | Commercial | Com - Education (Secondary School) | HVAC | No | HVAC - AFUE Rated Boiler (Standard) | 0.00032688 | 0.00070502 | 0.0011364 | 0.0016211 | 0.0021714 | 0.0027776 | 0.0034384 | 0.0041581 | 0.0049328 | 0.0057695 | 0.0066614 | 0.007611
SCG | MM Therms | Commercial | Com - Education (Secondary School) | HVAC | No | HVAC - Gas Furnace | 0.00020408 | 0.00042763 | 0.00067038 | 0.00093214 | 0.0012124 | 0.0015105 | 0.0018255 | 0.0021561 | 0.0025017 | 0.002861 | 0.0032335 | 0.0036182
SCG | MM Therms | Commercial | Com - Education (Secondary School) | HVAC | No | HVAC - Thermostat | 0.081267 | 0.16777 | 0.25107 | 0.33005 | 0.40609 | 0.47585 | 0.53962 | 0.5986 | 0.65256 | 0.70404 | 0.75371 | 0.80206
SCG | MM Therms | Commercial | Com - Education (Secondary School) | SHW | Yes | SHW - EF Rated Storage Water Heater (Gas) - Emerging | 0 | 0 | 0 | 0.00039855 | 0.001308 | 0.0027912 | 0.0048953 | 0.0077035 | 0.01123 | 0.0156 | 0.020789 | 0.026879
SCG | MM Therms | Commercial | Com - Education (Secondary School) | SHW | Yes | SHW - ET Rated Storage Water Heater - Emerging | 0.0016742 | 0.0051658 | 0.010124 | 0.0167 | 0.025096 | 0.035362 | 0.047562 | 0.061878 | 0.078291 | 0.097034 | 0.118 | 0.14127
SCG | MM Therms | Commercial | Com - Education (Secondary School) | SHW | No | SHW - EF Rated Instantaneous Water Heater (Gas) | 0 | 0.00099682 | 0.00099682 | 0.00099682 | 0.0023973 | 0.0039563 | 0.0056556 | 0.0075028 | 0.0094668 | 0.01157 | 0.013773 | 0.016078
SCG | MM Therms | Commercial | Com - Education (Secondary School) | SHW | No | SHW - EF Rated Storage Water Heater (Gas) | 0.00049169 | 0.0010977 | 0.0015894 | 0.0021541 | 0.0027933 | 0.0034918 | 0.0042419 | 0.0050483 | 0.0058988 | 0.0068038 | 0.0077469 | 0.00873
SCG | MM Therms | Commercial | Com - Education (Secondary School) | SHW | No | SHW - Pipe and Tank Insulation | 0 | 0 | 0 | 0 | 0 | 0 | 0.019325 | 0.03915 | 0.058748 | 0.07764 | 0.095475 | 0.11203
SCG | MM Therms | Commercial | Com - Education (Secondary School) | Service | No | Service - Retro-Commissioning (Gas) | 0.0034292 | 0.0068938 | 0.010924 | 0.015526 | 0.020658 | 0.026214 | 0.032031 | 0.037903 | 0.043604 | 0.048935 | 0.053747 | 0.05453
SCG | MM Therms | Commercial | Com - Education (Secondary School) | WholeBlg | No | HVAC - Energy Management System | 0.025872 | 0.054219 | 0.081199 | 0.10649 | 0.13023 | 0.15214 | 0.17228 | 0.19111 | 0.209 | 0.22675 | 0.24403 | 0.26105
SCG | MM Therms | Commercial | Com - Education (Secondary School) | WholeBlg | No | WholeBlg - Com NC Level 2 | 0.00043204 | 0 | 0 | 0 | 0 | 0 | 0 | 0 | 0 | 0 | 0 | 0
SCG | MM Therms | Commercial | Com - Education (Secondary School) | WholeBlg | No | WholeBlg - Com NC Level 3 | 0.00020789 | 0.0015907 | 0.0035503 | 0.0061186 | 0.0061186 | 0.0061186 | 0.0061186 | 0 | 0 | 0 | 0 | 0
SCG | MM Therms | Commercial | Com - Education (Secondary School) | WholeBlg | No | WholeBlg - Com NC ZNE | 2.7628e-07 | 7.2382e-07 | 1.6901e-06 | 3.251e-06 | 6.5506e-06 | 1.2218e-05 | 2.049e-05 | 3.2574e-05 | 4.8446e-05 | 6.9165e-05 | 6.8957e-05 | 6.8621e-05
SCG | MM Therms | Commercial | Com - Education (Secondary School) | WholeBlg | No | WholeBlg - Com RET Level 1 | 0.0012453 | 0.0029621 | 0.0051852 | 0.0079523 | 0.0079523 | 0.0079523 | 0.0079523 | 0.0079523 | 0.013331 | 0.019592 | 0.026742 | 0.034777
SCG | MM Therms | Commercial | Com - Education (Secondary School) | WholeBlg | No | WholeBlg - Com RET Level 2 | 0.0075722 | 0.01786 | 0.031069 | 0.047422 | 0.067645 | 0.092115 | 0.12107 | 0.15464 | 0.19239 | 0.23441 | 0.28095 | 0.33224
SCG | MM Therms | Commercial | Com - Education (University) | FoodServ | No | FoodServ - Fryer (Gas) | 0.001878 | 0.0038002 | 0.0057703 | 0.00778 | 0.0098488 | 0.011944 | 0.014057 | 0.016206 | 0.018373 | 0.020587 | 0.022829 | 0.02511
SCG | MM Therms | Commercial | Com - Education (University) | FoodServ | No | FoodServ - Oven (Gas) | 0.002652 | 0.0054307 | 0.0083393 | 0.011364 | 0.014536 | 0.017797 | 0.021128 | 0.024556 | 0.02805 | 0.031654 | 0.035334 | 0.03911
SCG | MM Therms | Commercial | Com - Education (University) | HVAC | No | HVAC - AFUE Rated Boiler (High) | 0.0037931 | 0.0081907 | 0.013216 | 0.018878 | 0.025349 | 0.032496 | 0.040303 | 0.048832 | 0.058032 | 0.067992 | 0.07862 | 0.089959
SCG | MM Therms | Commercial | Com - Education (University) | HVAC | No | HVAC - AFUE Rated Boiler (Standard) | 0.000421 | 0.00090808 | 0.0014634 | 0.002087 | 0.0027943 | 0.0035729 | 0.0044212 | 0.0053444 | 0.0063375 | 0.0074084 | 0.008548 | 0.0097591
SCG | MM Therms | Commercial | Com - Education (University) | HVAC | No | HVAC - ET Rated Boiler (High) | 0 | 0 | 0 | 0 | 0 | 0 | 0 | 0 | 0 | 0.0098826 | 0.020895 | 0.032987
SCG | MM Therms | Commercial | Com - Education (University) | HVAC | No | HVAC - Gas Furnace | 0.00027091 | 0.00056766 | 0.00088991 | 0.0012374 | 0.0016094 | 0.0020051 | 0.0024232 | 0.0028622 | 0.0033209 | 0.0037979 | 0.0042924 | 0.0048031
SCG | MM Therms | Commercial | Com - Education (University) | HVAC | No | HVAC - Thermostat | 0.13815 | 0.28457 | 0.42304 | 0.55351 | 0.67993 | 0.79551 | 0.90148 | 1.0002 | 1.0929 | 1.1836 | 1.2711 | 1.3564
SCG | MM Therms | Commercial | Com - Education (University) | SHW | Yes | SHW - EF Rated Storage Water Heater (Gas) - Emerging | 0 | 0 | 0 | 0.00073095 | 0.0023692 | 0.0050133 | 0.0087409 | 0.013694 | 0.019898 | 0.027565 | 0.036653 | 0.047294
SCG | MM Therms | Commercial | Com - Education (University) | SHW | Yes | SHW - ET Rated Storage Water Heater - Emerging | 0.0023869 | 0.0060863 | 0.011264 | 0.018035 | 0.026589 | 0.036945 | 0.049148 | 0.063373 | 0.079571 | 0.097967 | 0.1184 | 0.14094
SCG | MM Therms | Commercial | Com - Education (University) | SHW | No | SHW - EF Rated Instantaneous Water Heater (Gas) | 0.00073056 | 0.0016405 | 0.0016405 | 0.0027404 | 0.0039913 | 0.0053653 | 0.0068472 | 0.0084456 | 0.010135 | 0.011937 | 0.013817 | 0.015777
SCG | MM Therms | Commercial | Com - Education (University) | SHW | No | SHW - EF Rated Storage Water Heater (Gas) | 0.00049269 | 0.0011001 | 0.0015935 | 0.0021592 | 0.0027985 | 0.0034968 | 0.0042463 | 0.0050514 | 0.0058996 | 0.0068015 | 0.0077398 | 0.0087165
SCG | MM Therms | Commercial | Com - Education (University) | SHW | No | SHW - ET Rated Instantaneous Water Heater | 0 | 0 | 0 | 0 | 0 | 0 | 0 | 0 | 0 | 0.0020257 | 0.0041473 | 0.0063651
SCG | MM Therms | Commercial | Com - Education (University) | SHW | No | SHW - ET Rated Storage Water Heater | 0 | 0 | 0 | 0 | 0 | 0 | 0 | 0 | 0 | 0 | 0 | 0.0015054
SCG | MM Therms | Commercial | Com - Education (University) | SHW | No | SHW - Pipe and Tank Insulation | 0 | 0 | 0 | 0 | 0 | 0 | 0.025654 | 0.051971 | 0.077986 | 0.10306 | 0.12674 | 0.14871
SCG | MM Therms | Commercial | Com - Education (University) | Service | No | Service - Retro-Commissioning (Gas) | 0.0045522 | 0.0091513 | 0.014501 | 0.02061 | 0.027423 | 0.034798 | 0.042521 | 0.050314 | 0.057883 | 0.064959 | 0.071347 | 0.072386
SCG | MM Therms | Commercial | Com - Education (University) | WholeBlg | No | HVAC - Energy Management System | 0.034344 | 0.071974 | 0.10779 | 0.14136 | 0.17288 | 0.20196 | 0.22869 | 0.25369 | 0.27744 | 0.301 | 0.32395 | 0.34654
SCG | MM Therms | Commercial | Com - Education (University) | WholeBlg | No | WholeBlg - Com NC Level 2 | 0.00057352 | 0 | 0 | 0 | 0 | 0 | 0 | 0 | 0 | 0 | 0 | 0
SCG | MM Therms | Commercial | Com - Education (University) | WholeBlg | No | WholeBlg - Com NC Level 3 | 0.00027597 | 0.0021116 | 0.0047129 | 0.0081223 | 0.0081223 | 0.0081223 | 0.0081223 | 0 | 0 | 0 | 0 | 0
SCG | MM Therms | Commercial | Com - Education (University) | WholeBlg | No | WholeBlg - Com NC ZNE | 3.6675e-07 | 9.6085e-07 | 2.2435e-06 | 4.3156e-06 | 8.6956e-06 | 1.6219e-05 | 2.7199e-05 | 4.3241e-05 | 6.431e-05 | 9.1814e-05 | 9.1538e-05 | 9.1092e-05
SCG | MM Therms | Commercial | Com - Education (University) | WholeBlg | No | WholeBlg - Com RET Level 1 | 0.0028638 | 0.0068306 | 0.012004 | 0.018496 | 0.018496 | 0.018496 | 0.029248 | 0.041886 | 0.056533 | 0.07329 | 0.09224 | 0.11345
SCG | MM Therms | Commercial | Com - Education (University) | WholeBlg | No | WholeBlg - Com RET Level 2 | 0.004251 | 0.010027 | 0.017413 | 0.026503 | 0.038051 | 0.052388 | 0.068698 | 0.086787 | 0.10673 | 0.12866 | 0.15268 | 0.17887
SCG | MM Therms | Commercial | Com - Grocery | FoodServ | No | FoodServ - Oven (Gas) | 0.029882 | 0.061179 | 0.0939 | 0.12789 | 0.16347 | 0.19999 | 0.23724 | 0.27551 | 0.31444 | 0.35452 | 0.39525 | 0.43693
SCG | MM Therms | Commercial | Com - Grocery | HVAC | No | HVAC - Gas Furnace | 0.0030042 | 0.0063254 | 0.0099617 | 0.013913 | 0.018174 | 0.022733 | 0.027577 | 0.032688 | 0.038051 | 0.043649 | 0.049472 | 0.055505
SCG | MM Therms | Commercial | Com - Grocery | HVAC | No | HVAC - Thermostat | 0.066063 | 0.13633 | 0.20362 | 0.26704 | 0.32811 | 0.3843 | 0.43573 | 0.48335 | 0.52698 | 0.56886 | 0.60908 | 0.64811
SCG | MM Therms | Commercial | Com - Grocery | SHW | Yes | SHW - EF Rated Storage Water Heater (Gas) - Emerging | 0 | 0 | 0 | 0.0018723 | 0.0060647 | 0.012827 | 0.022357 | 0.035013 | 0.050862 | 0.070457 | 0.093646 | 0.12078
SCG | MM Therms | Commercial | Com - Grocery | SHW | Yes | SHW - ET Rated Storage Water Heater - Emerging | 0.0058965 | 0.014963 | 0.027571 | 0.04399 | 0.064678 | 0.089593 | 0.1188 | 0.15276 | 0.19127 | 0.23503 | 0.28339 | 0.33664
SCG | MM Therms | Commercial | Com - Grocery | SHW | No | SHW - EF Rated Instantaneous Water Heater (Gas) | 0.0018528 | 0.0041596 | 0.0041596 | 0.0069414 | 0.010102 | 0.013569 | 0.017304 | 0.021331 | 0.025584 | 0.030121 | 0.034845 | 0.039769
SCG | MM Therms | Commercial | Com - Grocery | SHW | No | SHW - EF Rated Storage Water Heater (Gas) | 0.0013715 | 0.0030634 | 0.0044358 | 0.0060104 | 0.007789 | 0.009731 | 0.011815 | 0.014053 | 0.01641 | 0.018918 | 0.021524 | 0.024236
SCG | MM Therms | Commercial | Com - Grocery | SHW | No | SHW - ET Rated Instantaneous Water Heater | 0 | 0 | 0 | 0 | 0 | 0 | 0 | 0 | 0 | 0.0047593 | 0.0097263 | 0.01491
SCG | MM Therms | Commercial | Com - Grocery | SHW | No | SHW - ET Rated Storage Water Heater | 0 | 0 | 0 | 0 | 0 | 0 | 0 | 0 | 0 | 0 | 0.0057384 | 0.011757
SCG | MM Therms | Commercial | Com - Grocery | SHW | No | SHW - Pipe and Tank Insulation | 0 | 0 | 0 | 0 | 0 | 0 | 0.056247 | 0.11395 | 0.17099 | 0.22597 | 0.27788 | 0.32606
SCG | MM Therms | Commercial | Com - Grocery | Service | No | Service - Retro-Commissioning (Gas) | 0.0099809 | 0.020065 | 0.031793 | 0.045188 | 0.060126 | 0.076297 | 0.093228 | 0.11032 | 0.12691 | 0.14243 | 0.15643 | 0.15871
SCG | MM Therms | Commercial | Com - Grocery | WholeBlg | No | HVAC - Energy Management System | 0.075301 | 0.15781 | 0.23633 | 0.30993 | 0.37905 | 0.4428 | 0.50142 | 0.55623 | 0.6083 | 0.65996 | 0.71027 | 0.75981
SCG | MM Therms | Commercial | Com - Grocery | WholeBlg | No | WholeBlg - Com NC Level 2 | 0.0012888 | 0 | 0 | 0 | 0 | 0 | 0 | 0 | 0 | 0 | 0 | 0
SCG | MM Therms | Commercial | Com - Grocery | WholeBlg | No | WholeBlg - Com NC Level 3 | 0.00057567 | 0.0045785 | 0.010231 | 0.017618 | 0.017618 | 0.017618 | 0.017618 | 0 | 0 | 0 | 0 | 0
SCG | MM Therms | Commercial | Com - Grocery | WholeBlg | No | WholeBlg - Com NC ZNE | 0.00026943 | 0.00072385 | 0.001687 | 0.0032066 | 0.0055613 | 0.0088145 | 0.01299 | 0.018338 | 0.024758 | 0.032663 | 0.041622 | 0.052012
SCG | MM Therms | Commercial | Com - Grocery | WholeBlg | No | WholeBlg - Com RET Level 1 | 0.0068284 | 0.016209 | 0.028382 | 0.04361 | 0.062182 | 0.0844 | 0.11058 | 0.14103 | 0.17605 | 0.21592 | 0.26087 | 0.31109
SCG | MM Therms | Commercial | Com - Grocery | WholeBlg | No | WholeBlg - Com RET Level 2 | 4.606e-07 | 1.1129e-06 | 1.9965e-06 | 3.1931e-06 | 4.808e-06 | 6.9022e-06 | 9.5509e-06 | 1.2854e-05 | 1.6894e-05 | 2.1783e-05 | 2.7631e-05 | 3.4618e-05
SCG | MM Therms | Commercial | Com - Hospital | FoodServ | No | FoodServ - Oven (Gas) | 0.0094314 | 0.019313 | 0.029655 | 0.040409 | 0.051679 | 0.063263 | 0.075092 | 0.08726 | 0.099653 | 0.11243 | 0.12552 | 0.13895
SCG | MM Therms | Commercial | Com - Hospital | HVAC | No | HVAC - AFUE Rated Boiler (High) | 0.016708 | 0.036036 | 0.058481 | 0.083666 | 0.1132 | 0.14561 | 0.18074 | 0.21909 | 0.26018 | 0.3049 | 0.35253 | 0.4034
SCG | MM Therms | Commercial | Com - Hospital | HVAC | No | HVAC - AFUE Rated Boiler (Standard) | 0.0028586 | 0.0061199 | 0.0098562 | 0.013995 | 0.018776 | 0.023964 | 0.029527 | 0.035535 | 0.041914 | 0.048788 | 0.056047 | 0.063732
SCG | MM Therms | Commercial | Com - Hospital | HVAC | No | HVAC - ET Rated Boiler (High) | 0 | 0 | 0.012223 | 0.046606 | 0.087731 | 0.13352 | 0.18366 | 0.23884 | 0.29834 | 0.36343 | 0.43301 | 0.50756
SCG | MM Therms | Commercial | Com - Hospital | HVAC | No | HVAC - ET Rated Boiler (Standard) | 0 | 0 | 0.0035069 | 0.013563 | 0.025308 | 0.038162 | 0.05204 | 0.067128 | 0.083227 | 0.10067 | 0.11916 | 0.13881
SCG | MM Therms | Commercial | Com - Hospital | HVAC | No | HVAC - Gas Furnace | 0.00071831 | 0.0015121 | 0.002381 | 0.0033248 | 0.004342 | 0.0054305 | 0.0065864 | 0.0078058 | 0.0090851 | 0.01042 | 0.011809 | 0.013247
SCG | MM Therms | Commercial | Com - Hospital | SHW | Yes | SHW - EF Rated Storage Water Heater (Gas) - Emerging | 0 | 0 | 0 | 0.00042929 | 0.00141 | 0.0030117 | 0.005286 | 0.0083226 | 0.012135 | 0.016855 | 0.022454 | 0.029018
SCG | MM Therms | Commercial | Com - Hospital | SHW | Yes | SHW - ET Rated Storage Water Heater - Emerging | 0.011654 | 0.029516 | 0.05442 | 0.087062 | 0.12856 | 0.17904 | 0.23868 | 0.30834 | 0.38773 | 0.4782 | 0.579 | 0.69075
SCG | MM Therms | Commercial | Com - Hospital | SHW | No | SHW - EF Rated Instantaneous Water Heater (Gas) | 0.0032284 | 0.0073975 | 0.011927 | 0.017241 | 0.023393 | 0.030257 | 0.03777 | 0.045994 | 0.054806 | 0.064328 | 0.074382 | 0.084993
SCG | MM Therms | Commercial | Com - Hospital | SHW | No | SHW - EF Rated Storage Water Heater (Gas) | 0.0020441 | 0.0045783 | 0.0066445 | 0.0090162 | 0.011709 | 0.014666 | 0.017858 | 0.021307 | 0.024961 | 0.028866 | 0.032953 | 0.03723
SCG | MM Therms | Commercial | Com - Hospital | SHW | No | SHW - ET Rated Instantaneous Water Heater | 0 | 0 | 0 | 0 | 0 | 0 | 0.0055642 | 0.011541 | 0.0178 | 0.024378 | 0.031129 | 0.038052
SCG | MM Therms | Commercial | Com - Hospital | SHW | No | SHW - ET Rated Storage Water Heater | 0 | 0 | 0 | 0 | 0 | 0 | 0 | 0.0064595 | 0.013303 | 0.020566 | 0.02807 | 0.035799
SCG | MM Therms | Commercial | Com - Hospital | SHW | No | SHW - Pipe and Tank Insulation | 0 | 0 | 0 | 0 | 0 | 0 | 0.030415 | 0.061616 | 0.09246 | 0.12219 | 0.15026 | 0.17631
SCG | MM Therms | Commercial | Com - Hospital | Service | No | Service - Retro-Commissioning (Gas) | 0.005397 | 0.01085 | 0.017192 | 0.024435 | 0.032513 | 0.041257 | 0.050412 | 0.059653 | 0.068626 | 0.077016 | 0.084588 | 0.085821
SCG | MM Therms | Commercial | Com - Hospital | WholeBlg | No | HVAC - Energy Management System | 0.040718 | 0.085332 | 0.12779 | 0.16759 | 0.20497 | 0.23944 | 0.27114 | 0.30078 | 0.32893 | 0.35687 | 0.38407 | 0.41086
SCG | MM Therms | Commercial | Com - Hospital | WholeBlg | No | WholeBlg - Com NC Level 2 | 0.0006861 | 0 | 0 | 0 | 0 | 0 | 0 | 0 | 0 | 0 | 0 | 0
SCG | MM Therms | Commercial | Com - Hospital | WholeBlg | No | WholeBlg - Com NC Level 3 | 0.00032209 | 0.002497 | 0.005578 | 0.0096149 | 0.0096149 | 0.0096149 | 0.0096149 | 0 | 0 | 0 | 0 | 0
SCG | MM Therms | Commercial | Com - Hospital | WholeBlg | No | WholeBlg - Com NC ZNE | 5.3437e-05 | 0.00014094 | 0.00032807 | 0.00062745 | 0.0011729 | 0.0020259 | 0.0032091 | 0.0048458 | 0.0069178 | 0.0095599 | 0.0095198 | 0.0094541
SCG | MM Therms | Commercial | Com - Hospital | WholeBlg | No | WholeBlg - Com RET Level 1 | 0.0028816 | 0.0068168 | 0.01188 | 0.018162 | 0.02576 | 0.034752 | 0.045221 | 0.057255 | 0.070929 | 0.086318 | 0.10348 | 0.12249
SCG | MM Therms | Commercial | Com - Hospital | WholeBlg | No | WholeBlg - Com RET Level 2 | 0.013304 | 0.031354 | 0.054421 | 0.082746 | 0.11657 | 0.15621 | 0.20197 | 0.25408 | 0.31281 | 0.37833 | 0.45077 | 0.53014
SCG | MM Therms | Commercial | Com - Hotel | FoodServ | No | FoodServ - Fryer (Gas) | 0.0035675 | 0.0072189 | 0.010961 | 0.014779 | 0.01871 | 0.022694 | 0.026711 | 0.030798 | 0.034921 | 0.039137 | 0.043396 | 0.04773
SCG | MM Therms | Commercial | Com - Hotel | FoodServ | No | FoodServ - Oven (Gas) | 0.0057573 | 0.01179 | 0.018104 | 0.024672 | 0.031559 | 0.038643 | 0.045882 | 0.053336 | 0.060933 | 0.068777 | 0.076766 | 0.084963
SCG | MM Therms | Commercial | Com - Hotel | HVAC | No | HVAC - AFUE Rated Boiler (High) | 0.0060188 | 0.012969 | 0.02092 | 0.029849 | 0.040452 | 0.052136 | 0.064817 | 0.07864 | 0.093456 | 0.10953 | 0.12661 | 0.14483
SCG | MM Therms | Commercial | Com - Hotel | HVAC | No | HVAC - AFUE Rated Boiler (Standard) | 0.00079448 | 0.0017032 | 0.0027327 | 0.0038771 | 0.0052125 | 0.0066708 | 0.0082415 | 0.009939 | 0.011746 | 0.013689 | 0.01574 | 0.017911
SCG | MM Therms | Commercial | Com - Hotel | HVAC | No | HVAC - ET Rated Boiler (High) | 0 | 0 | 0 | 0 | 0 | 0.0099695 | 0.026468 | 0.04497 | 0.06522 | 0.087518 | 0.11145 | 0.13717
SCG | MM Therms | Commercial | Com - Hotel | HVAC | No | HVAC - ET Rated Boiler (Standard) | 0 | 0 | 0 | 0 | 0 | 0 | 0 | 0.0030017 | 0.0074988 | 0.012393 | 0.017605 | 0.023164
SCG | MM Therms | Commercial | Com - Hotel | HVAC | No | HVAC - Gas Furnace | 4.9482e-05 | 0.00010389 | 0.00016319 | 0.00022734 | 0.00029624 | 0.00036973 | 0.00044756 | 0.00052946 | 0.0006152 | 0.0007045 | 0.00079722 | 0.00089312
SCG | MM Therms | Commercial | Com - Hotel | SHW | Yes | SHW - EF Rated Storage Water Heater (Gas) - Emerging | 0 | 0 | 0 | 0.00022151 | 0.00073173 | 0.0015692 | 0.0027621 | 0.0043592 | 0.0063686 | 0.0088618 | 0.011818 | 0.015289
SCG | MM Therms | Commercial | Com - Hotel | SHW | Yes | SHW - ET Rated Storage Water Heater - Emerging | 0.0037792 | 0.0095919 | 0.017717 | 0.028373 | 0.04194 | 0.058434 | 0.077938 | 0.10082 | 0.12698 | 0.15685 | 0.19002 | 0.22674
SCG | MM Therms | Commercial | Com - Hotel | SHW | No | SHW - EF Rated Instantaneous Water Heater (Gas) | 0.0013104 | 0.0029868 | 0.0047959 | 0.006913 | 0.0093586 | 0.012081 | 0.015054 | 0.018301 | 0.021773 | 0.025517 | 0.029455 | 0.033605
SCG | MM Therms | Commercial | Com - Hotel | SHW | No | SHW - EF Rated Storage Water Heater (Gas) | 0.00084099 | 0.0018802 | 0.0027257 | 0.0036963 | 0.0047989 | 0.0060095 | 0.0073157 | 0.0087261 | 0.01022 | 0.011816 | 0.013481 | 0.015224
SCG | MM Therms | Commercial | Com - Hotel | SHW | No | SHW - ET Rated Instantaneous Water Heater | 0 | 0 | 0 | 0 | 0 | 0 | 0 | 0 | 0 | 0.0024451 | 0.0050084 | 0.0076854
SCG | MM Therms | Commercial | Com - Hotel | SHW | No | SHW - ET Rated Storage Water Heater | 0 | 0 | 0 | 0 | 0 | 0 | 0 | 0 | 0 | 0.0020655 | 0.0050618 | 0.0082123
SCG | MM Therms | Commercial | Com - Hotel | SHW | No | SHW - Pipe and Tank Insulation | 0 | 0 | 0 | 0 | 0 | 0 | 0.027847 | 0.056414 | 0.084655 | 0.11188 | 0.13758 | 0.16143
SCG | MM Therms | Commercial | Com - Hotel | Service | No | Service - Retro-Commissioning (Gas) | 0.0049414 | 0.0099338 | 0.015741 | 0.022372 | 0.029768 | 0.037774 | 0.046156 | 0.054617 | 0.062832 | 0.070514 | 0.077447 | 0.078576
SCG | MM Therms | Commercial | Com - Hotel | WholeBlg | No | HVAC - Energy Management System | 0.037281 | 0.078128 | 0.11701 | 0.15345 | 0.18766 | 0.21923 | 0.24825 | 0.27538 | 0.30116 | 0.32674 | 0.35165 | 0.37617
SCG | MM Therms | Commercial | Com - Hotel | WholeBlg | No | WholeBlg - Com NC Level 2 | 0.00062503 | 0 | 0 | 0 | 0 | 0 | 0 | 0 | 0 | 0 | 0 | 0
SCG | MM Therms | Commercial | Com - Hotel | WholeBlg | No | WholeBlg - Com NC Level 3 | 0.00029757 | 0.0022897 | 0.0051124 | 0.0088116 | 0.0088116 | 0.0088116 | 0.0088116 | 0 | 0 | 0 | 0 | 0
SCG | MM Therms | Commercial | Com - Hotel | WholeBlg | No | WholeBlg - Com NC ZNE | 3.786e-05 | 9.9289e-05 | 0.00023089 | 0.00044256 | 0.00044256 | 0.00044256 | 0.00044256 | 0.00044256 | 0.00044256 | 0.00044256 | 0.00041412 | 0.00036798
SCG | MM Therms | Commercial | Com - Hotel | WholeBlg | No | WholeBlg - Com RET Level 1 | 0.0011857 | 0.0028095 | 0.0049027 | 0.0075071 | 0.010668 | 0.014416 | 0.018784 | 0.023809 | 0.029522 | 0.035954 | 0.043135 | 0.051092
SCG | MM Therms | Commercial | Com - Hotel | WholeBlg | No | WholeBlg - Com RET Level 2 | 0.0072825 | 0.017166 | 0.029829 | 0.045436 | 0.064157 | 0.086221 | 0.11185 | 0.14123 | 0.17456 | 0.212 | 0.25368 | 0.29965
SCG | MM Therms | Commercial | Com - Motel | FoodServ | No | FoodServ - Fryer (Gas) | 0.0035675 | 0.0072189 | 0.010961 | 0.014779 | 0.01871 | 0.022694 | 0.026711 | 0.030798 | 0.034921 | 0.039137 | 0.043396 | 0.04773
SCG | MM Therms | Commercial | Com - Motel | FoodServ | No | FoodServ - Oven (Gas) | 0.0057573 | 0.01179 | 0.018104 | 0.024672 | 0.031559 | 0.038643 | 0.045882 | 0.053336 | 0.060933 | 0.068777 | 0.076766 | 0.084963
SCG | MM Therms | Commercial | Com - Motel | HVAC | No | HVAC - AFUE Rated Boiler (High) | 0.0060188 | 0.012969 | 0.02092 | 0.029849 | 0.040452 | 0.052136 | 0.064817 | 0.07864 | 0.093456 | 0.10953 | 0.12661 | 0.14483
SCG | MM Therms | Commercial | Com - Motel | HVAC | No | HVAC - AFUE Rated Boiler (Standard) | 0.00079448 | 0.0017032 | 0.0027327 | 0.0038771 | 0.0052125 | 0.0066708 | 0.0082415 | 0.009939 | 0.011746 | 0.013689 | 0.01574 | 0.017911
SCG | MM Therms | Commercial | Com - Motel | HVAC | No | HVAC - ET Rated Boiler (High) | 0 | 0 | 0 | 0 | 0 | 0.0099695 | 0.026468 | 0.04497 | 0.06522 | 0.087518 | 0.11145 | 0.13717
SCG | MM Therms | Commercial | Com - Motel | HVAC | No | HVAC - ET Rated Boiler (Standard) | 0 | 0 | 0 | 0 | 0 | 0 | 0 | 0.0030017 | 0.0074988 | 0.012393 | 0.017605 | 0.023164
SCG | MM Therms | Commercial | Com - Motel | HVAC | No | HVAC - Gas Furnace | 4.9482e-05 | 0.00010389 | 0.00016319 | 0.00022734 | 0.00029624 | 0.00036973 | 0.00044756 | 0.00052946 | 0.0006152 | 0.0007045 | 0.00079722 | 0.00089312
SCG | MM Therms | Commercial | Com - Motel | SHW | Yes | SHW - EF Rated Storage Water Heater (Gas) - Emerging | 0 | 0 | 0 | 0.00015845 | 0.00052398 | 0.0011237 | 0.0019776 | 0.0031204 | 0.0045583 | 0.0063427 | 0.0084593 | 0.010946
SCG | MM Therms | Commercial | Com - Motel | SHW | Yes | SHW - ET Rated Storage Water Heater - Emerging | 0.00091456 | 0.0028152 | 0.0055223 | 0.0091248 | 0.013743 | 0.019404 | 0.026148 | 0.034082 | 0.043198 | 0.053632 | 0.065311 | 0.078309
SCG | MM Therms | Commercial | Com - Motel | SHW | No | SHW - EF Rated Instantaneous Water Heater (Gas) | 0 | 0.00057914 | 0.00057914 | 0.00057914 | 0.0014022 | 0.0023245 | 0.003335 | 0.0044383 | 0.0056154 | 0.0068799 | 0.0082045 | 0.0095936
SCG | MM Therms | Commercial | Com - Motel | SHW | No | SHW - EF Rated Storage Water Heater (Gas) | 0.00028051 | 0.00062613 | 0.00090652 | 0.0012288 | 0.0015941 | 0.0019937 | 0.0024233 | 0.0028856 | 0.0033736 | 0.0038935 | 0.0044348 | 0.0049995
SCG | MM Therms | Commercial | Com - Motel | SHW | No | SHW - Pipe and Tank Insulation | 0 | 0 | 0 | 0 | 0 | 0 | 0.027847 | 0.056414 | 0.084655 | 0.11188 | 0.13758 | 0.16143
SCG | MM Therms | Commercial | Com - Motel | Service | No | Service - Retro-Commissioning (Gas) | 0.0049414 | 0.0099338 | 0.015741 | 0.022372 | 0.029768 | 0.037774 | 0.046156 | 0.054617 | 0.062832 | 0.070514 | 0.077447 | 0.078576
SCG | MM Therms | Commercial | Com - Motel | WholeBlg | No | HVAC - Energy Management System | 0.037281 | 0.078128 | 0.11701 | 0.15345 | 0.18766 | 0.21923 | 0.24825 | 0.27538 | 0.30116 | 0.32674 | 0.35165 | 0.37617
SCG | MM Therms | Commercial | Com - Motel | WholeBlg | No | WholeBlg - Com NC Level 2 | 0.00062503 | 0 | 0 | 0 | 0 | 0 | 0 | 0 | 0 | 0 | 0 | 0
SCG | MM Therms | Commercial | Com - Motel | WholeBlg | No | WholeBlg - Com NC Level 3 | 0.00029757 | 0.0022897 | 0.0051124 | 0.0088116 | 0.0088116 | 0.0088116 | 0.0088116 | 0 | 0 | 0 | 0 | 0
SCG | MM Therms | Commercial | Com - Motel | WholeBlg | No | WholeBlg - Com NC ZNE | 3.786e-05 | 9.9289e-05 | 0.00023089 | 0.00044256 | 0.00044256 | 0.00044256 | 0.00044256 | 0.00044256 | 0.00044256 | 0.00044256 | 0.00041412 | 0.00036798
SCG | MM Therms | Commercial | Com - Motel | WholeBlg | No | WholeBlg - Com RET Level 1 | 0.00090234 | 0.0021397 | 0.0037364 | 0.0057267 | 0.0081481 | 0.011023 | 0.014377 | 0.01824 | 0.022636 | 0.02759 | 0.033124 | 0.039265
SCG | MM Therms | Commercial | Com - Motel | WholeBlg | No | WholeBlg - Com RET Level 2 | 0.0072572 | 0.017107 | 0.029733 | 0.04531 | 0.06402 | 0.086103 | 0.11179 | 0.14129 | 0.17481 | 0.21254 | 0.2546 | 0.30107
SCG | MM Therms | Commercial | Com - Nusing Home | FoodServ | No | FoodServ - Oven (Gas) | 0.0094328 | 0.019317 | 0.029663 | 0.040425 | 0.051709 | 0.063315 | 0.075175 | 0.087386 | 0.099833 | 0.11268 | 0.12577 | 0.1392
SCG | MM Therms | Commercial | Com - Nusing Home | HVAC | No | HVAC - AFUE Rated Boiler (High) | 0.013069 | 0.028346 | 0.045884 | 0.06562 | 0.088533 | 0.11374 | 0.14103 | 0.17072 | 0.20248 | 0.23689 | 0.27334 | 0.31218
SCG | MM Therms | Commercial | Com - Nusing Home | HVAC | No | HVAC - AFUE Rated Boiler (Standard) | 0.0016423 | 0.003545 | 0.0057097 | 0.0081214 | 0.010883 | 0.013894 | 0.017128 | 0.020618 | 0.024325 | 0.02831 | 0.032501 | 0.036934
SCG | MM Therms | Commercial | Com - Nusing Home | HVAC | No | HVAC - ET Rated Boiler (High) | 0 | 0 | 0 | 0 | 0 | 0 | 0.012497 | 0.05112 | 0.093871 | 0.14143 | 0.19267 | 0.24794
SCG | MM Therms | Commercial | Com - Nusing Home | HVAC | No | HVAC - ET Rated Boiler (Standard) | 0 | 0 | 0 | 0 | 0 | 0 | 0 | 0 | 0 | 0.0099653 | 0.020611 | 0.032007
SCG | MM Therms | Commercial | Com - Nusing Home | HVAC | No | HVAC - Gas Furnace | 0.0010813 | 0.0022727 | 0.0035734 | 0.004983 | 0.0064993 | 0.0081189 | 0.0098362 | 0.011645 | 0.013541 | 0.015517 | 0.017571 | 0.019696
SCG | MM Therms | Commercial | Com - Nusing Home | HVAC | No | HVAC - Thermostat | 0.15343 | 0.31589 | 0.46874 | 0.61266 | 0.75272 | 0.88086 | 0.99866 | 1.1095 | 1.2158 | 1.3199 | 1.4202 | 1.5179
SCG | MM Therms | Commercial | Com - Nusing Home | SHW | Yes | SHW - EF Rated Storage Water Heater (Gas) - Emerging | 0 | 0 | 0 | 0.00045424 | 0.0014927 | 0.0031899 | 0.005601 | 0.0088228 | 0.012871 | 0.017889 | 0.023833 | 0.030807
SCG | MM Therms | Commercial | Com - Nusing Home | SHW | Yes | SHW - ET Rated Storage Water Heater - Emerging | 0.007473 | 0.01899 | 0.035098 | 0.056247 | 0.083154 | 0.11591 | 0.15472 | 0.20024 | 0.25227 | 0.31155 | 0.37746 | 0.45045
SCG | MM Therms | Commercial | Com - Nusing Home | SHW | No | SHW - EF Rated Instantaneous Water Heater (Gas) | 0.0022576 | 0.0051394 | 0.008244 | 0.011868 | 0.016044 | 0.020681 | 0.025736 | 0.031246 | 0.037128 | 0.043462 | 0.050114 | 0.057113
SCG | MM Therms | Commercial | Com - Nusing Home | SHW | No | SHW - EF Rated Storage Water Heater (Gas) | 0.0014356 | 0.0032099 | 0.0046537 | 0.0063099 | 0.0081886 | 0.010249 | 0.01247 | 0.014866 | 0.017401 | 0.020108 | 0.02293 | 0.025879
SCG | MM Therms | Commercial | Com - Nusing Home | SHW | No | SHW - ET Rated Instantaneous Water Heater | 0 | 0 | 0 | 0 | 0 | 0 | 0 | 0 | 0.0044723 | 0.009254 | 0.014223 | 0.019375
SCG | MM Therms | Commercial | Com - Nusing Home | SHW | No | SHW - ET Rated Storage Water Heater | 0 | 0 | 0 | 0 | 0 | 0 | 0 | 0 | 0 | 0.0047987 | 0.0098348 | 0.015101
SCG | MM Therms | Commercial | Com - Nusing Home | SHW | No | SHW - Pipe and Tank Insulation | 0 | 0 | 0 | 0 | 0 | 0 | 0.030415 | 0.061616 | 0.09246 | 0.12219 | 0.15026 | 0.17631
SCG | MM Therms | Commercial | Com - Nusing Home | Service | No | Service - Retro-Commissioning (Gas) | 0.005397 | 0.01085 | 0.017192 | 0.024435 | 0.032513 | 0.041257 | 0.050412 | 0.059653 | 0.068626 | 0.077016 | 0.084588 | 0.085821
SCG | MM Therms | Commercial | Com - Nusing Home | WholeBlg | No | HVAC - Energy Management System | 0.040718 | 0.085332 | 0.12779 | 0.16759 | 0.20497 | 0.23944 | 0.27114 | 0.30078 | 0.32893 | 0.35687 | 0.38407 | 0.41086
SCG | MM Therms | Commercial | Com - Nusing Home | WholeBlg | No | WholeBlg - Com NC Level 2 | 0.00067385 | 0 | 0 | 0 | 0 | 0 | 0 | 0 | 0 | 0 | 0 | 0
SCG | MM Therms | Commercial | Com - Nusing Home | WholeBlg | No | WholeBlg - Com NC Level 3 | 0.00034404 | 0.0025243 | 0.0056142 | 0.0096646 | 0.0096646 | 0.0096646 | 0.0096646 | 0 | 0 | 0 | 0 | 0
SCG | MM Therms | Commercial | Com - Nusing Home | WholeBlg | No | WholeBlg - Com NC ZNE | 1.6998e-07 | 4.4632e-07 | 1.0712e-06 | 2.1462e-06 | 2.1462e-06 | 2.1462e-06 | 2.1462e-06 | 2.1462e-06 | 2.1462e-06 | 2.1462e-06 | 2.0185e-06 | 1.8109e-06
SCG | MM Therms | Commercial | Com - Nusing Home | WholeBlg | No | WholeBlg - Com RET Level 1 | 0.0020154 | 0.0047909 | 0.0083832 | 0.012858 | 0.012858 | 0.012858 | 0.012858 | 0.020537 | 0.029572 | 0.040009 | 0.051855 | 0.065118
SCG | MM Therms | Commercial | Com - Nusing Home | WholeBlg | No | WholeBlg - Com RET Level 2 | 0.016824 | 0.039668 | 0.068983 | 0.10524 | 0.14994 | 0.20391 | 0.26766 | 0.34033 | 0.42212 | 0.51355 | 0.61516 | 0.72732
SCG | MM Therms | Commercial | Com - Office (Large) | FoodServ | No | FoodServ - Oven (Gas) | 0.056887 | 0.11649 | 0.17888 | 0.24377 | 0.31183 | 0.38177 | 0.4532 | 0.52684 | 0.60191 | 0.67941 | 0.75836 | 0.83934
SCG | MM Therms | Commercial | Com - Office (Large) | HVAC | No | HVAC - AFUE Rated Boiler (High) | 0.032171 | 0.069244 | 0.11132 | 0.15837 | 0.21219 | 0.27119 | 0.33514 | 0.40472 | 0.4793 | 0.55992 | 0.64553 | 0.73668
SCG | MM Therms | Commercial | Com - Office (Large) | HVAC | No | HVAC - AFUE Rated Boiler (Standard) | 0.0034262 | 0.0073855 | 0.011891 | 0.016934 | 0.02268 | 0.028982 | 0.035821 | 0.043257 | 0.051232 | 0.059841 | 0.068979 | 0.078692
SCG | MM Therms | Commercial | Com - Office (Large) | HVAC | No | HVAC - Gas Furnace | 0.0015331 | 0.0032124 | 0.0050359 | 0.0070021 | 0.0091071 | 0.011346 | 0.013712 | 0.016196 | 0.018791 | 0.021489 | 0.024287 | 0.027176
SCG | MM Therms | Commercial | Com - Office (Large) | HVAC | No | HVAC - Thermostat | 0.81253 | 1.6691 | 2.4692 | 3.2192 | 3.952 | 4.6281 | 5.2738 | 5.8989 | 6.4981 | 7.0845 | 7.6491 | 8.1994
SCG | MM Therms | Commercial | Com - Office (Large) | SHW | Yes | SHW - EF Rated Storage Water Heater (Gas) - Emerging | 0 | 0 | 0 | 0.0074623 | 0.024066 | 0.050707 | 0.088136 | 0.13781 | 0.19996 | 0.27666 | 0.3673 | 0.47334
SCG | MM Therms | Commercial | Com - Office (Large) | SHW | Yes | SHW - ET Rated Storage Water Heater - Emerging | 0.0056711 | 0.014464 | 0.026757 | 0.042775 | 0.062944 | 0.087243 | 0.11575 | 0.14887 | 0.18643 | 0.22898 | 0.27603 | 0.32782
SCG | MM Therms | Commercial | Com - Office (Large) | SHW | No | SHW - EF Rated Instantaneous Water Heater (Gas) | 0.0020502 | 0.0045843 | 0.0045843 | 0.0076321 | 0.011081 | 0.014849 | 0.018895 | 0.023246 | 0.027832 | 0.032705 | 0.037764 | 0.043026
SCG | MM Therms | Commercial | Com - Office (Large) | SHW | No | SHW - EF Rated Storage Water Heater (Gas) | 0.0013778 | 0.0030751 | 0.0044528 | 0.0060319 | 0.0078149 | 0.0097596 | 0.011845 | 0.014084 | 0.016441 | 0.018944 | 0.02154 | 0.024238
SCG | MM Therms | Commercial | Com - Office (Large) | SHW | No | SHW - ET Rated Instantaneous Water Heater | 0 | 0 | 0 | 0 | 0 | 0 | 0 | 0 | 0 | 0 | 0 | 0.0015233
SCG | MM Therms | Commercial | Com - Office (Large) | SHW | No | SHW - Pipe and Tank Insulation | 0 | 0 | 0 | 0 | 0 | 0 | 0.24076 | 0.48774 | 0.7319 | 0.96725 | 1.1894 | 1.3957
SCG | MM Therms | Commercial | Com - Office (Large) | Service | No | Service - Retro-Commissioning (Gas) | 0.042722 | 0.085885 | 0.13609 | 0.19342 | 0.25736 | 0.32658 | 0.39905 | 0.4722 | 0.54323 | 0.60964 | 0.66959 | 0.67934
SCG | MM Therms | Commercial | Com - Office (Large) | WholeBlg | No | HVAC - Energy Management System | 0.32232 | 0.67547 | 1.0116 | 1.3266 | 1.6225 | 1.8954 | 2.1463 | 2.3809 | 2.6038 | 2.8249 | 3.0402 | 3.2523
SCG | MM Therms | Commercial | Com - Office (Large) | WholeBlg | No | WholeBlg - Com NC Level 2 | 0.0053682 | 0 | 0 | 0 | 0 | 0 | 0 | 0 | 0 | 0 | 0 | 0
SCG | MM Therms | Commercial | Com - Office (Large) | WholeBlg | No | WholeBlg - Com NC Level 3 | 0.0026011 | 0.019831 | 0.044249 | 0.076254 | 0.076254 | 0.076254 | 0.076254 | 0 | 0 | 0 | 0 | 0
SCG | MM Therms | Commercial | Com - Office (Large) | WholeBlg | No | WholeBlg - Com NC ZNE | 2.1333e-05 | 5.5864e-05 | 0.00013085 | 0.00025295 | 0.00025295 | 0.00061356 | 0.0012408 | 0.0012408 | 0.0012408 | 0.0012408 | 0.0012248 | 0.0011989
SCG | MM Therms | Commercial | Com - Office (Large) | WholeBlg | No | WholeBlg - Com RET Level 1 | 0.0073073 | 0.017456 | 0.030678 | 0.047251 | 0.047251 | 0.047251 | 0.047251 | 0.075812 | 0.1096 | 0.14884 | 0.19359 | 0.24391
SCG | MM Therms | Commercial | Com - Office (Large) | WholeBlg | No | WholeBlg - Com RET Level 2 | 0.084789 | 0.19991 | 0.34781 | 0.53109 | 0.75634 | 1.0277 | 1.3482 | 1.7156 | 2.1319 | 2.5997 | 3.1219 | 3.7003
SCG | MM Therms | Commercial | Com - Office (Small) | HVAC | No | HVAC - AFUE Rated Boiler (High) | 0.0090926 | 0.019467 | 0.031179 | 0.044255 | 0.059006 | 0.075188 | 0.09277 | 0.11185 | 0.13233 | 0.15436 | 0.17779 | 0.20268
SCG | MM Therms | Commercial | Com - Office (Small) | HVAC | No | HVAC - AFUE Rated Boiler (Standard) | 0.00089093 | 0.0019159 | 0.003082 | 0.0043925 | 0.0058752 | 0.0075106 | 0.0092966 | 0.011242 | 0.01334 | 0.015604 | 0.018018 | 0.020589
SCG | MM Therms | Commercial | Com - Office (Small) | HVAC | No | HVAC - Gas Furnace | 0.00012044 | 0.0002519 | 0.00039419 | 0.00054711 | 0.00071026 | 0.00088334 | 0.0010658 | 0.0012569 | 0.0014561 | 0.001663 | 0.0018771 | 0.0020978
SCG | MM Therms | Commercial | Com - Office (Small) | HVAC | No | HVAC - Thermostat | 0.23509 | 0.48453 | 0.72195 | 0.94554 | 1.1612 | 1.3592 | 1.5406 | 1.7092 | 1.8644 | 2.0162 | 2.1624 | 2.3048
SCG | MM Therms | Commercial | Com - Office (Small) | SHW | Yes | SHW - EF Rated Storage Water Heater (Gas) - Emerging | 0 | 0 | 0 | 0.0034697 | 0.011257 | 0.02383 | 0.041565 | 0.065142 | 0.094682 | 0.13119 | 0.17438 | 0.22496
SCG | MM Therms | Commercial | Com - Office (Small) | SHW | Yes | SHW - ET Rated Storage Water Heater - Emerging | 0.0020404 | 0.005343 | 0.010071 | 0.016386 | 0.024432 | 0.034344 | 0.046228 | 0.06017 | 0.07624 | 0.094477 | 0.11491 | 0.13754
SCG | MM Therms | Commercial | Com - Office (Small) | SHW | No | SHW - EF Rated Instantaneous Water Heater (Gas) | 0 | 0 | 0 | 0 | 0 | 0 | 0 | 0.0024228 | 0.0049889 | 0.007726 | 0.010575 | 0.013544
SCG | MM Therms | Commercial | Com - Office (Small) | SHW | No | SHW - EF Rated Storage Water Heater (Gas) | 0.00061839 | 0.0013791 | 0.0019959 | 0.0027036 | 0.0035038 | 0.0043777 | 0.0053155 | 0.0063219 | 0.007381 | 0.0085053 | 0.0096718 | 0.010884
SCG | MM Therms | Commercial | Com - Office (Small) | SHW | No | SHW - Pipe and Tank Insulation | 0 | 0 | 0 | 0 | 0 | 0 | 0.056681 | 0.11483 | 0.17231 | 0.22772 | 0.28002 | 0.32858
SCG | MM Therms | Commercial | Com - Office (Small) | Service | No | Service - Retro-Commissioning (Gas) | 0.010058 | 0.020219 | 0.032039 | 0.045537 | 0.06059 | 0.076886 | 0.093947 | 0.11117 | 0.12789 | 0.14353 | 0.15764 | 0.15993
SCG | MM Therms | Commercial | Com - Office (Small) | WholeBlg | No | HVAC - Energy Management System | 0.075882 | 0.15902 | 0.23815 | 0.31232 | 0.38197 | 0.44622 | 0.50529 | 0.56052 | 0.61299 | 0.66506 | 0.71575 | 0.76567
SCG | MM Therms | Commercial | Com - Office (Small) | WholeBlg | No | WholeBlg - Com NC Level 2 | 0.0010799 | 0 | 0 | 0 | 0 | 0 | 0 | 0 | 0 | 0 | 0 | 0
SCG | MM Therms | Commercial | Com - Office (Small) | WholeBlg | No | WholeBlg - Com NC Level 3 | 0.00075947 | 0.0053187 | 0.011617 | 0.019736 | 0.019736 | 0.019736 | 0.019736 | 0 | 0 | 0 | 0 | 0
SCG | MM Therms | Commercial | Com - Office (Small) | WholeBlg | No | WholeBlg - Com NC ZNE | -1.8806e-07 | -4.7952e-07 | -1.1157e-06 | -2.1581e-06 | -2.1581e-06 | -2.1581e-06 | -2.1581e-06 | -2.1581e-06 | -2.1581e-06 | -2.1581e-06 | -2.0169e-06 | -1.7979e-06
SCG | MM Therms | Commercial | Com - Office (Small) | WholeBlg | No | WholeBlg - Com RET Level 1 | 0.0017762 | 0.0042298 | 0.0074107 | 0.011372 | 0.011372 | 0.011372 | 0.011372 | 0.011372 | 0.011372 | 0.020018 | 0.029981 | 0.041264
SCG | MM Therms | Commercial | Com - Office (Small) | WholeBlg | No | WholeBlg - Com RET Level 2 | 0.017974 | 0.042404 | 0.073793 | 0.11271 | 0.1607 | 0.21865 | 0.28712 | 0.3665 | 0.45722 | 0.55857 | 0.67086 | 0.79457
SCG | MM Therms | Commercial | Com - Restaurant (Fast Food) | FoodServ | No | FoodServ - Fryer (Gas) | 0.18837 | 0.38114 | 0.57863 | 0.77999 | 0.98716 | 1.1969 | 1.4082 | 1.623 | 1.8394 | 2.0605 | 2.2836 | 2.5103
SCG | MM Therms | Commercial | Com - Restaurant (Fast Food) | FoodServ | No | FoodServ - Oven (Gas) | 0.10063 | 0.20606 | 0.31636 | 0.43103 | 0.55116 | 0.67461 | 0.80065 | 0.93028 | 1.0623 | 1.1984 | 1.3369 | 1.4788
SCG | MM Therms | Commercial | Com - Restaurant (Fast Food) | HVAC | No | HVAC - Gas Furnace | 0.0010881 | 0.0022922 | 0.0036116 | 0.0050461 | 0.0065936 | 0.0082508 | 0.010012 | 0.011871 | 0.013822 | 0.015859 | 0.017979 | 0.020175
SCG | MM Therms | Commercial | Com - Restaurant (Fast Food) | HVAC | No | HVAC - Thermostat | 0.015973 | 0.032847 | 0.048641 | 0.063336 | 0.077627 | 0.09085 | 0.1034 | 0.11552 | 0.12712 | 0.13844 | 0.14932 | 0.15988
SCG | MM Therms | Commercial | Com - Restaurant (Fast Food) | SHW | Yes | SHW - EF Rated Storage Water Heater (Gas) - Emerging | 0 | 0 | 0 | 0.0015231 | 0.0050228 | 0.010749 | 0.018887 | 0.029762 | 0.043433 | 0.06038 | 0.080467 | 0.10404
SCG | MM Therms | Commercial | Com - Restaurant (Fast Food) | SHW | Yes | SHW - ET Rated Storage Water Heater - Emerging | 0.0064878 | 0.016938 | 0.035971 | 0.06133 | 0.093854 | 0.13373 | 0.18122 | 0.23704 | 0.30113 | 0.3744 | 0.45633 | 0.54741
SCG | MM Therms | Commercial | Com - Restaurant (Fast Food) | SHW | No | SHW - EF Rated Instantaneous Water Heater (Gas) | 0 | 0.0042839 | 0.0042839 | 0.0042839 | 0.010312 | 0.017039 | 0.024383 | 0.032377 | 0.040885 | 0.050002 | 0.059533 | 0.06951
SCG | MM Therms | Commercial | Com - Restaurant (Fast Food) | SHW | No | SHW - EF Rated Storage Water Heater (Gas) | 0.002063 | 0.0046056 | 0.0066649 | 0.0090292 | 0.011708 | 0.014635 | 0.017779 | 0.021157 | 0.024721 | 0.028512 | 0.032456 | 0.036566
SCG | MM Therms | Commercial | Com - Restaurant (Fast Food) | SHW | No | SHW - Pipe and Tank Insulation | 0 | 0 | 0 | 0 | 0 | 0 | 0.020347 | 0.041219 | 0.061853 | 0.081743 | 0.10052 | 0.11795
SCG | MM Therms | Commercial | Com - Restaurant (Fast Food) | Service | No | Service - Retro-Commissioning (Gas) | 0.0036105 | 0.0072581 | 0.011501 | 0.016346 | 0.02175 | 0.0276 | 0.033724 | 0.039906 | 0.045909 | 0.051521 | 0.056587 | 0.057411
SCG | MM Therms | Commercial | Com - Restaurant (Fast Food) | WholeBlg | No | HVAC - Energy Management System | 0.027239 | 0.057085 | 0.08549 | 0.11211 | 0.13712 | 0.16018 | 0.18138 | 0.20121 | 0.22005 | 0.23873 | 0.25693 | 0.27485
SCG | MM Therms | Commercial | Com - Restaurant (Fast Food) | WholeBlg | No | WholeBlg - Com NC Level 2 | 0.00046559 | 0 | 0 | 0 | 0 | 0 | 0 | 0 | 0 | 0 | 0 | 0
SCG | MM Therms | Commercial | Com - Restaurant (Fast Food) | WholeBlg | No | WholeBlg - Com NC Level 3 | 0.00020898 | 0.0016587 | 0.0037075 | 0.0063868 | 0.0063868 | 0.0063868 | 0.0063868 | 0 | 0 | 0 | 0 | 0
SCG | MM Therms | Commercial | Com - Restaurant (Fast Food) | WholeBlg | No | WholeBlg - Com NC ZNE | 0.00069604 | 0.001866 | 0.0043453 | 0.008263 | 0.014398 | 0.022942 | 0.033962 | 0.048146 | 0.065226 | 0.086298 | 0.11027 | 0.13815
SCG | MM Therms | Commercial | Com - Restaurant (Fast Food) | WholeBlg | No | WholeBlg - Com RET Level 1 | 0.016724 | 0.039526 | 0.068844 | 0.10524 | 0.10524 | 0.10524 | 0.10524 | 0.17119 | 0.24733 | 0.3341 | 0.43168 | 0.54024
SCG | MM Therms | Commercial | Com - Restaurant (Fast Food) | WholeBlg | No | WholeBlg - Com RET Level 2 | 0.032881 | 0.077558 | 0.13502 | 0.20633 | 0.20633 | 0.20633 | 0.32914 | 0.47106 | 0.63261 | 0.81484 | 1.0187 | 1.2449
SCG | MM Therms | Commercial | Com - Restaurant (Sit Down) | FoodServ | No | FoodServ - Fryer (Gas) | 0.18837 | 0.38114 | 0.57863 | 0.77999 | 0.98716 | 1.1969 | 1.4082 | 1.623 | 1.8394 | 2.0605 | 2.2836 | 2.5103
SCG | MM Therms | Commercial | Com - Restaurant (Sit Down) | FoodServ | No | FoodServ - Oven (Gas) | 0.10063 | 0.20606 | 0.31636 | 0.43103 | 0.55116 | 0.67461 | 0.80065 | 0.93028 | 1.0623 | 1.1984 | 1.3369 | 1.4788
SCG | MM Therms | Commercial | Com - Restaurant (Sit Down) | HVAC | No | HVAC - Gas Furnace | 0.0010753 | 0.0022612 | 0.0035568 | 0.0049622 | 0.0064753 | 0.0080924 | 0.0098083 | 0.011617 | 0.013513 | 0.01549 | 0.017545 | 0.019674
SCG | MM Therms | Commercial | Com - Restaurant (Sit Down) | HVAC | No | HVAC - Thermostat | 0.011247 | 0.023111 | 0.034203 | 0.04452 | 0.054581 | 0.064048 | 0.073077 | 0.081793 | 0.090129 | 0.098265 | 0.10608 | 0.11366
SCG | MM Therms | Commercial | Com - Restaurant (Sit Down) | SHW | Yes | SHW - EF Rated Storage Water Heater (Gas) - Emerging | 0 | 0 | 0 | 0.0018292 | 0.0059273 | 0.012539 | 0.021858 | 0.034238 | 0.049741 | 0.068891 | 0.091534 | 0.11806
SCG | MM Therms | Commercial | Com - Restaurant (Sit Down) | SHW | Yes | SHW - ET Rated Storage Water Heater - Emerging | 0.0049055 | 0.012506 | 0.023127 | 0.037015 | 0.054551 | 0.075758 | 0.10072 | 0.1298 | 0.16289 | 0.20047 | 0.24215 | 0.28816
SCG | MM Therms | Commercial | Com - Restaurant (Sit Down) | SHW | No | SHW - EF Rated Instantaneous Water Heater (Gas) | 0.001755 | 0.0039392 | 0.0039392 | 0.0065749 | 0.0095704 | 0.01286 | 0.016407 | 0.020232 | 0.024274 | 0.028582 | 0.033067 | 0.037746
SCG | MM Therms | Commercial | Com - Restaurant (Sit Down) | SHW | No | SHW - EF Rated Storage Water Heater (Gas) | 0.0011528 | 0.002573 | 0.0037242 | 0.0050447 | 0.0065362 | 0.0081648 | 0.0099127 | 0.01179 | 0.013767 | 0.015868 | 0.018049 | 0.020321
SCG | MM Therms | Commercial | Com - Restaurant (Sit Down) | SHW | No | SHW - ET Rated Instantaneous Water Heater | 0 | 0 | 0 | 0 | 0 | 0 | 0 | 0 | 0 | 0 | 0.0031998 | 0.0077974
SCG | MM Therms | Commercial | Com - Restaurant (Sit Down) | SHW | No | SHW - Pipe and Tank Insulation | 0 | 0 | 0 | 0 | 0 | 0 | 0.020347 | 0.041219 | 0.061853 | 0.081743 | 0.10052 | 0.11795
SCG | MM Therms | Commercial | Com - Restaurant (Sit Down) | Service | No | Service - Retro-Commissioning (Gas) | 0.0036105 | 0.0072581 | 0.011501 | 0.016346 | 0.02175 | 0.0276 | 0.033724 | 0.039906 | 0.045909 | 0.051521 | 0.056587 | 0.057411
SCG | MM Therms | Commercial | Com - Restaurant (Sit Down) | WholeBlg | No | HVAC - Energy Management System | 0.027239 | 0.057085 | 0.08549 | 0.11211 | 0.13712 | 0.16018 | 0.18138 | 0.20121 | 0.22005 | 0.23873 | 0.25693 | 0.27485
SCG | MM Therms | Commercial | Com - Restaurant (Sit Down) | WholeBlg | No | WholeBlg - Com NC Level 2 | 0.00046559 | 0 | 0 | 0 | 0 | 0 | 0 | 0 | 0 | 0 | 0 | 0
SCG | MM Therms | Commercial | Com - Restaurant (Sit Down) | WholeBlg | No | WholeBlg - Com NC Level 3 | 0.00020898 | 0.0016587 | 0.0037075 | 0.0063868 | 0.0063868 | 0.0063868 | 0.0063868 | 0 | 0 | 0 | 0 | 0
SCG | MM Therms | Commercial | Com - Restaurant (Sit Down) | WholeBlg | No | WholeBlg - Com NC ZNE | 0.00069604 | 0.001866 | 0.0043453 | 0.008263 | 0.014398 | 0.022942 | 0.033962 | 0.048146 | 0.065226 | 0.086298 | 0.11027 | 0.13815
SCG | MM Therms | Commercial | Com - Restaurant (Sit Down) | WholeBlg | No | WholeBlg - Com RET Level 1 | 0.016925 | 0.040017 | 0.069724 | 0.10661 | 0.10661 | 0.10661 | 0.10661 | 0.17369 | 0.25107 | 0.33922 | 0.43832 | 0.54855
SCG | MM Therms | Commercial | Com - Restaurant (Sit Down) | WholeBlg | No | WholeBlg - Com RET Level 2 | 0.03223 | 0.07602 | 0.13233 | 0.20218 | 0.20218 | 0.20218 | 0.32248 | 0.46138 | 0.6194 | 0.79751 | 0.99667 | 1.2176
SCG | MM Therms | Commercial | Com - Retail (Large Multi Level) | FoodServ | No | FoodServ - Oven (Gas) | 0.012985 | 0.026589 | 0.040827 | 0.055632 | 0.071146 | 0.08709 | 0.10337 | 0.12011 | 0.13717 | 0.15475 | 0.17264 | 0.19096
SCG | MM Therms | Commercial | Com - Retail (Large Multi Level) | HVAC | No | HVAC - AFUE Rated Boiler (High) | 0.0040485 | 0.0086667 | 0.013878 | 0.019686 | 0.02625 | 0.033435 | 0.04122 | 0.049657 | 0.058695 | 0.068416 | 0.07873 | 0.089681
SCG | MM Therms | Commercial | Com - Retail (Large Multi Level) | HVAC | No | HVAC - AFUE Rated Boiler (Standard) | 0.00039592 | 0.00085153 | 0.0013698 | 0.0019509 | 0.0026105 | 0.0033358 | 0.0041253 | 0.0049843 | 0.0059077 | 0.0069041 | 0.0079641 | 0.0090916
SCG | MM Therms | Commercial | Com - Retail (Large Multi Level) | HVAC | No | HVAC - Gas Furnace | 0.00046664 | 0.00097777 | 0.0015328 | 0.0021313 | 0.002772 | 0.0034535 | 0.0041735 | 0.0049295 | 0.0057195 | 0.0065409 | 0.0073924 | 0.0082718
SCG | MM Therms | Commercial | Com - Retail (Large Multi Level) | HVAC | No | HVAC - Thermostat | 0.028636 | 0.059102 | 0.088181 | 0.11552 | 0.14178 | 0.16602 | 0.18828 | 0.20898 | 0.22802 | 0.24654 | 0.26435 | 0.28167
SCG | MM Therms | Commercial | Com - Retail (Large Multi Level) | SHW | Yes | SHW - EF Rated Storage Water Heater (Gas) - Emerging | 0 | 0 | 0 | 0.0026749 | 0.0086154 | 0.018161 | 0.031563 | 0.049313 | 0.071501 | 0.098863 | 0.13117 | 0.16894
SCG | MM Therms | Commercial | Com - Retail (Large Multi Level) | SHW | Yes | SHW - ET Rated Storage Water Heater - Emerging | 0.00055525 | 0.0014538 | 0.0027385 | 0.0044497 | 0.0066232 | 0.0092933 | 0.012486 | 0.016221 | 0.020516 | 0.025375 | 0.030807 | 0.036805
SCG | MM Therms | Commercial | Com - Retail (Large Multi Level) | SHW | No | SHW - EF Rated Instantaneous Water Heater (Gas) | 0 | 0 | 0 | 0 | 0 | 0.00060842 | 0.0012617 | 0.0019631 | 0.0027015 | 0.0034853 | 0.0042981 | 0.0051424
SCG | MM Therms | Commercial | Com - Retail (Large Multi Level) | SHW | No | SHW - EF Rated Storage Water Heater (Gas) | 0.00019989 | 0.00044599 | 0.00064554 | 0.00087421 | 0.0011321 | 0.0014136 | 0.0017152 | 0.0020385 | 0.0023785 | 0.002739 | 0.0031127 | 0.0035007
SCG | MM Therms | Commercial | Com - Retail (Large Multi Level) | SHW | No | SHW - Pipe and Tank Insulation | 0 | 0 | 0 | 0 | 0 | 0 | 0.073282 | 0.14846 | 0.22277 | 0.29441 | 0.36204 | 0.42481
SCG | MM Therms | Commercial | Com - Retail (Large Multi Level) | Service | No | Service - Retro-Commissioning (Gas) | 0.013004 | 0.026141 | 0.041422 | 0.058874 | 0.078335 | 0.099403 | 0.12146 | 0.14373 | 0.16535 | 0.18556 | 0.20381 | 0.20678
SCG | MM Therms | Commercial | Com - Retail (Large Multi Level) | WholeBlg | No | HVAC - Energy Management System | 0.098106 | 0.2056 | 0.3079 | 0.4038 | 0.49384 | 0.57691 | 0.65328 | 0.72469 | 0.79252 | 0.85983 | 0.92537 | 0.98991
SCG | MM Therms | Commercial | Com - Retail (Large Multi Level) | WholeBlg | No | WholeBlg - Com NC Level 2 | 0.0013891 | 0 | 0 | 0 | 0 | 0 | 0 | 0 | 0 | 0 | 0 | 0
SCG | MM Therms | Commercial | Com - Retail (Large Multi Level) | WholeBlg | No | WholeBlg - Com NC Level 3 | 0.0009392 | 0.006748 | 0.014778 | 0.025135 | 0.025135 | 0.025135 | 0.025135 | 0 | 0 | 0 | 0 | 0
SCG | MM Therms | Commercial | Com - Retail (Large Multi Level) | WholeBlg | No | WholeBlg - Com NC ZNE | -2.059e-05 | -5.2975e-05 | -0.00012226 | -0.0002329 | -0.00043586 | -0.00075605 | -0.0012025 | -0.0018231 | -0.0026115 | -0.0036189 | -0.0048337 | -0.0063107
SCG | MM Therms | Commercial | Com - Retail (Large Multi Level) | WholeBlg | No | WholeBlg - Com RET Level 1 | 0.0021639 | 0.0051298 | 0.0089547 | 0.013702 | 0.019437 | 0.026224 | 0.034126 | 0.043207 | 0.053523 | 0.065129 | 0.078069 | 0.092378
SCG | MM Therms | Commercial | Com - Retail (Large Multi Level) | WholeBlg | No | WholeBlg - Com RET Level 2 | 0.0075983 | 0.017917 | 0.031137 | 0.047448 | 0.06705 | 0.090155 | 0.11698 | 0.14771 | 0.18256 | 0.22167 | 0.26518 | 0.31317
SCG | MM Therms | Commercial | Com - Retail (Large Single Level) | FoodServ | No | FoodServ - Oven (Gas) | 0.012985 | 0.026589 | 0.040827 | 0.055632 | 0.071146 | 0.08709 | 0.10337 | 0.12011 | 0.13717 | 0.15475 | 0.17264 | 0.19096
SCG | MM Therms | Commercial | Com - Retail (Large Single Level) | HVAC | No | HVAC - Gas Furnace | 0.00046664 | 0.00097777 | 0.0015328 | 0.0021313 | 0.002772 | 0.0034535 | 0.0041735 | 0.0049295 | 0.0057195 | 0.0065409 | 0.0073924 | 0.0082718
SCG | MM Therms | Commercial | Com - Retail (Large Single Level) | HVAC | No | HVAC - Thermostat | 0.03112 | 0.064183 | 0.095707 | 0.12531 | 0.15386 | 0.18022 | 0.20442 | 0.22691 | 0.24761 | 0.26772 | 0.28706 | 0.30587
SCG | MM Therms | Commercial | Com - Retail (Large Single Level) | SHW | Yes | SHW - EF Rated Storage Water Heater (Gas) - Emerging | 0 | 0 | 0 | 0.0026821 | 0.0086374 | 0.018186 | 0.031619 | 0.049411 | 0.07165 | 0.099074 | 0.13146 | 0.16931
SCG | MM Therms | Commercial | Com - Retail (Large Single Level) | SHW | Yes | SHW - ET Rated Storage Water Heater - Emerging | 0.00042142 | 0.0011036 | 0.0020791 | 0.0033786 | 0.0050289 | 0.0070563 | 0.0094804 | 0.012316 | 0.015575 | 0.019264 | 0.023386 | 0.027937
SCG | MM Therms | Commercial | Com - Retail (Large Single Level) | SHW | No | SHW - EF Rated Instantaneous Water Heater (Gas) | 0 | 0 | 0 | 0 | 0 | 0 | 0.00050391 | 0.001045 | 0.0016147 | 0.0022194 | 0.0028465 | 0.0034979
SCG | MM Therms | Commercial | Com - Retail (Large Single Level) | SHW | No | SHW - EF Rated Storage Water Heater (Gas) | 0.00014446 | 0.00032229 | 0.00046646 | 0.00063168 | 0.00081796 | 0.001021 | 0.0012389 | 0.0014725 | 0.0017181 | 0.0019785 | 0.0022484 | 0.0025286
SCG | MM Therms | Commercial | Com - Retail (Large Single Level) | SHW | No | SHW - Pipe and Tank Insulation | 0 | 0 | 0 | 0 | 0 | 0 | 0.073282 | 0.14846 | 0.22277 | 0.29441 | 0.36204 | 0.42481
SCG | MM Therms | Commercial | Com - Retail (Large Single Level) | Service | No | Service - Retro-Commissioning (Gas) | 0.013004 | 0.026141 | 0.041422 | 0.058874 | 0.078335 | 0.099403 | 0.12146 | 0.14373 | 0.16535 | 0.18556 | 0.20381 | 0.20678
SCG | MM Therms | Commercial | Com - Retail (Large Single Level) | WholeBlg | No | HVAC - Energy Management System | 0.098106 | 0.2056 | 0.3079 | 0.4038 | 0.49384 | 0.57691 | 0.65328 | 0.72469 | 0.79252 | 0.85983 | 0.92537 | 0.98991
SCG | MM Therms | Commercial | Com - Retail (Large Single Level) | WholeBlg | No | WholeBlg - Com NC Level 2 | 0.0013891 | 0 | 0 | 0 | 0 | 0 | 0 | 0 | 0 | 0 | 0 | 0
SCG | MM Therms | Commercial | Com - Retail (Large Single Level) | WholeBlg | No | WholeBlg - Com NC Level 3 | 0.0009392 | 0.006748 | 0.014778 | 0.025135 | 0.025135 | 0.025135 | 0.025135 | 0 | 0 | 0 | 0 | 0
SCG | MM Therms | Commercial | Com - Retail (Large Single Level) | WholeBlg | No | WholeBlg - Com NC ZNE | -2.059e-05 | -5.2975e-05 | -0.00012226 | -0.0002329 | -0.00043586 | -0.00075605 | -0.0012025 | -0.0018231 | -0.0026115 | -0.0036189 | -0.0048337 | -0.0063107
SCG | MM Therms | Commercial | Com - Retail (Large Single Level) | WholeBlg | No | WholeBlg - Com RET Level 1 | 0.0045054 | 0.01067 | 0.018648 | 0.02861 | 0.040744 | 0.055248 | 0.072325 | 0.092179 | 0.11501 | 0.14099 | 0.17026 | 0.20295
SCG | MM Therms | Commercial | Com - Retail (Large Single Level) | WholeBlg | No | WholeBlg - Com RET Level 2 | 3.6308e-14 | 9.2651e-14 | 1.8194e-13 | 3.2309e-13 | 5.468e-13 | 9.027e-13 | 1.4539e-12 | 2.2988e-12 | 3.5771e-12 | 5.4758e-12 | 8.2374e-12 | 1.2231e-11
SCG | MM Therms | Commercial | Com - Retail (Small) | HVAC | No | HVAC - Gas Furnace | 0.00074096 | 0.0015518 | 0.0024315 | 0.0033791 | 0.0043928 | 0.0054702 | 0.0066078 | 0.0078015 | 0.0090482 | 0.010344 | 0.011687 | 0.013073
SCG | MM Therms | Commercial | Com - Retail (Small) | HVAC | No | HVAC - Thermostat | 0.040103 | 0.082656 | 0.12303 | 0.16085 | 0.19739 | 0.23112 | 0.26212 | 0.291 | 0.31783 | 0.34405 | 0.36927 | 0.3938
SCG | MM Therms | Commercial | Com - Retail (Small) | SHW | Yes | SHW - EF Rated Storage Water Heater (Gas) - Emerging | 0 | 0 | 0 | 0.0027079 | 0.0087171 | 0.018355 | 0.031883 | 0.049799 | 0.072194 | 0.099814 | 0.13243 | 0.17057
SCG | MM Therms | Commercial | Com - Retail (Small) | SHW | Yes | SHW - ET Rated Storage Water Heater - Emerging | 0.00040078 | 0.0010494 | 0.0022949 | 0.0039225 | 0.0059724 | 0.0084481 | 0.011357 | 0.014735 | 0.018568 | 0.022905 | 0.027703 | 0.03298
SCG | MM Therms | Commercial | Com - Retail (Small) | SHW | No | SHW - EF Rated Instantaneous Water Heater (Gas) | 0 | 0 | 0 | 0 | 0 | 0.00040723 | 0.00084426 | 0.0013133 | 0.001807 | 0.002331 | 0.0028744 | 0.0034389
SCG | MM Therms | Commercial | Com - Retail (Small) | SHW | No | SHW - EF Rated Storage Water Heater (Gas) | 0.00014846 | 0.00033126 | 0.00047967 | 0.00064976 | 0.00084161 | 0.0010509 | 0.0012752 | 0.0015156 | 0.0017686 | 0.0020368 | 0.002315 | 0.0026038
SCG | MM Therms | Commercial | Com - Retail (Small) | SHW | No | SHW - Pipe and Tank Insulation | 0 | 0 | 0 | 0 | 0 | 0 | 0.073282 | 0.14846 | 0.22277 | 0.29441 | 0.36204 | 0.42481
SCG | MM Therms | Commercial | Com - Retail (Small) | Service | No | Service - Retro-Commissioning (Gas) | 0.013004 | 0.026141 | 0.041422 | 0.058874 | 0.078335 | 0.099403 | 0.12146 | 0.14373 | 0.16535 | 0.18556 | 0.20381 | 0.20678
SCG | MM Therms | Commercial | Com - Retail (Small) | WholeBlg | No | HVAC - Energy Management System | 0.098106 | 0.2056 | 0.3079 | 0.4038 | 0.49384 | 0.57691 | 0.65328 | 0.72469 | 0.79252 | 0.85983 | 0.92537 | 0.98991
SCG | MM Therms | Commercial | Com - Retail (Small) | WholeBlg | No | WholeBlg - Com NC Level 2 | 0.0013891 | 0 | 0 | 0 | 0 | 0 | 0 | 0 | 0 | 0 | 0 | 0
SCG | MM Therms | Commercial | Com - Retail (Small) | WholeBlg | No | WholeBlg - Com NC Level 3 | 0.0009392 | 0.006748 | 0.014778 | 0.025135 | 0.025135 | 0.025135 | 0.025135 | 0 | 0 | 0 | 0 | 0
SCG | MM Therms | Commercial | Com - Retail (Small) | WholeBlg | No | WholeBlg - Com NC ZNE | -2.059e-05 | -5.2975e-05 | -0.00012226 | -0.0002329 | -0.00043586 | -0.00075605 | -0.0012025 | -0.0018231 | -0.0026115 | -0.0036189 | -0.0048337 | -0.0063107
SCG | MM Therms | Commercial | Com - Storage (Conditioned) | HVAC | No | HVAC - Gas Furnace | 0.00034963 | 0.00073244 | 0.001148 | 0.0015959 | 0.0020752 | 0.002585 | 0.0031234 | 0.0036886 | 0.004279 | 0.0048928 | 0.005529 | 0.006186
SCG | MM Therms | Commercial | Com - Storage (Conditioned) | SHW | Yes | SHW - EF Rated Storage Water Heater (Gas) - Emerging | 0 | 0 | 0 | 0.00033929 | 0.0010927 | 0.0023013 | 0.0039986 | 0.0062477 | 0.0090604 | 0.012531 | 0.016632 | 0.021428
SCG | MM Therms | Commercial | Com - Storage (Conditioned) | SHW | Yes | SHW - ET Rated Storage Water Heater - Emerging | 0.0001085 | 0.00027696 | 0.0005126 | 0.00081962 | 0.0012059 | 0.0016712 | 0.002217 | 0.0028503 | 0.0035682 | 0.0043807 | 0.0052786 | 0.0062663
SCG | MM Therms | Commercial | Com - Storage (Conditioned) | SHW | No | SHW - EF Rated Instantaneous Water Heater (Gas) | 4.3062e-05 | 9.6185e-05 | 9.6185e-05 | 0.00016001 | 0.0002321 | 0.00031083 | 0.00039532 | 0.00048601 | 0.00058149 | 0.00068288 | 0.00078806 | 0.00089738
SCG | MM Therms | Commercial | Com - Storage (Conditioned) | SHW | No | SHW - EF Rated Storage Water Heater (Gas) | 2.8257e-05 | 6.3057e-05 | 9.1304e-05 | 0.00012368 | 0.00016021 | 0.00020008 | 0.00024282 | 0.00028867 | 0.00033692 | 0.00038812 | 0.00044123 | 0.00049641
SCG | MM Therms | Commercial | Com - Storage (Conditioned) | SHW | No | SHW - ET Rated Instantaneous Water Heater | 0 | 0 | 0 | 0 | 0 | 0 | 0 | 0 | 0 | 0 | 0 | 9.3201e-05
SCG | MM Therms | Commercial | Com - Storage (Conditioned) | SHW | No | SHW - Pipe and Tank Insulation | 0 | 0 | 0 | 0 | 0 | 0 | 0.042964 | 0.087039 | 0.13061 | 0.17261 | 0.21226 | 0.24906
SCG | MM Therms | Commercial | Com - Storage (Conditioned) | Service | No | Service - Retro-Commissioning (Gas) | 0.0076239 | 0.015326 | 0.024285 | 0.034517 | 0.045927 | 0.058279 | 0.071212 | 0.084265 | 0.096941 | 0.10879 | 0.11949 | 0.12123
SCG | MM Therms | Commercial | Com - Storage (Conditioned) | WholeBlg | No | HVAC - Energy Management System | 0.057519 | 0.12054 | 0.18052 | 0.23674 | 0.28953 | 0.33824 | 0.38301 | 0.42488 | 0.46465 | 0.50411 | 0.54254 | 0.58038
SCG | MM Therms | Commercial | Com - Storage (Unconditioned) | SHW | Yes | SHW - EF Rated Storage Water Heater (Gas) - Emerging | 0 | 0 | 0 | 0.0014266 | 0.0045919 | 0.0096658 | 0.016789 | 0.026224 | 0.038022 | 0.052576 | 0.069772 | 0.08988
SCG | MM Therms | Commercial | Com - Storage (Unconditioned) | SHW | Yes | SHW - ET Rated Storage Water Heater - Emerging | 0.00026635 | 0.00067968 | 0.0012576 | 0.00201 | 0.002956 | 0.004095 | 0.0054299 | 0.0069779 | 0.0087315 | 0.010715 | 0.012907 | 0.015316
SCG | MM Therms | Commercial | Com - Storage (Unconditioned) | SHW | No | SHW - EF Rated Instantaneous Water Heater (Gas) | 6.7538e-05 | 0.00019721 | 0.00019721 | 0.00019721 | 0.00037306 | 0.00056509 | 0.00077115 | 0.00099231 | 0.0012251 | 0.0014723 | 0.0017287 | 0.0019951
SCG | MM Therms | Commercial | Com - Storage (Unconditioned) | SHW | No | SHW - EF Rated Storage Water Heater (Gas) | 6.954e-05 | 0.00015518 | 0.00022468 | 0.00030436 | 0.00039426 | 0.00049235 | 0.00059752 | 0.00071033 | 0.00082904 | 0.000955 | 0.0010856 | 0.0012213
SCG | MM Therms | Commercial | Com - Storage (Unconditioned) | SHW | No | SHW - Pipe and Tank Insulation | 0 | 0 | 0 | 0 | 0 | 0 | 0.10741 | 0.2176 | 0.32652 | 0.43152 | 0.53065 | 0.62265
SCG | MM Therms | Commercial | Com - Storage (Unconditioned) | Service | No | Service - Retro-Commissioning (Gas) | 0.01906 | 0.038316 | 0.060713 | 0.086293 | 0.11482 | 0.1457 | 0.17803 | 0.21066 | 0.24235 | 0.27198 | 0.29872 | 0.30308
SCG | MM Therms | Commercial | Com - Storage (Unconditioned) | WholeBlg | No | HVAC - Energy Management System | 0.1438 | 0.30135 | 0.4513 | 0.59186 | 0.72384 | 0.84559 | 0.95752 | 1.0622 | 1.1616 | 1.2603 | 1.3563 | 1.4509
SCG | MM Therms | Commercial | Com - Storage (Unconditioned) | WholeBlg | No | WholeBlg - Com NC Level 2 | 0.0023795 | 0 | 0 | 0 | 0 | 0 | 0 | 0 | 0 | 0 | 0 | 0
SCG | MM Therms | Commercial | Com - Storage (Unconditioned) | WholeBlg | No | WholeBlg - Com NC Level 3 | 0.0012161 | 0.0089158 | 0.019828 | 0.034133 | 0.034133 | 0.034133 | 0.034133 | 0 | 0 | 0 | 0 | 0
SCG | MM Therms | Commercial | Com - Storage (Unconditioned) | WholeBlg | No | WholeBlg - Com NC ZNE | 1.5476e-07 | 4.0655e-07 | 9.7697e-07 | 1.9623e-06 | 1.9623e-06 | 1.9623e-06 | 1.9623e-06 | 1.9623e-06 | 1.9623e-06 | 1.9623e-06 | 1.8461e-06 | 1.6569e-06
SCG | MM Therms | Commercial | Com - Warehouse (Refrigerated) | SHW | No | SHW - Pipe and Tank Insulation | 0 | 0 | 0 | 0 | 0 | 0 | 0.008334 | 0.016883 | 0.025335 | 0.033482 | 0.041173 | 0.048311
SCG | MM Therms | Commercial | Com - Warehouse (Refrigerated) | Service | No | Service - Retro-Commissioning (Gas) | 0.0014788 | 0.0029729 | 0.0047107 | 0.0066954 | 0.0089087 | 0.011305 | 0.013813 | 0.016345 | 0.018804 | 0.021103 | 0.023178 | 0.023516
SCG | MM Therms | Commercial | Com - Warehouse (Refrigerated) | WholeBlg | No | HVAC - Energy Management System | 0.011157 | 0.023382 | 0.035016 | 0.045922 | 0.056162 | 0.065609 | 0.074294 | 0.082415 | 0.09013 | 0.097785 | 0.10524 | 0.11258
SDG&E | GWh | Commercial | Com - Assembly | AppPlug | No | AppPlug - Computer Monitor | 0.0041283 | 0.0082343 | 0.012357 | 0.016594 | 0.020845 | 0.024961 | 0.024638 | 0.024259 | 0.02388 | 0.023429 | 0.023093 | 0.022995
SDG&E | GWh | Commercial | Com - Assembly | AppPlug | No | AppPlug - Desktop Computer (Com - Power Management) | 0.067354 | 0.14043 | 0.2163 | 0.294 | 0.37175 | 0.44777 | 0.52022 | 0.58885 | 0.65347 | 0.71393 | 0.7706 | 0.75621
SDG&E | GWh | Commercial | Com - Assembly | AppPlug | No | AppPlug - Occupancy Sensor Plug Strip | 0 | 0 | 0 | 0 | 0 | 0 | 0 | 0 | 0 | 0.051549 | 0.10308 | 0.14664
SDG&E | GWh | Commercial | Com - Assembly | AppPlug | No | AppPlug - Vending Machine Controls | 0.042442 | 0.086207 | 0.13112 | 0.17694 | 0.22297 | 0.26824 | 0.26923 | 0.26666 | 0.26033 | 0.25023 | 0.23707 | 0.22178
SDG&E | GWh | Commercial | Com - Assembly | BldgEnv | No | BldgEnv - Wall Spray On Insulation | 0.0029566 | 0.0057654 | 0.0084337 | 0.010969 | 0.013377 | 0.015664 | 0.017838 | 0.016946 | 0.016099 | 0.015294 | 0.014529 | 0.013803
SDG&E | GWh | Commercial | Com - Assembly | BldgEnv | No | BldgEnv - Window Film | 0.032623 | 0.062402 | 0.092674 | 0.12419 | 0.15684 | 0.19019 | 0.22371 | 0.2572 | 0.29035 | 0.3231 | 0.35521 | 0.35377
SDG&E | GWh | Commercial | Com - Assembly | HVAC | Yes | HVAC - Advanced Package Rooftop AC (> EER 12) - Emerging | 0 | 0 | 0.00046363 | 0.0016709 | 0.0037957 | 0.0069556 | 0.011233 | 0.016705 | 0.023471 | 0.031643 | 0.041335 | 0.052714
SDG&E | GWh | Commercial | Com - Assembly | HVAC | No | HVAC - Demand Controlled Ventilation | 0.10091 | 0.20984 | 0.31925 | 0.42762 | 0.5328 | 0.6327 | 0.7254 | 0.81146 | 0.89118 | 0.96497 | 1.0336 | 0.9964
SDG&E | GWh | Commercial | Com - Assembly | HVAC | No | HVAC - Direct Evaporative Cooler | 1.4153 | 2.8267 | 4.2444 | 5.6755 | 7.1203 | 8.5766 | 10.0414 | 11.5188 | 13.0101 | 14.5247 | 16.0707 | 17.6463
SDG&E | GWh | Commercial | Com - Assembly | HVAC | No | HVAC - EER Rated Package Rooftop AC (EER 11) | 0 | 0 | 0 | 0.044974 | 0.093198 | 0.14347 | 0.19445 | 0.24647 | 0.29959 | 0.35377 | 0.40917 | 0.4657
SDG&E | GWh | Commercial | Com - Assembly | HVAC | No | HVAC - SEER Rated Package Rooftop AC (Recharge) | 0.11035 | 0.20967 | 0.29905 | 0.3795 | 0.34155 | 0.30739 | 0.27665 | 0.24899 | 0.22409 | 0.20168 | 0.18151 | 0.16336
SDG&E | GWh | Commercial | Com - Assembly | HVAC | No | HVAC - SEER Rated Package Rooftop AC (SEER 14) | 0.27837 | 0.55856 | 0.55856 | 0.55856 | 0.55856 | 0.55856 | 0.55856 | 0.55856 | 0.55856 | 0.55856 | 0.55856 | 0.55856
SDG&E | GWh | Commercial | Com - Assembly | HVAC | No | HVAC - SEER Rated Package Rooftop AC (SEER 15) | 0.30199 | 0.60558 | 0.74754 | 0.89166 | 1.037 | 1.1821 | 1.3253 | 1.4686 | 1.613 | 1.7588 | 1.9067 | 2.0564
SDG&E | GWh | Commercial | Com - Assembly | HVAC | No | HVAC - SEER Rated Package Rooftop HP (SEER 14) | 0.038349 | 0.076899 | 0.076899 | 0.076899 | 0.076899 | 0.076899 | 0.076899 | 0.076899 | 0.076899 | 0.076899 | 0.076899 | 0.076899
SDG&E | GWh | Commercial | Com - Assembly | HVAC | No | HVAC - SEER Rated Package Rooftop HP (SEER 15) | 0.14822 | 0.29738 | 0.36723 | 0.43821 | 0.5099 | 0.58157 | 0.65236 | 0.7233 | 0.79482 | 0.86702 | 0.94027 | 1.0144
SDG&E | GWh | Commercial | Com - Assembly | HVAC | No | HVAC - SEER Rated Split System AC (SEER 14) | 0.096962 | 0.19368 | 0.28988 | 0.28988 | 0.28988 | 0.28988 | 0.28988 | 0.28988 | 0.28988 | 0.28988 | 0.28988 | 0.28988
SDG&E | GWh | Commercial | Com - Assembly | HVAC | No | HVAC - SEER Rated Split System AC (SEER 15) | 0.042482 | 0.086537 | 0.10756 | 0.12921 | 0.15125 | 0.17339 | 0.1953 | 0.21724 | 0.23934 | 0.26164 | 0.2843 | 0.30725
SDG&E | GWh | Commercial | Com - Assembly | HVAC | No | HVAC - SEER Rated Split System HP (SEER 14) | 0.15483 | 0.31022 | 0.3313 | 0.35265 | 0.37414 | 0.39552 | 0.41653 | 0.4375 | 0.45857 | 0.47978 | 0.50125 | 0.52292
SDG&E | GWh | Commercial | Com - Assembly | HVAC | No | HVAC - SEER Rated Split System HP (SEER 15) | 0.065127 | 0.13055 | 0.16113 | 0.1922 | 0.22353 | 0.25476 | 0.28545 | 0.31615 | 0.34705 | 0.37824 | 0.40989 | 0.44193
SDG&E | GWh | Commercial | Com - Assembly | Lighting | Yes | Lighting - LED Fixture (Replacing T8) - Emerging | 0 | 0.022448 | 0.072311 | 0.15692 | 0.28162 | 0.45202 | 0.6702 | 0.94687 | 1.2867 | 1.6955 | 2.1806 | 2.7429
SDG&E | GWh | Commercial | Com - Assembly | Lighting | Yes | Lighting - LED Lamp (Basic High - Indoor) - Emerging | 0.0084084 | 0.021822 | 0.041255 | 0.063453 | 0.088828 | 0.093594 | 0.089475 | 0.083077 | 0.077308 | 0.063452 | 0.08156 | 0.10207
SDG&E | GWh | Commercial | Com - Assembly | Lighting | Yes | Lighting - LED Lamp (Basic Low - Indoor) - Emerging | 0.020935 | 0.050815 | 0.086405 | 0.12842 | 0.1773 | 0.18705 | 0.1771 | 0.16814 | 0.1597 | 0.13069 | 0.16591 | 0.20674
SDG&E | GWh | Commercial | Com - Assembly | Lighting | Yes | Lighting - LED Plug-In Indoor Fixture - Emerging | 0.0038063 | 0.0084424 | 0.01417 | 0.021241 | 0.029855 | 0.030438 | 0.031107 | 0.031877 | 0.032836 | 0.034058 | 0.035577 | 0.037415
SDG&E | GWh | Commercial | Com - Assembly | Lighting | No | Lighting - Cold Cathode Lamp | 0.0063504 | 0.013159 | 0.020364 | 0.027955 | 0.035842 | 0.035842 | 0.035842 | 0.035842 | 0.035842 | 0.035842 | 0.035842 | 0.029491
SDG&E | GWh | Commercial | Com - Assembly | Lighting | No | Lighting - Compact Fluorescent Fixture (Indoor) | 1.0662 | 2.2185 | 3.4583 | 4.79 | 6.2082 | 5.1419 | 3.9897 | 2.7498 | 1.4182 | 0 | 0 | 0
SDG&E | GWh | Commercial | Com - Assembly | Lighting | No | Lighting - Compact Fluorescent Lamp (Basic High - Indoor) | 0.7644 | 1.5358 | 2.3134 | 3.1015 | 3.8978 | 3.1334 | 2.362 | 1.5844 | 0.79628 | 0 | 0 | 0
SDG&E | GWh | Commercial | Com - Assembly | Lighting | No | Lighting - Compact Fluorescent Lamp (Basic Low - Indoor) | 0.79127 | 1.5872 | 2.3906 | 3.2031 | 4.0227 | 3.2314 | 2.4355 | 1.6322 | 0.81957 | 0 | 0 | 0
SDG&E | GWh | Commercial | Com - Assembly | Lighting | No | Lighting - Exit Fixture (LED) | 0.25652 | 0.50398 | 0.72566 | 0.91068 | 1.0584 | 1.1745 | 1.0547 | 0.92705 | 0.81583 | 0.73039 | 0.67156 | 0.63482
SDG&E | GWh | Commercial | Com - Assembly | Lighting | No | Lighting - Halogen Lamp (A-Line) | 0.011926 | 0.027578 | 0.035163 | 0.04342 | 0.052629 | 0.02872 | 0 | 0 | 0 | 0 | 0 | 0
SDG&E | GWh | Commercial | Com - Assembly | Lighting | No | Lighting - Halogen Lamp (Reflector) | 0.0043808 | 0.0099804 | 0.012372 | 0.01479 | 0.017319 | 0.019883 | 0.022169 | 0.024179 | 0.026037 | 0.027733 | 0.029492 | 0.031153
SDG&E | GWh | Commercial | Com - Assembly | Lighting | No | Lighting - High Bay HID to T5 | 0 | 0 | 0 | 0 | 0 | 0.046018 | 0.099764 | 0.14954 | 0.19488 | 0.23575 | 0.31902 | 0.4067
SDG&E | GWh | Commercial | Com - Assembly | Lighting | No | Lighting - Induction Fixture (Indoor) | 0.029188 | 0.065324 | 0.10868 | 0.15983 | 0.2185 | 0.28388 | 0.35466 | 0.43159 | 0.51479 | 0.60397 | 0.6992 | 0.79978
SDG&E | GWh | Commercial | Com - Assembly | Lighting | No | Lighting - Induction Fixture (Outdoor) | 0.0097253 | 0.021442 | 0.035241 | 0.0513 | 0.069531 | 0.089683 | 0.11136 | 0.13482 | 0.16011 | 0.18718 | 0.21608 | 0.24663
SDG&E | GWh | Commercial | Com - Assembly | Lighting | No | Lighting - Linear Fluorescent Delamping | 0.0050645 | 0.010217 | 0.016779 | 0.024803 | 0.024803 | 0 | 0 | 0 | 0 | 0 | 0 | 0
SDG&E | GWh | Commercial | Com - Assembly | Lighting | No | Lighting - Linear Fluorescent Fixture (Low Wattage T8) | 0.065553 | 0.14556 | 0.23894 | 0.34598 | 0.46548 | 0.59526 | 0.73248 | 0.87747 | 1.03 | 1.189 | 1.3537 | 1.5225
SDG&E | GWh | Commercial | Com - Assembly | Lighting | No | Lighting - Plug-In Fixture (Compact Fluorescent) | 0.098072 | 0.19653 | 0.29561 | 0.39587 | 0.49662 | 0.49662 | 0.49662 | 0.49662 | 0.49662 | 0.49662 | 0.49662 | 0.49662
SDG&E | GWh | Commercial | Com - Assembly | Lighting | No | Lighting - Plug-In Fixture (Exterior) | 0.07673 | 0.15422 | 0.2328 | 0.31309 | 0.39463 | 0.47665 | 0.55816 | 0.64029 | 0.72345 | 0.80779 | 0.89367 | 0.98093
SDG&E | GWh | Commercial | Com - Assembly | Lighting | No | Lighting - Plug-In Fixture (Linear Fluorescent) | 0 | 0.28989 | 0.72321 | 1.1834 | 1.6621 | 1.6621 | 1.6621 | 1.6621 | 1.6621 | 1.6621 | 1.6621 | 1.6621
SDG&E | GWh | Commercial | Com - Assembly | Lighting | No | Lighting - Plug-In Fixture (PSMH with Electronic Ballast) | 0 | 0 | 0 | 0.045555 | 0.09267 | 0.15809 | 0.22409 | 0.29067 | 0.35764 | 0.42471 | 0.49262 | 0.56138
SDG&E | GWh | Commercial | Com - Assembly | Lighting | No | Lighting - Plug-In Fixture (PSMH) | 0.086895 | 0.18239 | 0.27856 | 0.3721 | 0.46538 | 0.55564 | 0.64205 | 0.72658 | 0.81004 | 0.89266 | 0.97393 | 1.0532
SDG&E | GWh | Commercial | Com - Assembly | SHW | No | SHW - EF Rated Instantaneous Water Heater (Electric) | 0.0015076 | 0.0033659 | 0.0056033 | 0.0082511 | 0.011287 | 0.014656 | 0.018278 | 0.022192 | 0.026401 | 0.030889 | 0.035659 | 0.040678
SDG&E | GWh | Commercial | Com - Assembly | SHW | No | SHW - EF Rated Storage Water Heater (Electric) | 0.0013356 | 0.0029603 | 0.0029603 | 0.0029603 | 0.0029603 | 0.0029603 | 0.0029603 | 0.0029603 | 0.0029603 | 0.0029603 | 0.0029603 | 0.0029603
SDG&E | GWh | Commercial | Com - Assembly | Service | No | HVAC - Comprehensive Rooftop Unit Quality Maintenance | 0.26655 | 0.52334 | 0.78951 | 1.0614 | 1.3345 | 1.6038 | 1.8648 | 2.1128 | 2.3442 | 2.5562 | 2.7474 | 2.6504
SDG&E | GWh | Commercial | Com - Assembly | Service | No | Service - HVAC Fault Detection & Diagnositics | 0.062135 | 0.14943 | 0.23424 | 0.31733 | 0.39817 | 0.47589 | 0.54944 | 0.6203 | 0.6891 | 0.7561 | 0.82184 | 0.88623
SDG&E | GWh | Commercial | Com - Assembly | Service | No | Service - Retro-Commissioning (Electric) | 0 | 0 | 0 | 0 | 0 | 0 | 0 | 0 | 0.19093 | 0.37641 | 0.52521 | 0.63393
SDG&E | GWh | Commercial | Com - Assembly | WholeBlg | No | HVAC - Energy Management System | 0.16419 | 0.35 | 0.52395 | 0.68725 | 0.83943 | 0.97982 | 1.1077 | 1.2314 | 1.3521 | 1.47 | 1.5862 | 1.7004
SDG&E | GWh | Commercial | Com - Assembly | WholeBlg | No | WholeBlg - Com NC Level 2 | 0.015951 | 0 | 0 | 0 | 0 | 0 | 0 | 0 | 0 | 0 | 0 | 0
SDG&E | GWh | Commercial | Com - Assembly | WholeBlg | No | WholeBlg - Com NC Level 3 | 0.0071242 | 0.0071242 | 0.0071242 | 0.0071242 | 0.0071242 | 0.0071242 | 0.0071242 | 0 | 0 | 0 | 0 | 0
SDG&E | GWh | Commercial | Com - Assembly | WholeBlg | No | WholeBlg - Com RET Level 1 | 0.058688 | 0.13917 | 0.24301 | 0.3719 | 0.52749 | 0.71157 | 0.92584 | 1.172 | 1.4514 | 1.7669 | 2.1205 | 2.5146
SDG&E | GWh | Commercial | Com - Assembly | WholeBlg | No | WholeBlg - Com RET Level 2 | 0.094283 | 0.22286 | 0.38833 | 0.59376 | 0.84205 | 1.1363 | 1.4794 | 1.8745 | 2.3241 | 2.8296 | 3.3918 | 4.0109
SDG&E | GWh | Commercial | Com - Education (Community College) | AppPlug | No | AppPlug - Computer Monitor | 0.0025584 | 0.0051028 | 0.0076574 | 0.010283 | 0.012918 | 0.015468 | 0.015268 | 0.015034 | 0.014798 | 0.014519 | 0.014311 | 0.01425
SDG&E | GWh | Commercial | Com - Education (Community College) | AppPlug | No | AppPlug - Desktop Computer (Com - Power Management) | 0.04198 | 0.087524 | 0.13483 | 0.18329 | 0.23179 | 0.27922 | 0.32442 | 0.36724 | 0.40756 | 0.44527 | 0.48062 | 0.47167
SDG&E | GWh | Commercial | Com - Education (Community College) | AppPlug | No | AppPlug - Occupancy Sensor Plug Strip | 0 | 0 | 0 | 0 | 0 | 0 | 0 | 0 | 0 | 0.031945 | 0.06388 | 0.090874
SDG&E | GWh | Commercial | Com - Education (Community College) | AppPlug | No | AppPlug - Vending Machine Controls | 0.10382 | 0.21088 | 0.32074 | 0.43284 | 0.54542 | 0.65618 | 0.65858 | 0.65231 | 0.63681 | 0.61212 | 0.57993 | 0.54253
SDG&E | GWh | Commercial | Com - Education (Community College) | BldgEnv | No | BldgEnv - Wall Spray On Insulation | 0.001162 | 0.0022658 | 0.0033145 | 0.0043108 | 0.0052572 | 0.0061563 | 0.0070104 | 0.0066599 | 0.0063269 | 0.0060106 | 0.0057101 | 0.0054246
SDG&E | GWh | Commercial | Com - Education (Community College) | FoodServ | No | FoodServ - Electric Griddle | 0.002882 | 0.0060667 | 0.0095824 | 0.013471 | 0.01771 | 0.022244 | 0.026993 | 0.032007 | 0.037295 | 0.042843 | 0.048656 | 0.054702
SDG&E | GWh | Commercial | Com - Education (Community College) | FoodServ | No | FoodServ - Electric Steamer | 0.0025724 | 0.0053106 | 0.0082201 | 0.011318 | 0.014573 | 0.017937 | 0.021352 | 0.024855 | 0.028456 | 0.03215 | 0.035947 | 0.039832
SDG&E | GWh | Commercial | Com - Education (Community College) | FoodServ | No | FoodServ - Fryer (Electric) | 0 | 0 | 0 | 0 | 0 | 0 | 0 | 0 | 0 | 0 | 0.00025681 | 0.0005241
SDG&E | GWh | Commercial | Com - Education (Community College) | FoodServ | No | FoodServ - Oven (Electric) | 0.035874 | 0.074839 | 0.11709 | 0.16296 | 0.21204 | 0.26363 | 0.31677 | 0.37201 | 0.42943 | 0.4889 | 0.55051 | 0.61398
SDG&E | GWh | Commercial | Com - Education (Community College) | HVAC | No | HVAC - Chiller (Centrifugal) | 0.026825 | 0.05421 | 0.082167 | 0.11071 | 0.13984 | 0.16953 | 0.19975 | 0.23042 | 0.26153 | 0.29305 | 0.325 | 0.35739
SDG&E | GWh | Commercial | Com - Education (Community College) | HVAC | No | HVAC - Chiller (Reciprocating) | 0.036457 | 0.073149 | 0.11015 | 0.14773 | 0.18564 | 0.2235 | 0.26088 | 0.29828 | 0.33591 | 0.37382 | 0.41218 | 0.45093
SDG&E | GWh | Commercial | Com - Education (Community College) | HVAC | No | HVAC - Demand Controlled Ventilation | 0.034766 | 0.072297 | 0.11 | 0.14735 | 0.18361 | 0.21805 | 0.25002 | 0.27971 | 0.30721 | 0.33268 | 0.35636 | 0.3436
SDG&E | GWh | Commercial | Com - Education (Community College) | HVAC | No | HVAC - Direct Evaporative Cooler | 0.32572 | 0.65041 | 0.97642 | 1.3054 | 1.6374 | 1.9721 | 2.3089 | 2.6487 | 2.9918 | 3.3386 | 3.6895 | 4.0441
SDG&E | GWh | Commercial | Com - Education (Community College) | HVAC | No | HVAC - EER Rated Package Rooftop AC (EER 11) | 0 | 0 | 0 | 0 | 0.010253 | 0.025226 | 0.040756 | 0.056827 | 0.073374 | 0.090325 | 0.1077 | 0.12543
SDG&E | GWh | Commercial | Com - Education (Community College) | HVAC | No | HVAC - SEER Rated Package Rooftop AC (Recharge) | 0 | 0 | 0 | 0 | 0 | 0 | 0 | 0.017576 | 0.03389 | 0.047131 | 0.057419 | 0.049102
SDG&E | GWh | Commercial | Com - Education (Community College) | HVAC | No | HVAC - SEER Rated Package Rooftop AC (SEER 14) | 0.084927 | 0.17037 | 0.17037 | 0.17037 | 0.17037 | 0.17037 | 0.17037 | 0.17037 | 0.17037 | 0.17037 | 0.17037 | 0.17037
SDG&E | GWh | Commercial | Com - Education (Community College) | HVAC | No | HVAC - SEER Rated Package Rooftop AC (SEER 15) | 0.08847 | 0.17741 | 0.21901 | 0.26125 | 0.30387 | 0.34645 | 0.3885 | 0.43064 | 0.47311 | 0.51598 | 0.55947 | 0.60352
SDG&E | GWh | Commercial | Com - Education (Community College) | HVAC | No | HVAC - SEER Rated Package Rooftop HP (SEER 14) | 0.01031 | 0.020652 | 0.020652 | 0.020652 | 0.020652 | 0.020652 | 0.020652 | 0.020652 | 0.020652 | 0.020652 | 0.020652 | 0.020652
SDG&E | GWh | Commercial | Com - Education (Community College) | HVAC | No | HVAC - SEER Rated Package Rooftop HP (SEER 15) | 0.0397 | 0.079585 | 0.098236 | 0.11718 | 0.13628 | 0.15533 | 0.17408 | 0.19284 | 0.21172 | 0.23076 | 0.25006 | 0.26958
SDG&E | GWh | Commercial | Com - Education (Community College) | HVAC | No | HVAC - SEER Rated Split System AC (SEER 14) | 0.035738 | 0.071496 | 0.10726 | 0.10726 | 0.10726 | 0.10726 | 0.10726 | 0.10726 | 0.10726 | 0.10726 | 0.10726 | 0.10726
SDG&E | GWh | Commercial | Com - Education (Community College) | HVAC | No | HVAC - SEER Rated Split System AC (SEER 15) | 0.016048 | 0.032758 | 0.040792 | 0.049134 | 0.057704 | 0.066392 | 0.075064 | 0.08383 | 0.092728 | 0.10176 | 0.11096 | 0.1203
SDG&E | GWh | Commercial | Com - Education (Community College) | HVAC | No | HVAC - SEER Rated Split System HP (SEER 14) | 0.048848 | 0.097855 | 0.1045 | 0.11123 | 0.118 | 0.12473 | 0.13134 | 0.13793 | 0.14455 | 0.15121 | 0.15794 | 0.16472
SDG&E | GWh | Commercial | Com - Education (Community College) | HVAC | No | HVAC - SEER Rated Split System HP (SEER 15) | 0.02054 | 0.041165 | 0.050802 | 0.060579 | 0.070427 | 0.080239 | 0.089888 | 0.099529 | 0.10922 | 0.11899 | 0.12887 | 0.13886
SDG&E | GWh | Commercial | Com - Education (Community College) | HVAC | No | HVAC - Thermostat | 0.13954 | 0.3147 | 0.48182 | 0.64262 | 0.79665 | 0.9428 | 1.0796 | 1.2096 | 1.3342 | 1.454 | 1.5701 | 1.6827
SDG&E | GWh | Commercial | Com - Education (Community College) | Lighting | Yes | Lighting - LED Fixture (Replacing T8) - Emerging | 0 | 0 | 0.040417 | 0.11976 | 0.24059 | 0.40533 | 0.61362 | 0.87374 | 1.1888 | 1.5638 | 2.0049 | 2.5133
SDG&E | GWh | Commercial | Com - Education (Community College) | Lighting | Yes | Lighting - LED Lamp (Basic High - Indoor) - Emerging | 0.0017673 | 0.003559 | 0.006399 | 0.010836 | 0.01733 | 0.018471 | 0.018371 | 0.017691 | 0.015951 | 0.010971 | 0.0135 | 0.016191
SDG&E | GWh | Commercial | Com - Education (Community College) | Lighting | Yes | Lighting - LED Lamp (Basic Low - Indoor) - Emerging | 0.0019772 | 0.0047898 | 0.008101 | 0.012011 | 0.017778 | 0.019155 | 0.018685 | 0.018383 | 0.018204 | 0.015146 | 0.019233 | 0.023964
SDG&E | GWh | Commercial | Com - Education (Community College) | Lighting | Yes | Lighting - LED Plug-In Indoor Fixture - Emerging | 0.0040207 | 0.0089908 | 0.015126 | 0.022644 | 0.031695 | 0.032297 | 0.032977 | 0.03375 | 0.034739 | 0.035985 | 0.037515 | 0.039341
SDG&E | GWh | Commercial | Com - Education (Community College) | Lighting | No | Lighting - Cold Cathode Lamp | 0.0036297 | 0.0075037 | 0.011592 | 0.015894 | 0.020358 | 0.020358 | 0.020358 | 0.020358 | 0.020358 | 0.020358 | 0.020358 | 0.016729
SDG&E | GWh | Commercial | Com - Education (Community College) | Lighting | No | Lighting - Compact Fluorescent Fixture (Indoor) | 0.80396 | 1.6738 | 2.6109 | 3.6182 | 4.6917 | 3.8878 | 3.0179 | 2.0808 | 1.0735 | 0 | 0 | 0
SDG&E | GWh | Commercial | Com - Education (Community College) | Lighting | No | Lighting - Compact Fluorescent Lamp (Basic High - Indoor) | 0.078535 | 0.16102 | 0.24308 | 0.32491 | 0.40578 | 0.32725 | 0.24476 | 0.16271 | 0.080871 | 0 | 0 | 0
SDG&E | GWh | Commercial | Com - Education (Community College) | Lighting | No | Lighting - Compact Fluorescent Lamp (Basic Low - Indoor) | 0.090506 | 0.18172 | 0.27395 | 0.36739 | 0.45974 | 0.36924 | 0.27802 | 0.18579 | 0.092358 | 0 | 0 | 0
SDG&E | GWh | Commercial | Com - Education (Community College) | Lighting | No | Lighting - Exit Fixture (LED) | 0.16347 | 0.32115 | 0.46239 | 0.58026 | 0.67429 | 0.7482 | 0.67179 | 0.59037 | 0.51947 | 0.46501 | 0.42753 | 0.40415
SDG&E | GWh | Commercial | Com - Education (Community College) | Lighting | No | Lighting - Halogen Lamp (A-Line) | 0.0073905 | 0.017088 | 0.021784 | 0.026897 | 0.032598 | 0.017788 | 0 | 0 | 0 | 0 | 0 | 0
SDG&E | GWh | Commercial | Com - Education (Community College) | Lighting | No | Lighting - Halogen Lamp (Reflector) | 0.0027161 | 0.0061866 | 0.0076663 | 0.0091618 | 0.010725 | 0.012303 | 0.013709 | 0.014947 | 0.01609 | 0.017129 | 0.018211 | 0.019236
SDG&E | GWh | Commercial | Com - Education (Community College) | Lighting | No | Lighting - High Bay HID to T5 | 0 | 0 | 0 | 0 | 0 | 0 | 0.022261 | 0.042211 | 0.06031 | 0.077111 | 0.093653 | 0.13227
SDG&E | GWh | Commercial | Com - Education (Community College) | Lighting | No | Lighting - Induction Fixture (Indoor) | 0.018158 | 0.040953 | 0.068594 | 0.10148 | 0.13948 | 0.1821 | 0.22849 | 0.27914 | 0.33413 | 0.39328 | 0.45659 | 0.5236
SDG&E | GWh | Commercial | Com - Education (Community College) | Lighting | No | Lighting - Induction Fixture (Outdoor) | 0.0060268 | 0.013288 | 0.021839 | 0.031791 | 0.043089 | 0.055577 | 0.069013 | 0.083551 | 0.099223 | 0.116 | 0.13391 | 0.15284
SDG&E | GWh | Commercial | Com - Education (Community College) | Lighting | No | Lighting - Light Sensor | 0 | 0 | 0 | 0 | 0.006295 | 0.012797 | 0.019196 | 0.025697 | 0.032363 | 0.043634 | 0.054867 | 0.066023
SDG&E | GWh | Commercial | Com - Education (Community College) | Lighting | No | Lighting - Linear Fluorescent Delamping | 0.0011966 | 0.002414 | 0.0039643 | 0.0058595 | 0.0058595 | 0 | 0 | 0 | 0 | 0 | 0 | 0
SDG&E | GWh | Commercial | Com - Education (Community College) | Lighting | No | Lighting - Linear Fluorescent Fixture (Low Wattage T8) | 0.037031 | 0.084521 | 0.14174 | 0.20799 | 0.28222 | 0.36298 | 0.44851 | 0.53904 | 0.63466 | 0.7348 | 0.83922 | 0.94705
SDG&E | GWh | Commercial | Com - Education (Community College) | Lighting | No | Lighting - Plug-In Fixture (Compact Fluorescent) | 0.088459 | 0.177 | 0.26577 | 0.35524 | 0.44483 | 0.44483 | 0.44483 | 0.44483 | 0.44483 | 0.44483 | 0.44483 | 0.44483
SDG&E | GWh | Commercial | Com - Education (Community College) | Lighting | No | Lighting - Plug-In Fixture (Exterior) | 0.04755 | 0.095573 | 0.14427 | 0.19402 | 0.24456 | 0.29538 | 0.34589 | 0.39679 | 0.44833 | 0.50059 | 0.55381 | 0.60789
SDG&E | GWh | Commercial | Com - Education (Community College) | Lighting | No | Lighting - Plug-In Fixture (Induction) | 0 | 0 | 0 | 0 | 0 | 0 | 0 | 0 | 0 | 0 | 0.014287 | 0.031628
SDG&E | GWh | Commercial | Com - Education (Community College) | Lighting | No | Lighting - Plug-In Fixture (Linear Fluorescent) | 0 | 0 | 0 | 0 | 0.17379 | 0.17379 | 0.17379 | 0.17379 | 0.17379 | 0.17379 | 0.17379 | 0.17379
SDG&E | GWh | Commercial | Com - Education (Community College) | Lighting | No | Lighting - Plug-In Fixture (PSMH with Electronic Ballast) | 0 | 0.012154 | 0.051854 | 0.093458 | 0.13583 | 0.1781 | 0.21947 | 0.26047 | 0.30129 | 0.34192 | 0.38138 | 0.41885
SDG&E | GWh | Commercial | Com - Education (Community College) | Lighting | No | Lighting - Plug-In Fixture (PSMH) | 0.050639 | 0.10472 | 0.15546 | 0.2058 | 0.25572 | 0.30479 | 0.35247 | 0.3995 | 0.44616 | 0.49246 | 0.53399 | 0.57284
SDG&E | GWh | Commercial | Com - Education (Community College) | SHW | No | SHW - EF Rated Instantaneous Water Heater (Electric) | 0.00038707 | 0.00086484 | 0.0014397 | 0.0021195 | 0.0028981 | 0.0037618 | 0.0046898 | 0.0056922 | 0.0067701 | 0.0079193 | 0.009141 | 0.010426
SDG&E | GWh | Commercial | Com - Education (Community College) | SHW | No | SHW - EF Rated Storage Water Heater (Electric) | 0.00029923 | 0.00066274 | 0.00066274 | 0.00066274 | 0.00066274 | 0.00066274 | 0.00066274 | 0.00066274 | 0.00066274 | 0.00066274 | 0.00066274 | 0.00066274
SDG&E | GWh | Commercial | Com - Education (Community College) | Service | No | HVAC - Comprehensive Rooftop Unit Quality Maintenance | 0.16518 | 0.32432 | 0.48927 | 0.65777 | 0.82697 | 0.99392 | 1.1556 | 1.3093 | 1.4527 | 1.5841 | 1.7026 | 1.6424
SDG&E | GWh | Commercial | Com - Education (Community College) | Service | No | Service - HVAC Fault Detection & Diagnositics | 0.038506 | 0.092604 | 0.14516 | 0.19665 | 0.24675 | 0.29491 | 0.34049 | 0.3844 | 0.42704 | 0.46856 | 0.5093 | 0.5492
SDG&E | GWh | Commercial | Com - Education (Community College) | Service | No | Service - Retro-Commissioning (Electric) | 0 | 0 | 0 | 0 | 0 | 0 | 0 | 0 | 0.11832 | 0.23327 | 0.32548 | 0.39285
SDG&E | GWh | Commercial | Com - Education (Community College) | WholeBlg | No | HVAC - Energy Management System | 0.10175 | 0.2169 | 0.3247 | 0.42589 | 0.5202 | 0.6072 | 0.68643 | 0.76311 | 0.83788 | 0.91098 | 0.98299 | 1.0538
SDG&E | GWh | Commercial | Com - Education (Community College) | WholeBlg | No | WholeBlg - Com NC Level 2 | 0.0098848 | 0 | 0 | 0 | 0 | 0 | 0 | 0 | 0 | 0 | 0 | 0
SDG&E | GWh | Commercial | Com - Education (Community College) | WholeBlg | No | WholeBlg - Com NC Level 3 | 0.0044149 | 0.0044149 | 0.0044149 | 0.0044149 | 0.0044149 | 0.0044149 | 0.0044149 | 0 | 0 | 0 | 0 | 0
SDG&E | GWh | Commercial | Com - Education (Community College) | WholeBlg | No | WholeBlg - Com RET Level 1 | 0.025452 | 0.060281 | 0.10516 | 0.16081 | 0.22797 | 0.3074 | 0.39983 | 0.50599 | 0.62652 | 0.76204 | 0.913 | 1.08
SDG&E | GWh | Commercial | Com - Education (Community College) | WholeBlg | No | WholeBlg - Com RET Level 2 | 0.050522 | 0.11945 | 0.20824 | 0.31861 | 0.45218 | 0.61074 | 0.79594 | 1.0096 | 1.2532 | 1.5283 | 1.8362 | 2.1776
SDG&E | GWh | Commercial | Com - Education (Primary School) | AppPlug | No | AppPlug - Desktop Computer (Com - Power Management) | 0.075818 | 0.15804 | 0.24459 | 0.33419 | 0.42459 | 0.51341 | 0.59824 | 0.67851 | 0.75382 | 0.82397 | 0.88935 | 0.87432
SDG&E | GWh | Commercial | Com - Education (Primary School) | AppPlug | No | AppPlug - Occupancy Sensor Plug Strip | 0 | 0 | 0 | 0 | 0 | 0 | 0 | 0 | 0 | 0.04667 | 0.093324 | 0.13276
SDG&E | GWh | Commercial | Com - Education (Primary School) | AppPlug | No | AppPlug - Vending Machine Controls | 0.10415 | 0.21155 | 0.32176 | 0.43421 | 0.54715 | 0.65826 | 0.66067 | 0.65438 | 0.63883 | 0.61406 | 0.58177 | 0.54425
SDG&E | GWh | Commercial | Com - Education (Primary School) | BldgEnv | No | BldgEnv - Wall Spray On Insulation | 0.0017411 | 0.0033952 | 0.0049665 | 0.0064593 | 0.0078775 | 0.0092247 | 0.010505 | 0.0099794 | 0.0094804 | 0.0090064 | 0.0085561 | 0.0081283
SDG&E | GWh | Commercial | Com - Education (Primary School) | BldgEnv | No | BldgEnv - Window Film | 0 | 0 | 0 | 0 | 0.0069864 | 0.021761 | 0.041915 | 0.064833 | 0.088575 | 0.11229 | 0.13558 | 0.15833
SDG&E | GWh | Commercial | Com - Education (Primary School) | FoodServ | No | FoodServ - Electric Griddle | 0.048419 | 0.10192 | 0.16099 | 0.22632 | 0.29754 | 0.37371 | 0.4535 | 0.53775 | 0.62659 | 0.71979 | 0.81745 | 0.91903
SDG&E | GWh | Commercial | Com - Education (Primary School) | FoodServ | No | FoodServ - Electric Steamer | 0.0081425 | 0.01681 | 0.026019 | 0.035825 | 0.046129 | 0.056777 | 0.067586 | 0.078676 | 0.090073 | 0.10177 | 0.11378 | 0.12608
SDG&E | GWh | Commercial | Com - Education (Primary School) | FoodServ | No | FoodServ - Fryer (Electric) | 0 | 0 | 0 | 0 | 0 | 0 | 0 | 0 | 0 | 0 | 0.0010505 | 0.0021439
SDG&E | GWh | Commercial | Com - Education (Primary School) | FoodServ | No | FoodServ - Oven (Electric) | 0.011953 | 0.024936 | 0.039012 | 0.054296 | 0.070652 | 0.087841 | 0.10555 | 0.12395 | 0.14308 | 0.1629 | 0.18343 | 0.20458
SDG&E | GWh | Commercial | Com - Education (Primary School) | HVAC | No | HVAC - Demand Controlled Ventilation | 0.045218 | 0.094085 | 0.14324 | 0.19201 | 0.23943 | 0.28457 | 0.32654 | 0.3656 | 0.40186 | 0.43549 | 0.46681 | 0.45074
SDG&E | GWh | Commercial | Com - Education (Primary School) | HVAC | No | HVAC - Direct Evaporative Cooler | 0.34391 | 0.68928 | 1.0406 | 1.4006 | 1.7699 | 2.1481 | 2.5343 | 2.9301 | 3.3358 | 3.7522 | 4.1837 | 4.632
SDG&E | GWh | Commercial | Com - Education (Primary School) | HVAC | No | HVAC - SEER Rated Package Rooftop AC (SEER 14) | 0.096893 | 0.19438 | 0.19438 | 0.19438 | 0.19438 | 0.19438 | 0.19438 | 0.19438 | 0.19438 | 0.19438 | 0.19438 | 0.19438
SDG&E | GWh | Commercial | Com - Education (Primary School) | HVAC | No | HVAC - SEER Rated Package Rooftop AC (SEER 15) | 0.0958 | 0.19212 | 0.23716 | 0.28286 | 0.32894 | 0.37496 | 0.42041 | 0.46591 | 0.51173 | 0.55795 | 0.60479 | 0.65218
SDG&E | GWh | Commercial | Com - Education (Primary School) | HVAC | No | HVAC - SEER Rated Package Rooftop HP (SEER 14) | 0.012674 | 0.025396 | 0.025396 | 0.025396 | 0.025396 | 0.025396 | 0.025396 | 0.025396 | 0.025396 | 0.025396 | 0.025396 | 0.025396
SDG&E | GWh | Commercial | Com - Education (Primary School) | HVAC | No | HVAC - SEER Rated Package Rooftop HP (SEER 15) | 0.047852 | 0.095969 | 0.11849 | 0.14138 | 0.16448 | 0.18756 | 0.21032 | 0.23311 | 0.25608 | 0.27928 | 0.30282 | 0.32666
SDG&E | GWh | Commercial | Com - Education (Primary School) | HVAC | No | HVAC - SEER Rated Split System AC (SEER 14) | 0.043427 | 0.086765 | 0.12989 | 0.12989 | 0.12989 | 0.12989 | 0.12989 | 0.12989 | 0.12989 | 0.12989 | 0.12989 | 0.12989
SDG&E | GWh | Commercial | Com - Education (Primary School) | HVAC | No | HVAC - SEER Rated Split System AC (SEER 15) | 0.018124 | 0.036954 | 0.045962 | 0.055253 | 0.064732 | 0.074276 | 0.083744 | 0.093243 | 0.10281 | 0.11242 | 0.12218 | 0.13207
SDG&E | GWh | Commercial | Com - Education (Primary School) | HVAC | No | HVAC - SEER Rated Split System HP (SEER 14) | 0.050366 | 0.10088 | 0.10773 | 0.11466 | 0.12163 | 0.12856 | 0.13536 | 0.14214 | 0.14894 | 0.15578 | 0.16269 | 0.16967
SDG&E | GWh | Commercial | Com - Education (Primary School) | HVAC | No | HVAC - SEER Rated Split System HP (SEER 15) | 0.020892 | 0.041856 | 0.051645 | 0.061575 | 0.071572 | 0.08152 | 0.091282 | 0.10103 | 0.11082 | 0.12069 | 0.13069 | 0.14079
SDG&E | GWh | Commercial | Com - Education (Primary School) | HVAC | No | HVAC - Thermostat | 0.28958 | 0.65307 | 0.99982 | 1.3335 | 1.6531 | 1.9564 | 2.2402 | 2.5101 | 2.7686 | 3.0171 | 3.2582 | 3.4917
SDG&E | GWh | Commercial | Com - Education (Primary School) | Lighting | Yes | Lighting - LED Fixture (Replacing T8) - Emerging | 0 | 0 | 0.056466 | 0.16876 | 0.33954 | 0.57129 | 0.8624 | 1.2235 | 1.657 | 2.1683 | 2.7646 | 3.446
SDG&E | GWh | Commercial | Com - Education (Primary School) | Lighting | Yes | Lighting - LED Lamp (Basic High - Indoor) - Emerging | 0.0022965 | 0.0046206 | 0.0083044 | 0.014129 | 0.022746 | 0.024273 | 0.024216 | 0.023432 | 0.021237 | 0.014752 | 0.018201 | 0.021884
SDG&E | GWh | Commercial | Com - Education (Primary School) | Lighting | Yes | Lighting - LED Lamp (Basic Low - Indoor) - Emerging | 0.0026058 | 0.0063554 | 0.010765 | 0.015974 | 0.023669 | 0.025515 | 0.024914 | 0.024557 | 0.024382 | 0.020412 | 0.025966 | 0.032405
SDG&E | GWh | Commercial | Com - Education (Primary School) | Lighting | Yes | Lighting - LED Plug-In Indoor Fixture - Emerging | 0.0058408 | 0.013056 | 0.021958 | 0.032859 | 0.045983 | 0.046856 | 0.047843 | 0.048965 | 0.050404 | 0.052219 | 0.05445 | 0.057116
SDG&E | GWh | Commercial | Com - Education (Primary School) | Lighting | No | Lighting - Cold Cathode Lamp | 0.0057769 | 0.011954 | 0.01848 | 0.025351 | 0.032487 | 0.032487 | 0.032487 | 0.032487 | 0.032487 | 0.032487 | 0.032487 | 0.02671
SDG&E | GWh | Commercial | Com - Education (Primary School) | Lighting | No | Lighting - Compact Fluorescent Fixture (Indoor) | 1.0891 | 2.2658 | 3.5318 | 4.8916 | 6.3397 | 5.2506 | 4.074 | 2.8079 | 1.4481 | 0 | 0 | 0
SDG&E | GWh | Commercial | Com - Education (Primary School) | Lighting | No | Lighting - Compact Fluorescent Lamp (Basic High - Indoor) | 0.1064 | 0.21825 | 0.32959 | 0.44065 | 0.55042 | 0.44403 | 0.33218 | 0.22083 | 0.10977 | 0 | 0 | 0
SDG&E | GWh | Commercial | Com - Education (Primary School) | Lighting | No | Lighting - Compact Fluorescent Lamp (Basic Low - Indoor) | 0.1223 | 0.24559 | 0.37029 | 0.49664 | 0.62158 | 0.49928 | 0.37599 | 0.25129 | 0.12494 | 0 | 0 | 0
SDG&E | GWh | Commercial | Com - Education (Primary School) | Lighting | No | Lighting - Exit Fixture (LED) | 0.23652 | 0.46466 | 0.66904 | 0.83959 | 0.97568 | 1.0827 | 0.97214 | 0.85435 | 0.75177 | 0.67297 | 0.61873 | 0.58488
SDG&E | GWh | Commercial | Com - Education (Primary School) | Lighting | No | Lighting - Halogen Lamp (A-Line) | 0.010797 | 0.024966 | 0.031832 | 0.039305 | 0.04764 | 0.025997 | 0 | 0 | 0 | 0 | 0 | 0
SDG&E | GWh | Commercial | Com - Education (Primary School) | Lighting | No | Lighting - Halogen Lamp (Reflector) | 0.0039668 | 0.0090365 | 0.0112 | 0.013388 | 0.015676 | 0.017992 | 0.020057 | 0.021873 | 0.023551 | 0.025081 | 0.02667 | 0.028172
SDG&E | GWh | Commercial | Com - Education (Primary School) | Lighting | No | Lighting - High Bay HID to T5 | 0 | 0 | 0 | 0 | 0 | 0 | 0 | 0 | 0 | 0 | 0.010321 | 0.030682
SDG&E | GWh | Commercial | Com - Education (Primary School) | Lighting | No | Lighting - Induction Fixture (Indoor) | 0.028111 | 0.063473 | 0.10641 | 0.15756 | 0.21672 | 0.28311 | 0.35542 | 0.43442 | 0.52021 | 0.61251 | 0.71133 | 0.81593
SDG&E | GWh | Commercial | Com - Education (Primary School) | Lighting | No | Lighting - Induction Fixture (Outdoor) | 0.0088048 | 0.019412 | 0.031905 | 0.046445 | 0.06295 | 0.081195 | 0.10082 | 0.12206 | 0.14496 | 0.16947 | 0.19563 | 0.22328
SDG&E | GWh | Commercial | Com - Education (Primary School) | Lighting | No | Lighting - Light Sensor | 0 | 0 | 0 | 0 | 0 | 0 | 0 | 0 | 0 | 0 | 0 | 0.0056899
SDG&E | GWh | Commercial | Com - Education (Primary School) | Lighting | No | Lighting - Linear Fluorescent Delamping | 0.0015558 | 0.0031387 | 0.0051533 | 0.0076153 | 0.0076153 | 0 | 0 | 0 | 0 | 0 | 0 | 0
SDG&E | GWh | Commercial | Com - Education (Primary School) | Lighting | No | Lighting - Linear Fluorescent Fixture (Low Wattage T8) | 0.046684 | 0.10663 | 0.1799 | 0.26554 | 0.36211 | 0.46773 | 0.58004 | 0.69924 | 0.82532 | 0.95745 | 1.0953 | 1.2375
SDG&E | GWh | Commercial | Com - Education (Primary School) | Lighting | No | Lighting - Plug-In Fixture (Compact Fluorescent) | 0.129 | 0.25817 | 0.38771 | 0.5183 | 0.6491 | 0.6491 | 0.6491 | 0.6491 | 0.6491 | 0.6491 | 0.6491 | 0.6491
SDG&E | GWh | Commercial | Com - Education (Primary School) | Lighting | No | Lighting - Plug-In Fixture (Exterior) | 0.069468 | 0.13963 | 0.21077 | 0.28346 | 0.35728 | 0.43153 | 0.50533 | 0.57968 | 0.65497 | 0.73133 | 0.80908 | 0.88809
SDG&E | GWh | Commercial | Com - Education (Primary School) | Lighting | No | Lighting - Plug-In Fixture (Induction) | 0 | 0 | 0 | 0 | 0 | 0 | 0 | 0 | 0 | 0 | 0.013738 | 0.036338
SDG&E | GWh | Commercial | Com - Education (Primary School) | Lighting | No | Lighting - Plug-In Fixture (Linear Fluorescent) | 0 | 0 | 0 | 0.17908 | 0.43822 | 0.43822 | 0.43822 | 0.43822 | 0.43822 | 0.43822 | 0.43822 | 0.43822
SDG&E | GWh | Commercial | Com - Education (Primary School) | Lighting | No | Lighting - Plug-In Fixture (PSMH with Electronic Ballast) | 0 | 0.039039 | 0.094642 | 0.15297 | 0.21268 | 0.27246 | 0.33112 | 0.38934 | 0.44733 | 0.50509 | 0.56304 | 0.61787
SDG&E | GWh | Commercial | Com - Education (Primary School) | Lighting | No | Lighting - Plug-In Fixture (PSMH) | 0.071879 | 0.14783 | 0.22151 | 0.2945 | 0.3666 | 0.43733 | 0.506 | 0.57373 | 0.64092 | 0.70762 | 0.76864 | 0.82557
SDG&E | GWh | Commercial | Com - Education (Primary School) | SHW | No | SHW - EF Rated Instantaneous Water Heater (Electric) | 0.00062227 | 0.0013907 | 0.0023163 | 0.0034119 | 0.004668 | 0.0060625 | 0.0075619 | 0.0091822 | 0.010925 | 0.012784 | 0.014761 | 0.01684
SDG&E | GWh | Commercial | Com - Education (Primary School) | SHW | No | SHW - EF Rated Storage Water Heater (Electric) | 0.00048243 | 0.0010684 | 0.0010684 | 0.0010684 | 0.0010684 | 0.0010684 | 0.0010684 | 0.0010684 | 0.0010684 | 0.0010684 | 0.0010684 | 0.0010684
SDG&E | GWh | Commercial | Com - Education (Primary School) | Service | No | HVAC - Comprehensive Rooftop Unit Quality Maintenance | 0.24132 | 0.47381 | 0.71478 | 0.96095 | 1.2081 | 1.452 | 1.6883 | 1.9128 | 2.1223 | 2.3143 | 2.4873 | 2.3995
SDG&E | GWh | Commercial | Com - Education (Primary School) | Service | No | Service - HVAC Fault Detection & Diagnositics | 0.056254 | 0.13529 | 0.21207 | 0.28729 | 0.36048 | 0.43085 | 0.49743 | 0.56158 | 0.62388 | 0.68453 | 0.74405 | 0.80235
SDG&E | GWh | Commercial | Com - Education (Primary School) | Service | No | Service - Retro-Commissioning (Electric) | 0 | 0 | 0 | 0 | 0 | 0 | 0 | 0 | 0.17286 | 0.34079 | 0.4755 | 0.57393
SDG&E | GWh | Commercial | Com - Education (Primary School) | WholeBlg | No | HVAC - Energy Management System | 0.14865 | 0.31688 | 0.47436 | 0.6222 | 0.75998 | 0.88708 | 1.0028 | 1.1148 | 1.2241 | 1.3309 | 1.4361 | 1.5395
SDG&E | GWh | Commercial | Com - Education (Primary School) | WholeBlg | No | WholeBlg - Com NC Level 2 | 0.014441 | 0 | 0 | 0 | 0 | 0 | 0 | 0 | 0 | 0 | 0 | 0
SDG&E | GWh | Commercial | Com - Education (Primary School) | WholeBlg | No | WholeBlg - Com NC Level 3 | 0.0064499 | 0.0064499 | 0.0064499 | 0.0064499 | 0.0064499 | 0.0064499 | 0.0064499 | 0 | 0 | 0 | 0 | 0
SDG&E | GWh | Commercial | Com - Education (Primary School) | WholeBlg | No | WholeBlg - Com RET Level 1 | 0.04406 | 0.10079 | 0.17017 | 0.25338 | 0.3519 | 0.46726 | 0.60083 | 0.75394 | 0.92769 | 1.1231 | 1.3408 | 1.5816
SDG&E | GWh | Commercial | Com - Education (Primary School) | WholeBlg | No | WholeBlg - Com RET Level 2 | 0 | 0.063096 | 0.15623 | 0.28158 | 0.4401 | 0.63299 | 0.86149 | 1.1272 | 1.4317 | 1.7767 | 2.1635 | 2.5935
SDG&E | GWh | Commercial | Com - Education (Relocatable Classroom) | AppPlug | No | AppPlug - Desktop Computer (Com - Power Management) | 0.06133 | 0.12787 | 0.19698 | 0.26777 | 0.33863 | 0.40792 | 0.47396 | 0.53652 | 0.59541 | 0.65051 | 0.70215 | 0.68908
SDG&E | GWh | Commercial | Com - Education (Relocatable Classroom) | AppPlug | No | AppPlug - Occupancy Sensor Plug Strip | 0 | 0 | 0 | 0 | 0 | 0 | 0 | 0 | 0 | 0.04667 | 0.093324 | 0.13276
SDG&E | GWh | Commercial | Com - Education (Relocatable Classroom) | AppPlug | No | AppPlug - Vending Machine Controls | 0.10415 | 0.21155 | 0.32176 | 0.43421 | 0.54715 | 0.65826 | 0.66067 | 0.65438 | 0.63883 | 0.61406 | 0.58177 | 0.54425
SDG&E | GWh | Commercial | Com - Education (Relocatable Classroom) | BldgEnv | No | BldgEnv - Wall Spray On Insulation | 0.0017411 | 0.0033952 | 0.0049665 | 0.0064593 | 0.0078775 | 0.0092247 | 0.010505 | 0.0099794 | 0.0094804 | 0.0090064 | 0.0085561 | 0.0081283
SDG&E | GWh | Commercial | Com - Education (Relocatable Classroom) | FoodServ | No | FoodServ - Electric Griddle | 0.048419 | 0.10192 | 0.16099 | 0.22632 | 0.29754 | 0.37371 | 0.4535 | 0.53775 | 0.62659 | 0.71979 | 0.81745 | 0.91903
SDG&E | GWh | Commercial | Com - Education (Relocatable Classroom) | FoodServ | No | FoodServ - Electric Steamer | 0.0081425 | 0.01681 | 0.026019 | 0.035825 | 0.046129 | 0.056777 | 0.067586 | 0.078676 | 0.090073 | 0.10177 | 0.11378 | 0.12608
SDG&E | GWh | Commercial | Com - Education (Relocatable Classroom) | FoodServ | No | FoodServ - Fryer (Electric) | 0 | 0 | 0 | 0 | 0 | 0 | 0 | 0 | 0 | 0 | 0.0010505 | 0.0021439
SDG&E | GWh | Commercial | Com - Education (Relocatable Classroom) | FoodServ | No | FoodServ - Oven (Electric) | 0.011953 | 0.024936 | 0.039012 | 0.054296 | 0.070652 | 0.087841 | 0.10555 | 0.12395 | 0.14308 | 0.1629 | 0.18343 | 0.20458
SDG&E | GWh | Commercial | Com - Education (Relocatable Classroom) | HVAC | No | HVAC - Demand Controlled Ventilation | 0.038093 | 0.079283 | 0.12074 | 0.1619 | 0.20197 | 0.24013 | 0.27565 | 0.30875 | 0.33949 | 0.36804 | 0.39465 | 0.38133
SDG&E | GWh | Commercial | Com - Education (Relocatable Classroom) | HVAC | No | HVAC - SEER Rated Package Rooftop AC (SEER 14) | 0.21315 | 0.42821 | 0.42821 | 0.42821 | 0.42821 | 0.42821 | 0.42821 | 0.42821 | 0.42821 | 0.42821 | 0.42821 | 0.42821
SDG&E | GWh | Commercial | Com - Education (Relocatable Classroom) | HVAC | No | HVAC - SEER Rated Package Rooftop AC (SEER 15) | 0.13085 | 0.26262 | 0.32433 | 0.38696 | 0.45019 | 0.5135 | 0.57624 | 0.63917 | 0.70261 | 0.76666 | 0.83159 | 0.89732
SDG&E | GWh | Commercial | Com - Education (Relocatable Classroom) | HVAC | No | HVAC - SEER Rated Package Rooftop HP (SEER 14) | 0.019428 | 0.038935 | 0.038935 | 0.038935 | 0.038935 | 0.038935 | 0.038935 | 0.038935 | 0.038935 | 0.038935 | 0.038935 | 0.038935
SDG&E | GWh | Commercial | Com - Education (Relocatable Classroom) | HVAC | No | HVAC - SEER Rated Package Rooftop HP (SEER 15) | 0.090355 | 0.18116 | 0.22363 | 0.26678 | 0.31029 | 0.3537 | 0.3964 | 0.43912 | 0.48213 | 0.52552 | 0.56951 | 0.61402
SDG&E | GWh | Commercial | Com - Education (Relocatable Classroom) | HVAC | No | HVAC - SEER Rated Split System AC (SEER 14) | 0.1471 | 0.29489 | 0.44382 | 0.44382 | 0.44382 | 0.44382 | 0.44382 | 0.44382 | 0.44382 | 0.44382 | 0.44382 | 0.44382
SDG&E | GWh | Commercial | Com - Education (Relocatable Classroom) | HVAC | No | HVAC - SEER Rated Split System AC (SEER 15) | 0.039477 | 0.080777 | 0.10079 | 0.12176 | 0.14352 | 0.16586 | 0.18847 | 0.21158 | 0.23529 | 0.2596 | 0.28458 | 0.31019
SDG&E | GWh | Commercial | Com - Education (Relocatable Classroom) | HVAC | No | HVAC - SEER Rated Split System HP (SEER 14) | 0.078496 | 0.15735 | 0.16805 | 0.17889 | 0.1898 | 0.20066 | 0.21135 | 0.22203 | 0.23275 | 0.24354 | 0.25444 | 0.26544
SDG&E | GWh | Commercial | Com - Education (Relocatable Classroom) | HVAC | No | HVAC - SEER Rated Split System HP (SEER 15) | 0.031167 | 0.062481 | 0.077113 | 0.091955 | 0.1069 | 0.1218 | 0.13646 | 0.15111 | 0.16584 | 0.18067 | 0.19568 | 0.21085
SDG&E | GWh | Commercial | Com - Education (Relocatable Classroom) | HVAC | No | HVAC - Thermostat | 0.19336 | 0.43608 | 0.66763 | 0.89041 | 1.1038 | 1.3062 | 1.4956 | 1.6756 | 1.8481 | 2.014 | 2.1748 | 2.3306
SDG&E | GWh | Commercial | Com - Education (Relocatable Classroom) | Lighting | Yes | Lighting - LED Fixture (Replacing T8) - Emerging | 0 | 0.01479 | 0.084393 | 0.20896 | 0.39251 | 0.63939 | 0.9497 | 1.3364 | 1.8045 | 2.3614 | 3.0168 | 3.7722
SDG&E | GWh | Commercial | Com - Education (Relocatable Classroom) | Lighting | Yes | Lighting - LED Lamp (Basic High - Indoor) - Emerging | 0.0028072 | 0.0056618 | 0.010183 | 0.017183 | 0.027352 | 0.029127 | 0.028904 | 0.027737 | 0.024913 | 0.017014 | 0.020893 | 0.025013
SDG&E | GWh | Commercial | Com - Education (Relocatable Classroom) | Lighting | Yes | Lighting - LED Lamp (Basic Low - Indoor) - Emerging | 0.0031121 | 0.0075085 | 0.012694 | 0.018822 | 0.027842 | 0.029986 | 0.029229 | 0.028708 | 0.028356 | 0.023471 | 0.029759 | 0.037029
SDG&E | GWh | Commercial | Com - Education (Relocatable Classroom) | Lighting | Yes | Lighting - LED Plug-In Indoor Fixture - Emerging | 0.0058108 | 0.012998 | 0.021878 | 0.032769 | 0.045889 | 0.046761 | 0.047747 | 0.048866 | 0.050294 | 0.05209 | 0.054292 | 0.056921
SDG&E | GWh | Commercial | Com - Education (Relocatable Classroom) | Lighting | No | Lighting - Cold Cathode Lamp | 0.0065621 | 0.013653 | 0.021203 | 0.029195 | 0.037534 | 0.037534 | 0.037534 | 0.037534 | 0.037534 | 0.037534 | 0.030972 | 0.023881
SDG&E | GWh | Commercial | Com - Education (Relocatable Classroom) | Lighting | No | Lighting - Compact Fluorescent Fixture (Indoor) | 1.2399 | 2.5832 | 4.0316 | 5.5899 | 7.2513 | 6.0114 | 4.6681 | 3.2197 | 1.6614 | 0 | 0 | 0
SDG&E | GWh | Commercial | Com - Education (Relocatable Classroom) | Lighting | No | Lighting - Compact Fluorescent Lamp (Basic High - Indoor) | 0.12109 | 0.24819 | 0.37456 | 0.50057 | 0.62507 | 0.50397 | 0.37688 | 0.25051 | 0.1245 | 0 | 0 | 0
SDG&E | GWh | Commercial | Com - Education (Relocatable Classroom) | Lighting | No | Lighting - Compact Fluorescent Lamp (Basic Low - Indoor) | 0.13981 | 0.28069 | 0.42308 | 0.56729 | 0.70979 | 0.56998 | 0.4291 | 0.28671 | 0.1425 | 0 | 0 | 0
SDG&E | GWh | Commercial | Com - Education (Relocatable Classroom) | Lighting | No | Lighting - Exit Fixture (LED) | 0.20578 | 0.40439 | 0.58237 | 0.73104 | 0.84992 | 0.94363 | 0.84822 | 0.74603 | 0.657 | 0.58854 | 0.54127 | 0.51159
SDG&E | GWh | Commercial | Com - Education (Relocatable Classroom) | Lighting | No | Lighting - Halogen Lamp (A-Line) | 0.010797 | 0.024967 | 0.031834 | 0.03931 | 0.047647 | 0.026001 | 0 | 0 | 0 | 0 | 0 | 0
SDG&E | GWh | Commercial | Com - Education (Relocatable Classroom) | Lighting | No | Lighting - Halogen Lamp (Reflector) | 0.0039662 | 0.0090358 | 0.011201 | 0.01339 | 0.015679 | 0.018 | 0.020069 | 0.021888 | 0.02357 | 0.025105 | 0.026698 | 0.028201
SDG&E | GWh | Commercial | Com - Education (Relocatable Classroom) | Lighting | No | Lighting - High Bay HID to T5 | 0 | 0 | 0 | 0 | 0 | 0.011597 | 0.044747 | 0.074511 | 0.10157 | 0.12675 | 0.16322 | 0.22092
SDG&E | GWh | Commercial | Com - Education (Relocatable Classroom) | Lighting | No | Lighting - Induction Fixture (Indoor) | 0.027983 | 0.062718 | 0.10448 | 0.15381 | 0.21046 | 0.27367 | 0.34216 | 0.41667 | 0.49728 | 0.58373 | 0.67608 | 0.77365
SDG&E | GWh | Commercial | Com - Education (Relocatable Classroom) | Lighting | No | Lighting - Induction Fixture (Outdoor) | 0.0088047 | 0.019412 | 0.031905 | 0.046445 | 0.06295 | 0.081194 | 0.10082 | 0.12206 | 0.14496 | 0.16947 | 0.19563 | 0.22328
SDG&E | GWh | Commercial | Com - Education (Relocatable Classroom) | Lighting | No | Lighting - Linear Fluorescent Delamping | 0.0016914 | 0.0034121 | 0.0056031 | 0.0082813 | 0.0082813 | 0 | 0 | 0 | 0 | 0 | 0 | 0
SDG&E | GWh | Commercial | Com - Education (Relocatable Classroom) | Lighting | No | Lighting - Linear Fluorescent Fixture (Low Wattage T8) | 0.055201 | 0.12477 | 0.20838 | 0.30537 | 0.41427 | 0.53291 | 0.6586 | 0.79168 | 0.93227 | 1.0795 | 1.233 | 1.3916
SDG&E | GWh | Commercial | Com - Education (Relocatable Classroom) | Lighting | No | Lighting - Plug-In Fixture (Compact Fluorescent) | 0.12758 | 0.25522 | 0.38315 | 0.51207 | 0.64112 | 0.64112 | 0.64112 | 0.64112 | 0.64112 | 0.64112 | 0.64112 | 0.64112
SDG&E | GWh | Commercial | Com - Education (Relocatable Classroom) | Lighting | No | Lighting - Plug-In Fixture (Exterior) | 0.069467 | 0.13963 | 0.21077 | 0.28346 | 0.35728 | 0.43153 | 0.50533 | 0.57968 | 0.65497 | 0.73133 | 0.80908 | 0.88809
SDG&E | GWh | Commercial | Com - Education (Relocatable Classroom) | Lighting | No | Lighting - Plug-In Fixture (Induction) | 0 | 0 | 0 | 0 | 0 | 0 | 0 | 0 | 0 | 0 | 0.0066169 | 0.028561
SDG&E | GWh | Commercial | Com - Education (Relocatable Classroom) | Lighting | No | Lighting - Plug-In Fixture (Linear Fluorescent) | 0 | 0 | 0 | 0 | 0.25079 | 0.25079 | 0.25079 | 0.25079 | 0.25079 | 0.25079 | 0.25079 | 0.25079
SDG&E | GWh | Commercial | Com - Education (Relocatable Classroom) | Lighting | No | Lighting - Plug-In Fixture (PSMH with Electronic Ballast) | 0 | 0 | 0.01683 | 0.0728 | 0.13126 | 0.19011 | 0.24799 | 0.30555 | 0.36296 | 0.42019 | 0.47598 | 0.53126
SDG&E | GWh | Commercial | Com - Education (Relocatable Classroom) | Lighting | No | Lighting - Plug-In Fixture (PSMH) | 0.072558 | 0.15278 | 0.23163 | 0.30637 | 0.37957 | 0.45123 | 0.52067 | 0.58909 | 0.65694 | 0.72426 | 0.78984 | 0.84774
SDG&E | GWh | Commercial | Com - Education (Relocatable Classroom) | SHW | No | SHW - EF Rated Instantaneous Water Heater (Electric) | 0.0012945 | 0.0028916 | 0.004818 | 0.0071019 | 0.0097246 | 0.01264 | 0.015778 | 0.019172 | 0.022824 | 0.02672 | 0.030864 | 0.035225
SDG&E | GWh | Commercial | Com - Education (Relocatable Classroom) | SHW | No | SHW - EF Rated Storage Water Heater (Electric) | 0.0011091 | 0.0024578 | 0.0024578 | 0.0024578 | 0.0024578 | 0.0024578 | 0.0024578 | 0.0024578 | 0.0024578 | 0.0024578 | 0.0024578 | 0.0024578
SDG&E | GWh | Commercial | Com - Education (Relocatable Classroom) | Service | No | HVAC - Comprehensive Rooftop Unit Quality Maintenance | 0.24132 | 0.47381 | 0.71478 | 0.96095 | 1.2081 | 1.452 | 1.6883 | 1.9128 | 2.1223 | 2.3143 | 2.4873 | 2.3995
SDG&E | GWh | Commercial | Com - Education (Relocatable Classroom) | Service | No | Service - HVAC Fault Detection & Diagnositics | 0.056254 | 0.13529 | 0.21207 | 0.28729 | 0.36048 | 0.43085 | 0.49743 | 0.56158 | 0.62388 | 0.68453 | 0.74405 | 0.80235
SDG&E | GWh | Commercial | Com - Education (Relocatable Classroom) | Service | No | Service - Retro-Commissioning (Electric) | 0 | 0 | 0 | 0 | 0 | 0 | 0 | 0 | 0.17286 | 0.34079 | 0.4755 | 0.57393
SDG&E | GWh | Commercial | Com - Education (Relocatable Classroom) | WholeBlg | No | HVAC - Energy Management System | 0.14865 | 0.31688 | 0.47436 | 0.6222 | 0.75998 | 0.88708 | 1.0028 | 1.1148 | 1.2241 | 1.3309 | 1.4361 | 1.5395
SDG&E | GWh | Commercial | Com - Education (Relocatable Classroom) | WholeBlg | No | WholeBlg - Com NC Level 2 | 0.014441 | 0 | 0 | 0 | 0 | 0 | 0 | 0 | 0 | 0 | 0 | 0
SDG&E | GWh | Commercial | Com - Education (Relocatable Classroom) | WholeBlg | No | WholeBlg - Com NC Level 3 | 0.0064499 | 0.0064499 | 0.0064499 | 0.0064499 | 0.0064499 | 0.0064499 | 0.0064499 | 0 | 0 | 0 | 0 | 0
SDG&E | GWh | Commercial | Com - Education (Relocatable Classroom) | WholeBlg | No | WholeBlg - Com RET Level 1 | 0.038403 | 0.091012 | 0.15888 | 0.24316 | 0.34499 | 0.46558 | 0.60608 | 0.76766 | 0.95133 | 1.158 | 1.3886 | 1.6435
SDG&E | GWh | Commercial | Com - Education (Relocatable Classroom) | WholeBlg | No | WholeBlg - Com RET Level 2 | 0.064588 | 0.15265 | 0.26599 | 0.4067 | 0.57675 | 0.77831 | 1.0134 | 1.2842 | 1.5924 | 1.9399 | 2.3282 | 2.7585
SDG&E | GWh | Commercial | Com - Education (Secondary School) | AppPlug | No | AppPlug - Desktop Computer (Com - Power Management) | 0.037809 | 0.07881 | 0.12197 | 0.16663 | 0.21169 | 0.25597 | 0.29825 | 0.33826 | 0.37581 | 0.41077 | 0.44337 | 0.43587
SDG&E | GWh | Commercial | Com - Education (Secondary School) | AppPlug | No | AppPlug - Occupancy Sensor Plug Strip | 0 | 0 | 0 | 0 | 0 | 0 | 0 | 0 | 0 | 0.023335 | 0.046662 | 0.06638
SDG&E | GWh | Commercial | Com - Education (Secondary School) | AppPlug | No | AppPlug - Vending Machine Controls | 0.052075 | 0.10577 | 0.16088 | 0.2171 | 0.27358 | 0.32913 | 0.33034 | 0.32719 | 0.31942 | 0.30703 | 0.29088 | 0.27212
SDG&E | GWh | Commercial | Com - Education (Secondary School) | BldgEnv | No | BldgEnv - Attic Batt Insulation | 0.0011181 | 0.0021802 | 0.0031892 | 0.0041478 | 0.0050585 | 0.0059236 | 0.0067455 | 0.0064082 | 0.0060878 | 0.0057834 | 0.0054943 | 0.0052195
SDG&E | GWh | Commercial | Com - Education (Secondary School) | BldgEnv | No | BldgEnv - Wall Spray On Insulation | 0.00086635 | 0.0016894 | 0.0024713 | 0.0032141 | 0.0039197 | 0.0045901 | 0.0052269 | 0.0049656 | 0.0047173 | 0.0044814 | 0.0042574 | 0.0040445
SDG&E | GWh | Commercial | Com - Education (Secondary School) | BldgEnv | No | BldgEnv - Window Film | 0 | 0 | 0 | 0 | 0 | 0 | 0 | 0 | 0 | 0 | 0.0014663 | 0.0046065
SDG&E | GWh | Commercial | Com - Education (Secondary School) | FoodServ | No | FoodServ - Electric Griddle | 0.02421 | 0.050962 | 0.080496 | 0.11316 | 0.14877 | 0.18686 | 0.22675 | 0.26887 | 0.31329 | 0.35989 | 0.40872 | 0.45951
SDG&E | GWh | Commercial | Com - Education (Secondary School) | FoodServ | No | FoodServ - Electric Steamer | 0.0040712 | 0.0084049 | 0.01301 | 0.017913 | 0.023064 | 0.028389 | 0.033793 | 0.039338 | 0.045036 | 0.050883 | 0.056892 | 0.063042
SDG&E | GWh | Commercial | Com - Education (Secondary School) | FoodServ | No | FoodServ - Fryer (Electric) | 0 | 0 | 0 | 0 | 0 | 0 | 0 | 0 | 0 | 0 | 0.00052525 | 0.0010719
SDG&E | GWh | Commercial | Com - Education (Secondary School) | FoodServ | No | FoodServ - Oven (Electric) | 0.0059765 | 0.012468 | 0.019506 | 0.027148 | 0.035326 | 0.043921 | 0.052774 | 0.061976 | 0.071542 | 0.081449 | 0.091714 | 0.10229
SDG&E | GWh | Commercial | Com - Education (Secondary School) | HVAC | No | HVAC - Chiller (Centrifugal) | 0.018275 | 0.036932 | 0.05598 | 0.075431 | 0.095277 | 0.11551 | 0.13611 | 0.15701 | 0.17821 | 0.1997 | 0.22148 | 0.24356
SDG&E | GWh | Commercial | Com - Education (Secondary School) | HVAC | No | HVAC - Chiller (Reciprocating) | 0.020967 | 0.04208 | 0.06338 | 0.085018 | 0.10685 | 0.12867 | 0.15024 | 0.17183 | 0.19355 | 0.21545 | 0.23761 | 0.26
SDG&E | GWh | Commercial | Com - Education (Secondary School) | HVAC | No | HVAC - Demand Controlled Ventilation | 0.02417 | 0.05028 | 0.076532 | 0.10256 | 0.12787 | 0.15193 | 0.1743 | 0.19509 | 0.21439 | 0.23227 | 0.24892 | 0.24023
SDG&E | GWh | Commercial | Com - Education (Secondary School) | HVAC | No | HVAC - Direct Evaporative Cooler | 0.26764 | 0.53589 | 0.80769 | 1.0849 | 1.3677 | 1.6558 | 1.9483 | 2.2463 | 2.5501 | 2.8638 | 3.1875 | 3.5209
SDG&E | GWh | Commercial | Com - Education (Secondary School) | HVAC | No | HVAC - EER Rated Package Rooftop AC (EER 11) | 0 | 0 | 0 | 0 | 0 | 0 | 0 | 0 | 0 | 0 | 0.0062375 | 0.012892
SDG&E | GWh | Commercial | Com - Education (Secondary School) | HVAC | No | HVAC - SEER Rated Package Rooftop AC (SEER 14) | 0.050538 | 0.10138 | 0.10138 | 0.10138 | 0.10138 | 0.10138 | 0.10138 | 0.10138 | 0.10138 | 0.10138 | 0.10138 | 0.10138
SDG&E | GWh | Commercial | Com - Education (Secondary School) | HVAC | No | HVAC - SEER Rated Package Rooftop AC (SEER 15) | 0.048399 | 0.097054 | 0.11981 | 0.14289 | 0.16617 | 0.18942 | 0.21237 | 0.23535 | 0.25849 | 0.28184 | 0.30549 | 0.32942
SDG&E | GWh | Commercial | Com - Education (Secondary School) | HVAC | No | HVAC - SEER Rated Package Rooftop HP (SEER 14) | 0.0065901 | 0.013203 | 0.013203 | 0.013203 | 0.013203 | 0.013203 | 0.013203 | 0.013203 | 0.013203 | 0.013203 | 0.013203 | 0.013203
SDG&E | GWh | Commercial | Com - Education (Secondary School) | HVAC | No | HVAC - SEER Rated Package Rooftop HP (SEER 15) | 0.024796 | 0.049716 | 0.061373 | 0.073221 | 0.085174 | 0.097107 | 0.10886 | 0.12063 | 0.13248 | 0.14445 | 0.15659 | 0.16888
SDG&E | GWh | Commercial | Com - Education (Secondary School) | HVAC | No | HVAC - SEER Rated Split System AC (SEER 14) | 0.019853 | 0.039623 | 0.059232 | 0.059232 | 0.059232 | 0.059232 | 0.059232 | 0.059232 | 0.059232 | 0.059232 | 0.059232 | 0.059232
SDG&E | GWh | Commercial | Com - Education (Secondary School) | HVAC | No | HVAC - SEER Rated Split System AC (SEER 15) | 0.008048 | 0.016386 | 0.020357 | 0.024431 | 0.028566 | 0.032706 | 0.03679 | 0.040867 | 0.044952 | 0.049074 | 0.053242 | 0.057443
SDG&E | GWh | Commercial | Com - Education (Secondary School) | HVAC | No | HVAC - SEER Rated Split System HP (SEER 14) | 0.026873 | 0.053817 | 0.057469 | 0.061167 | 0.064884 | 0.068578 | 0.072199 | 0.07581 | 0.079434 | 0.083078 | 0.086762 | 0.090479
SDG&E | GWh | Commercial | Com - Education (Secondary School) | HVAC | No | HVAC - SEER Rated Split System HP (SEER 15) | 0.010875 | 0.021784 | 0.026876 | 0.032043 | 0.037243 | 0.042417 | 0.04749 | 0.052555 | 0.057645 | 0.062773 | 0.067967 | 0.073216
SDG&E | GWh | Commercial | Com - Education (Secondary School) | HVAC | No | HVAC - Thermostat | 0.12872 | 0.2903 | 0.44445 | 0.59281 | 0.73502 | 0.86999 | 0.99632 | 1.1165 | 1.2316 | 1.3424 | 1.4498 | 1.554
SDG&E | GWh | Commercial | Com - Education (Secondary School) | Lighting | Yes | Lighting - LED Fixture (Replacing T8) - Emerging | 0 | 0 | 0.028762 | 0.085638 | 0.17218 | 0.28985 | 0.4381 | 0.62256 | 0.84494 | 1.1083 | 1.4167 | 1.7705
SDG&E | GWh | Commercial | Com - Education (Secondary School) | Lighting | Yes | Lighting - LED Lamp (Basic High - Indoor) - Emerging | 0.0012004 | 0.0024162 | 0.0043432 | 0.0073764 | 0.011846 | 0.012636 | 0.012591 | 0.012162 | 0.011001 | 0.0076142 | 0.0093854 | 0.011274
SDG&E | GWh | Commercial | Com - Education (Secondary School) | Lighting | Yes | Lighting - LED Lamp (Basic Low - Indoor) - Emerging | 0.0013552 | 0.0032971 | 0.005582 | 0.0082813 | 0.012266 | 0.01322 | 0.012904 | 0.01271 | 0.012606 | 0.010528 | 0.013384 | 0.016693
SDG&E | GWh | Commercial | Com - Education (Secondary School) | Lighting | Yes | Lighting - LED Plug-In Indoor Fixture - Emerging | 0.0027005 | 0.0060229 | 0.010126 | 0.015162 | 0.02124 | 0.021646 | 0.022108 | 0.022635 | 0.023303 | 0.02415 | 0.025194 | 0.026448
SDG&E | GWh | Commercial | Com - Education (Secondary School) | Lighting | No | Lighting - Cold Cathode Lamp | 0.0030526 | 0.0063182 | 0.00977 | 0.013405 | 0.017181 | 0.017181 | 0.017181 | 0.017181 | 0.017181 | 0.017181 | 0.017181 | 0.014128
SDG&E | GWh | Commercial | Com - Education (Secondary School) | Lighting | No | Lighting - Compact Fluorescent Fixture (Indoor) | 0.56063 | 1.1667 | 1.8191 | 2.5201 | 3.2667 | 2.7061 | 2.1 | 1.4476 | 0.74665 | 0 | 0 | 0
SDG&E | GWh | Commercial | Com - Education (Secondary School) | Lighting | No | Lighting - Compact Fluorescent Lamp (Basic High - Indoor) | 0.05477 | 0.11233 | 0.16961 | 0.22674 | 0.28321 | 0.22844 | 0.17088 | 0.1136 | 0.056466 | 0 | 0 | 0
SDG&E | GWh | Commercial | Com - Education (Secondary School) | Lighting | No | Lighting - Compact Fluorescent Lamp (Basic Low - Indoor) | 0.063016 | 0.12654 | 0.19077 | 0.25585 | 0.3202 | 0.25718 | 0.19366 | 0.12943 | 0.064347 | 0 | 0 | 0
SDG&E | GWh | Commercial | Com - Education (Secondary School) | Lighting | No | Lighting - Exit Fixture (LED) | 0.12151 | 0.2387 | 0.34367 | 0.43126 | 0.50112 | 0.55601 | 0.49918 | 0.43865 | 0.38595 | 0.34546 | 0.31762 | 0.30026
SDG&E | GWh | Commercial | Com - Education (Secondary School) | Lighting | No | Lighting - Halogen Lamp (A-Line) | 0.0053987 | 0.012484 | 0.015917 | 0.019655 | 0.023824 | 0.013001 | 0 | 0 | 0 | 0 | 0 | 0
SDG&E | GWh | Commercial | Com - Education (Secondary School) | Lighting | No | Lighting - Halogen Lamp (Reflector) | 0.0019831 | 0.0045179 | 0.0056003 | 0.0066949 | 0.0078397 | 0.0089999 | 0.010034 | 0.010944 | 0.011785 | 0.012553 | 0.013349 | 0.014101
SDG&E | GWh | Commercial | Com - Education (Secondary School) | Lighting | No | Lighting - High Bay HID to T5 | 0 | 0 | 0 | 0 | 0 | 0 | 0 | 0 | 0.0068904 | 0.018198 | 0.029325 | 0.040247
SDG&E | GWh | Commercial | Com - Education (Secondary School) | Lighting | No | Lighting - Induction Fixture (Indoor) | 0.01409 | 0.031828 | 0.053382 | 0.079069 | 0.10879 | 0.14215 | 0.1785 | 0.21823 | 0.26138 | 0.30781 | 0.35753 | 0.41016
SDG&E | GWh | Commercial | Com - Education (Secondary School) | Lighting | No | Lighting - Induction Fixture (Outdoor) | 0.0044024 | 0.0097061 | 0.015953 | 0.023222 | 0.031475 | 0.040597 | 0.050411 | 0.061031 | 0.072479 | 0.084733 | 0.097814 | 0.11164
SDG&E | GWh | Commercial | Com - Education (Secondary School) | Lighting | No | Lighting - Light Sensor | 0 | 0 | 0 | 0 | 0 | 0 | 0 | 0 | 0 | 0 | 0 | 0.0030819
SDG&E | GWh | Commercial | Com - Education (Secondary School) | Lighting | No | Lighting - Linear Fluorescent Delamping | 0.00081501 | 0.0016442 | 0.0026997 | 0.0039898 | 0.0039898 | 0 | 0 | 0 | 0 | 0 | 0 | 0
SDG&E | GWh | Commercial | Com - Education (Secondary School) | Lighting | No | Lighting - Linear Fluorescent Fixture (Low Wattage T8) | 0.024956 | 0.056983 | 0.095885 | 0.14117 | 0.1921 | 0.24766 | 0.30664 | 0.36916 | 0.43525 | 0.50449 | 0.57669 | 0.65124
SDG&E | GWh | Commercial | Com - Education (Secondary School) | Lighting | No | Lighting - Plug-In Fixture (Compact Fluorescent) | 0.062972 | 0.12608 | 0.18943 | 0.25337 | 0.31746 | 0.31746 | 0.31746 | 0.31746 | 0.31746 | 0.31746 | 0.31746 | 0.31746
SDG&E | GWh | Commercial | Com - Education (Secondary School) | Lighting | No | Lighting - Plug-In Fixture (Exterior) | 0.034734 | 0.069813 | 0.10538 | 0.14173 | 0.17864 | 0.21577 | 0.25266 | 0.28984 | 0.32749 | 0.36566 | 0.40454 | 0.44404
SDG&E | GWh | Commercial | Com - Education (Secondary School) | Lighting | No | Lighting - Plug-In Fixture (PSMH with Electronic Ballast) | 0 | 0 | 0 | 0 | 0.019945 | 0.040593 | 0.068456 | 0.096936 | 0.12583 | 0.15493 | 0.18456 | 0.21466
SDG&E | GWh | Commercial | Com - Education (Secondary School) | Lighting | No | Lighting - Plug-In Fixture (PSMH) | 0.038485 | 0.081169 | 0.12419 | 0.16797 | 0.21009 | 0.25147 | 0.29096 | 0.3294 | 0.36722 | 0.4046 | 0.44124 | 0.47695
SDG&E | GWh | Commercial | Com - Education (Secondary School) | SHW | No | SHW - EF Rated Instantaneous Water Heater (Electric) | 0.0004314 | 0.00096417 | 0.0016067 | 0.0023683 | 0.0032426 | 0.0042139 | 0.0052589 | 0.0063887 | 0.0076046 | 0.0089018 | 0.010282 | 0.011733
SDG&E | GWh | Commercial | Com - Education (Secondary School) | SHW | No | SHW - EF Rated Storage Water Heater (Electric) | 0.00033189 | 0.00073494 | 0.00073494 | 0.00073494 | 0.00073494 | 0.00073494 | 0.00073494 | 0.00073494 | 0.00073494 | 0.00073494 | 0.00073494 | 0.00073494
SDG&E | GWh | Commercial | Com - Education (Secondary School) | Service | No | HVAC - Comprehensive Rooftop Unit Quality Maintenance | 0.12066 | 0.2369 | 0.35739 | 0.48048 | 0.60407 | 0.72602 | 0.84414 | 0.9564 | 1.0612 | 1.1571 | 1.2437 | 1.1997
SDG&E | GWh | Commercial | Com - Education (Secondary School) | Service | No | Service - HVAC Fault Detection & Diagnositics | 0.028127 | 0.067644 | 0.10603 | 0.14365 | 0.18024 | 0.21542 | 0.24872 | 0.28079 | 0.31194 | 0.34227 | 0.37203 | 0.40117
SDG&E | GWh | Commercial | Com - Education (Secondary School) | Service | No | Service - Retro-Commissioning (Electric) | 0 | 0 | 0 | 0 | 0 | 0 | 0 | 0 | 0.08643 | 0.17039 | 0.23775 | 0.28696
SDG&E | GWh | Commercial | Com - Education (Secondary School) | WholeBlg | No | HVAC - Energy Management System | 0.074323 | 0.15844 | 0.23718 | 0.3111 | 0.37999 | 0.44354 | 0.50141 | 0.55742 | 0.61204 | 0.66544 | 0.71804 | 0.76974
SDG&E | GWh | Commercial | Com - Education (Secondary School) | WholeBlg | No | WholeBlg - Com NC Level 2 | 0.0072205 | 0 | 0 | 0 | 0 | 0 | 0 | 0 | 0 | 0 | 0 | 0
SDG&E | GWh | Commercial | Com - Education (Secondary School) | WholeBlg | No | WholeBlg - Com NC Level 3 | 0.003225 | 0.003225 | 0.003225 | 0.003225 | 0.003225 | 0.003225 | 0.003225 | 0 | 0 | 0 | 0 | 0
SDG&E | GWh | Commercial | Com - Education (Secondary School) | WholeBlg | No | WholeBlg - Com RET Level 1 | 0.024437 | 0.056026 | 0.094785 | 0.14134 | 0.19648 | 0.26102 | 0.33572 | 0.42128 | 0.51831 | 0.62734 | 0.74877 | 0.88309
SDG&E | GWh | Commercial | Com - Education (Secondary School) | WholeBlg | No | WholeBlg - Com RET Level 2 | 0 | 0.034602 | 0.084867 | 0.152 | 0.23656 | 0.33924 | 0.46071 | 0.60186 | 0.76346 | 0.94646 | 1.1515 | 1.3793
SDG&E | GWh | Commercial | Com - Education (University) | AppPlug | No | AppPlug - Desktop Computer (Com - Power Management) | 0.04198 | 0.087524 | 0.13483 | 0.18329 | 0.23179 | 0.27922 | 0.32442 | 0.36724 | 0.40756 | 0.44527 | 0.48062 | 0.47167
SDG&E | GWh | Commercial | Com - Education (University) | AppPlug | No | AppPlug - Occupancy Sensor Plug Strip | 0 | 0 | 0 | 0 | 0 | 0 | 0 | 0 | 0 | 0.031945 | 0.06388 | 0.090874
SDG&E | GWh | Commercial | Com - Education (University) | AppPlug | No | AppPlug - Vending Machine Controls | 0.10382 | 0.21088 | 0.32074 | 0.43284 | 0.54542 | 0.65618 | 0.65858 | 0.65231 | 0.63681 | 0.61212 | 0.57993 | 0.54253
SDG&E | GWh | Commercial | Com - Education (University) | BldgEnv | No | BldgEnv - Wall Spray On Insulation | 0.001162 | 0.0022658 | 0.0033145 | 0.0043108 | 0.0052572 | 0.0061563 | 0.0070104 | 0.0066599 | 0.0063269 | 0.0060106 | 0.0057101 | 0.0054246
SDG&E | GWh | Commercial | Com - Education (University) | BldgEnv | No | BldgEnv - Window Film | 0 | 0 | 0 | 0 | 0 | 0 | 0 | 0 | 0 | 0 | 0 | 0.00095046
SDG&E | GWh | Commercial | Com - Education (University) | FoodServ | No | FoodServ - Electric Griddle | 0.002882 | 0.0060667 | 0.0095824 | 0.013471 | 0.01771 | 0.022244 | 0.026993 | 0.032007 | 0.037295 | 0.042843 | 0.048656 | 0.054702
SDG&E | GWh | Commercial | Com - Education (University) | FoodServ | No | FoodServ - Electric Steamer | 0.0025724 | 0.0053106 | 0.0082201 | 0.011318 | 0.014573 | 0.017937 | 0.021352 | 0.024855 | 0.028456 | 0.03215 | 0.035947 | 0.039832
SDG&E | GWh | Commercial | Com - Education (University) | FoodServ | No | FoodServ - Fryer (Electric) | 0 | 0 | 0 | 0 | 0 | 0 | 0 | 0 | 0 | 0 | 0.00025681 | 0.0005241
SDG&E | GWh | Commercial | Com - Education (University) | FoodServ | No | FoodServ - Oven (Electric) | 0.035874 | 0.074839 | 0.11709 | 0.16296 | 0.21204 | 0.26363 | 0.31677 | 0.37201 | 0.42943 | 0.4889 | 0.55051 | 0.61398
SDG&E | GWh | Commercial | Com - Education (University) | HVAC | No | HVAC - Chiller (Centrifugal) | 0.039216 | 0.079271 | 0.12019 | 0.16201 | 0.20471 | 0.24826 | 0.29263 | 0.33768 | 0.38339 | 0.42975 | 0.47674 | 0.52442
SDG&E | GWh | Commercial | Com - Education (University) | HVAC | No | HVAC - Chiller (Reciprocating) | 0.044205 | 0.0887 | 0.13358 | 0.17918 | 0.22518 | 0.27113 | 0.31652 | 0.36194 | 0.40765 | 0.4537 | 0.5003 | 0.5474
SDG&E | GWh | Commercial | Com - Education (University) | HVAC | No | HVAC - EER Rated Package Rooftop AC (EER 11) | 0 | 0 | 0.015939 | 0.033242 | 0.05152 | 0.070326 | 0.089223 | 0.10839 | 0.1279 | 0.14774 | 0.168 | 0.18865
SDG&E | GWh | Commercial | Com - Education (University) | HVAC | No | HVAC - SEER Rated Package Rooftop AC (Recharge) | 0 | 0 | 0 | 0 | 0 | 0 | 0 | 0 | 0 | 0 | 0 | 0.011341
SDG&E | GWh | Commercial | Com - Education (University) | HVAC | No | HVAC - SEER Rated Package Rooftop AC (SEER 14) | 0.10167 | 0.20395 | 0.20395 | 0.20395 | 0.20395 | 0.20395 | 0.20395 | 0.20395 | 0.20395 | 0.20395 | 0.20395 | 0.20395
SDG&E | GWh | Commercial | Com - Education (University) | HVAC | No | HVAC - SEER Rated Package Rooftop AC (SEER 15) | 0.10269 | 0.20587 | 0.25413 | 0.30313 | 0.35256 | 0.40192 | 0.45061 | 0.49939 | 0.54854 | 0.59817 | 0.64852 | 0.69954
SDG&E | GWh | Commercial | Com - Education (University) | HVAC | No | HVAC - SEER Rated Package Rooftop HP (SEER 14) | 0.01191 | 0.023852 | 0.023852 | 0.023852 | 0.023852 | 0.023852 | 0.023852 | 0.023852 | 0.023852 | 0.023852 | 0.023852 | 0.023852
SDG&E | GWh | Commercial | Com - Education (University) | HVAC | No | HVAC - SEER Rated Package Rooftop HP (SEER 15) | 0.046496 | 0.093195 | 0.11503 | 0.13722 | 0.15959 | 0.18189 | 0.20384 | 0.22578 | 0.24788 | 0.27017 | 0.29277 | 0.31565
SDG&E | GWh | Commercial | Com - Education (University) | HVAC | No | HVAC - SEER Rated Split System AC (SEER 14) | 0.069436 | 0.13896 | 0.20883 | 0.20883 | 0.20883 | 0.20883 | 0.20883 | 0.20883 | 0.20883 | 0.20883 | 0.20883 | 0.20883
SDG&E | GWh | Commercial | Com - Education (University) | HVAC | No | HVAC - SEER Rated Split System AC (SEER 15) | 0.031071 | 0.06348 | 0.079164 | 0.095598 | 0.11265 | 0.13011 | 0.14771 | 0.16569 | 0.18414 | 0.20306 | 0.22254 | 0.24253
SDG&E | GWh | Commercial | Com - Education (University) | HVAC | No | HVAC - SEER Rated Split System HP (SEER 14) | 0.054334 | 0.10883 | 0.11622 | 0.12371 | 0.13123 | 0.13872 | 0.14607 | 0.15339 | 0.16075 | 0.16815 | 0.17563 | 0.18318
SDG&E | GWh | Commercial | Com - Education (University) | HVAC | No | HVAC - SEER Rated Split System HP (SEER 15) | 0.02368 | 0.047455 | 0.058564 | 0.069837 | 0.081191 | 0.092505 | 0.10363 | 0.11474 | 0.12592 | 0.13718 | 0.14858 | 0.1601
SDG&E | GWh | Commercial | Com - Education (University) | HVAC | No | HVAC - Thermostat | 0.14036 | 0.31656 | 0.48466 | 0.6464 | 0.80135 | 0.94836 | 1.0859 | 1.2167 | 1.342 | 1.4625 | 1.5794 | 1.6927
SDG&E | GWh | Commercial | Com - Education (University) | Lighting | Yes | Lighting - LED Fixture (Replacing T8) - Emerging | 0 | 0.0098242 | 0.056597 | 0.14047 | 0.26402 | 0.43007 | 0.63859 | 0.89809 | 1.2117 | 1.5843 | 2.022 | 2.5256
SDG&E | GWh | Commercial | Com - Education (University) | Lighting | Yes | Lighting - LED Lamp (Basic High - Indoor) - Emerging | 0.0017444 | 0.0035155 | 0.0063202 | 0.010705 | 0.017126 | 0.018255 | 0.018158 | 0.01749 | 0.015773 | 0.010856 | 0.01336 | 0.016026
SDG&E | GWh | Commercial | Com - Education (University) | Lighting | Yes | Lighting - LED Lamp (Basic Low - Indoor) - Emerging | 0.0019551 | 0.004741 | 0.008023 | 0.011902 | 0.017619 | 0.018983 | 0.018518 | 0.018216 | 0.018032 | 0.015001 | 0.019047 | 0.023732
SDG&E | GWh | Commercial | Com - Education (University) | Lighting | Yes | Lighting - LED Plug-In Indoor Fixture - Emerging | 0.0039948 | 0.0089293 | 0.015025 | 0.0225 | 0.031507 | 0.032107 | 0.032785 | 0.033556 | 0.034538 | 0.035775 | 0.037294 | 0.039109
SDG&E | GWh | Commercial | Com - Education (University) | Lighting | No | Lighting - Cold Cathode Lamp | 0.0037849 | 0.0078188 | 0.012073 | 0.016547 | 0.021192 | 0.021192 | 0.021192 | 0.021192 | 0.021192 | 0.021192 | 0.021192 | 0.017407
SDG&E | GWh | Commercial | Com - Education (University) | Lighting | No | Lighting - Compact Fluorescent Fixture (Indoor) | 0.79591 | 1.6572 | 2.585 | 3.5825 | 4.6454 | 3.8495 | 2.9882 | 2.0604 | 1.0629 | 0 | 0 | 0
SDG&E | GWh | Commercial | Com - Education (University) | Lighting | No | Lighting - Compact Fluorescent Lamp (Basic High - Indoor) | 0.077746 | 0.1594 | 0.24064 | 0.32165 | 0.40171 | 0.32396 | 0.2423 | 0.16107 | 0.080056 | 0 | 0 | 0
SDG&E | GWh | Commercial | Com - Education (University) | Lighting | No | Lighting - Compact Fluorescent Lamp (Basic Low - Indoor) | 0.089584 | 0.17987 | 0.27114 | 0.3636 | 0.45499 | 0.36541 | 0.27513 | 0.18385 | 0.091394 | 0 | 0 | 0
SDG&E | GWh | Commercial | Com - Education (University) | Lighting | No | Lighting - Exit Fixture (LED) | 0.16748 | 0.32901 | 0.4737 | 0.59442 | 0.69071 | 0.76634 | 0.68797 | 0.60453 | 0.53188 | 0.47607 | 0.43769 | 0.41378
SDG&E | GWh | Commercial | Com - Education (University) | Lighting | No | Lighting - Halogen Lamp (A-Line) | 0.0073906 | 0.017089 | 0.021787 | 0.026902 | 0.032605 | 0.017792 | 0 | 0 | 0 | 0 | 0 | 0
SDG&E | GWh | Commercial | Com - Education (University) | Lighting | No | Lighting - Halogen Lamp (Reflector) | 0.0027156 | 0.0061859 | 0.0076665 | 0.0091634 | 0.010728 | 0.012311 | 0.013721 | 0.014963 | 0.01611 | 0.017154 | 0.018239 | 0.019267
SDG&E | GWh | Commercial | Com - Education (University) | Lighting | No | Lighting - High Bay HID to T5 | 0 | 0 | 0 | 0 | 0 | 0 | 0.0074388 | 0.027006 | 0.04477 | 0.061274 | 0.077528 | 0.10097
SDG&E | GWh | Commercial | Com - Education (University) | Lighting | No | Lighting - Induction Fixture (Indoor) | 0.018086 | 0.040757 | 0.068219 | 0.10087 | 0.13856 | 0.18081 | 0.22678 | 0.27695 | 0.3314 | 0.38994 | 0.45259 | 0.51888
SDG&E | GWh | Commercial | Com - Education (University) | Lighting | No | Lighting - Induction Fixture (Outdoor) | 0.006027 | 0.013288 | 0.021839 | 0.031791 | 0.043089 | 0.055577 | 0.069013 | 0.083551 | 0.099223 | 0.116 | 0.13391 | 0.15284
SDG&E | GWh | Commercial | Com - Education (University) | Lighting | No | Lighting - Light Sensor | 0.018102 | 0.057309 | 0.086353 | 0.11514 | 0.14344 | 0.17086 | 0.19693 | 0.22225 | 0.24707 | 0.27146 | 0.29565 | 0.31957
SDG&E | GWh | Commercial | Com - Education (University) | Lighting | No | Lighting - Linear Fluorescent Delamping | 0.0011656 | 0.0023514 | 0.0038614 | 0.0057072 | 0.0057072 | 0 | 0 | 0 | 0 | 0 | 0 | 0
SDG&E | GWh | Commercial | Com - Education (University) | Lighting | No | Lighting - Linear Fluorescent Fixture (Low Wattage T8) | 0.03631 | 0.082156 | 0.13744 | 0.20171 | 0.27397 | 0.35281 | 0.43645 | 0.52507 | 0.61873 | 0.71685 | 0.81919 | 0.92487
SDG&E | GWh | Commercial | Com - Education (University) | Lighting | No | Lighting - Plug-In Fixture (Compact Fluorescent) | 0.089093 | 0.17827 | 0.2677 | 0.35786 | 0.44814 | 0.44814 | 0.44814 | 0.44814 | 0.44814 | 0.44814 | 0.44814 | 0.44814
SDG&E | GWh | Commercial | Com - Education (University) | Lighting | No | Lighting - Plug-In Fixture (Exterior) | 0.047552 | 0.095574 | 0.14427 | 0.19403 | 0.24456 | 0.29538 | 0.3459 | 0.39679 | 0.44833 | 0.50059 | 0.55381 | 0.60789
SDG&E | GWh | Commercial | Com - Education (University) | Lighting | No | Lighting - Plug-In Fixture (Induction) | 0 | 0 | 0 | 0 | 0 | 0 | 0 | 0 | 0.0053132 | 0.011882 | 0.030953 | 0.052728
SDG&E | GWh | Commercial | Com - Education (University) | Lighting | No | Lighting - Plug-In Fixture (PSMH with Electronic Ballast) | 0.015193 | 0.032311 | 0.078265 | 0.12593 | 0.17389 | 0.22142 | 0.26777 | 0.31361 | 0.35805 | 0.40135 | 0.44332 | 0.48363
SDG&E | GWh | Commercial | Com - Education (University) | Lighting | No | Lighting - Plug-In Fixture (PSMH) | 0.053675 | 0.10976 | 0.16364 | 0.2173 | 0.27081 | 0.32355 | 0.37481 | 0.42538 | 0.47434 | 0.52202 | 0.56574 | 0.60707
SDG&E | GWh | Commercial | Com - Education (University) | SHW | No | SHW - EF Rated Instantaneous Water Heater (Electric) | 0.0002981 | 0.0006662 | 0.0011088 | 0.0016315 | 0.0022297 | 0.0028929 | 0.0036052 | 0.0043744 | 0.0052014 | 0.006083 | 0.00702 | 0.0080056
SDG&E | GWh | Commercial | Com - Education (University) | SHW | No | SHW - EF Rated Storage Water Heater (Electric) | 0.00021714 | 0.00048077 | 0.00048077 | 0.00048077 | 0.00048077 | 0.00048077 | 0.00048077 | 0.00048077 | 0.00048077 | 0.00048077 | 0.00048077 | 0.00048077
SDG&E | GWh | Commercial | Com - Education (University) | Service | No | HVAC - Comprehensive Rooftop Unit Quality Maintenance | 0.16518 | 0.32432 | 0.48927 | 0.65777 | 0.82697 | 0.99392 | 1.1556 | 1.3093 | 1.4527 | 1.5841 | 1.7026 | 1.6424
SDG&E | GWh | Commercial | Com - Education (University) | Service | No | Service - HVAC Fault Detection & Diagnositics | 0.038506 | 0.092604 | 0.14516 | 0.19665 | 0.24675 | 0.29491 | 0.34049 | 0.3844 | 0.42704 | 0.46856 | 0.5093 | 0.5492
SDG&E | GWh | Commercial | Com - Education (University) | Service | No | Service - Retro-Commissioning (Electric) | 0 | 0 | 0 | 0 | 0 | 0 | 0 | 0 | 0.11832 | 0.23327 | 0.32548 | 0.39285
SDG&E | GWh | Commercial | Com - Education (University) | WholeBlg | No | HVAC - Energy Management System | 0.10175 | 0.2169 | 0.3247 | 0.42589 | 0.5202 | 0.6072 | 0.68643 | 0.76311 | 0.83788 | 0.91098 | 0.98299 | 1.0538
SDG&E | GWh | Commercial | Com - Education (University) | WholeBlg | No | WholeBlg - Com NC Level 2 | 0.0098848 | 0 | 0 | 0 | 0 | 0 | 0 | 0 | 0 | 0 | 0 | 0
SDG&E | GWh | Commercial | Com - Education (University) | WholeBlg | No | WholeBlg - Com NC Level 3 | 0.0044149 | 0.0044149 | 0.0044149 | 0.0044149 | 0.0044149 | 0.0044149 | 0.0044149 | 0 | 0 | 0 | 0 | 0
SDG&E | GWh | Commercial | Com - Education (University) | WholeBlg | No | WholeBlg - Com RET Level 1 | 0.029614 | 0.070105 | 0.12226 | 0.18693 | 0.26497 | 0.35728 | 0.46471 | 0.58811 | 0.72823 | 0.88578 | 1.0613 | 1.2556
SDG&E | GWh | Commercial | Com - Education (University) | WholeBlg | No | WholeBlg - Com RET Level 2 | 0.050345 | 0.119 | 0.20737 | 0.31708 | 0.44967 | 0.60683 | 0.79013 | 1.0012 | 1.2415 | 1.5124 | 1.815 | 2.15
SDG&E | GWh | Commercial | Com - Grocery | AppPlug | No | AppPlug - Desktop Computer (Com - Power Management) | 0.099178 | 0.20675 | 0.31844 | 0.43277 | 0.54715 | 0.65891 | 0.76536 | 0.86609 | 0.96081 | 1.0493 | 1.1321 | 1.1101
SDG&E | GWh | Commercial | Com - Grocery | AppPlug | No | AppPlug - Occupancy Sensor Plug Strip | 0 | 0 | 0 | 0 | 0 | 0 | 0 | 0 | 0 | 0.075388 | 0.15069 | 0.21426
SDG&E | GWh | Commercial | Com - Grocery | AppPlug | No | AppPlug - Vending Machine Controls | 0.055596 | 0.11292 | 0.17172 | 0.23168 | 0.29188 | 0.35105 | 0.35217 | 0.34861 | 0.34008 | 0.32662 | 0.30913 | 0.28882
SDG&E | GWh | Commercial | Com - Grocery | BldgEnv | No | BldgEnv - Wall Spray On Insulation | 0.0027545 | 0.0053712 | 0.0078572 | 0.010219 | 0.012462 | 0.014594 | 0.016619 | 0.015788 | 0.014998 | 0.014248 | 0.013536 | 0.012859
SDG&E | GWh | Commercial | Com - Grocery | BldgEnv | No | BldgEnv - Window Film | 0 | 0 | 0 | 0 | 0 | 0 | 0 | 0 | 0 | 0.0035718 | 0.011204 | 0.021728
SDG&E | GWh | Commercial | Com - Grocery | ComRefrig | No | ComRefrig - Refrigerated Case Night Cover (Low Temp) | 0 | 0 | 0 | 0 | 0 | 0 | 0 | 1.1835 | 2.3714 | 3.4707 | 4.4261 | 5.2142
SDG&E | GWh | Commercial | Com - Grocery | ComRefrig | No | ComRefrig - Refrigerated Case Night Cover (Med Temp) | 0 | 0 | 1.3403 | 2.9238 | 4.7405 | 6.748 | 8.8678 | 10.9926 | 11.668 | 11.8941 | 11.6215 | 10.8727
SDG&E | GWh | Commercial | Com - Grocery | ComRefrig | No | ComRefrig - Strip Curtain for Walk In Refrigerator | 0 | 1.8721 | 3.6045 | 5.1515 | 6.4762 | 7.5624 | 6.5431 | 5.4512 | 4.3618 | 3.3661 | 2.5268 | 1.8591
SDG&E | GWh | Commercial | Com - Grocery | FoodServ | No | FoodServ - Electric Steamer | 0.07395 | 0.15266 | 0.23629 | 0.32531 | 0.41883 | 0.51546 | 0.61353 | 0.71413 | 0.8175 | 0.92352 | 1.0325 | 1.1439
SDG&E | GWh | Commercial | Com - Grocery | FoodServ | No | FoodServ - Oven (Electric) | 0.023794 | 0.049636 | 0.077649 | 0.10806 | 0.1406 | 0.17479 | 0.21 | 0.24659 | 0.28462 | 0.324 | 0.36478 | 0.40679
SDG&E | GWh | Commercial | Com - Grocery | HVAC | No | HVAC - Direct Evaporative Cooler | 1.7825 | 1.7825 | 1.7825 | 1.7825 | 1.7825 | 1.7825 | 1.7825 | 1.7825 | 1.7825 | 1.7825 | 1.7825 | 1.7825
SDG&E | GWh | Commercial | Com - Grocery | HVAC | No | HVAC - SEER Rated Package Rooftop AC (Recharge) | 0.18287 | 0.34746 | 0.49559 | 0.6289 | 0.56601 | 0.50941 | 0.45847 | 0.41262 | 0.37136 | 0.33423 | 0.3008 | 0.27072
SDG&E | GWh | Commercial | Com - Grocery | HVAC | No | HVAC - SEER Rated Package Rooftop AC (SEER 14) | 0.7107 | 1.4269 | 1.4269 | 1.4269 | 1.4269 | 1.4269 | 1.4269 | 1.4269 | 1.4269 | 1.4269 | 1.4269 | 1.4269
SDG&E | GWh | Commercial | Com - Grocery | HVAC | No | HVAC - SEER Rated Package Rooftop AC (SEER 15) | 0.47878 | 0.95989 | 1.1846 | 1.4126 | 1.6422 | 1.8712 | 2.0968 | 2.3226 | 2.5498 | 2.779 | 3.0114 | 3.2465
SDG&E | GWh | Commercial | Com - Grocery | HVAC | No | HVAC - SEER Rated Package Rooftop HP (SEER 14) | 0.070385 | 0.14119 | 0.14119 | 0.14119 | 0.14119 | 0.14119 | 0.14119 | 0.14119 | 0.14119 | 0.14119 | 0.14119 | 0.14119
SDG&E | GWh | Commercial | Com - Grocery | HVAC | No | HVAC - SEER Rated Package Rooftop HP (SEER 15) | 0.2941 | 0.59034 | 0.72903 | 0.86985 | 1.012 | 1.1541 | 1.2946 | 1.4354 | 1.5772 | 1.7201 | 1.8649 | 2.0112
SDG&E | GWh | Commercial | Com - Grocery | HVAC | No | HVAC - SEER Rated Split System AC (SEER 14) | 0.34877 | 0.86673 | 1.3877 | 1.3877 | 1.3877 | 1.3877 | 1.3877 | 1.3877 | 1.3877 | 1.3877 | 1.3877 | 1.3877
SDG&E | GWh | Commercial | Com - Grocery | HVAC | No | HVAC - SEER Rated Split System AC (SEER 15) | 0.058206 | 0.1979 | 0.26543 | 0.33612 | 0.40936 | 0.48419 | 0.5594 | 0.63608 | 0.71463 | 0.79512 | 0.87787 | 0.96269
SDG&E | GWh | Commercial | Com - Grocery | HVAC | No | HVAC - Thermostat | 0.66616 | 1.5024 | 2.2999 | 3.0673 | 3.8024 | 4.4998 | 5.1521 | 5.7721 | 6.3658 | 6.9364 | 7.4893 | 8.0248
SDG&E | GWh | Commercial | Com - Grocery | Lighting | Yes | Lighting - LED Fixture (Replacing T8) - Emerging | 0.10811 | 0.26701 | 0.49821 | 0.82554 | 1.2663 | 1.8363 | 2.5389 | 3.4053 | 4.4544 | 5.7038 | 7.1772 | 8.8774
SDG&E | GWh | Commercial | Com - Grocery | Lighting | Yes | Lighting - LED Lamp (Basic High - Indoor) - Emerging | 0.0058066 | 0.013907 | 0.024603 | 0.036591 | 0.04991 | 0.051789 | 0.047095 | 0.041314 | 0.035485 | 0.023689 | 0.029214 | 0.035301
SDG&E | GWh | Commercial | Com - Grocery | Lighting | Yes | Lighting - LED Lamp (Basic Low - Indoor) - Emerging | 0.077583 | 0.20746 | 0.39057 | 0.63785 | 0.95873 | 1.0198 | 0.98316 | 0.91421 | 0.80365 | 0.56541 | 0.6683 | 0.77323
SDG&E | GWh | Commercial | Com - Grocery | Lighting | Yes | Lighting - LED Plug-In Indoor Fixture - Emerging | 0.03725 | 0.083832 | 0.14094 | 0.2099 | 0.29136 | 0.29666 | 0.30252 | 0.30939 | 0.31818 | 0.32904 | 0.34208 | 0.35736
SDG&E | GWh | Commercial | Com - Grocery | Lighting | No | Lighting - Cold Cathode Lamp | 0.018863 | 0.038999 | 0.0603 | 0.082752 | 0.10617 | 0.10617 | 0.10617 | 0.087312 | 0.067175 | 0.045874 | 0.023422 | 0
SDG&E | GWh | Commercial | Com - Grocery | Lighting | No | Lighting - Compact Fluorescent Fixture (Indoor) | 1.3136 | 2.7413 | 4.285 | 5.9498 | 7.7282 | 6.4146 | 4.9869 | 3.4432 | 1.7784 | 0 | 0 | 0
SDG&E | GWh | Commercial | Com - Grocery | Lighting | No | Lighting - Compact Fluorescent Lamp (Basic High - Indoor) | 0.21862 | 0.43847 | 0.65925 | 0.88248 | 1.1075 | 0.88891 | 0.66906 | 0.44827 | 0.22504 | 0 | 0 | 0
SDG&E | GWh | Commercial | Com - Grocery | Lighting | No | Lighting - Compact Fluorescent Lamp (Basic Low - Indoor) | 0.56514 | 1.3056 | 2.2223 | 3.3204 | 4.5971 | 4.032 | 3.2915 | 2.3748 | 1.2767 | 0 | 0 | 0
SDG&E | GWh | Commercial | Com - Grocery | Lighting | No | Lighting - Exit Fixture (LED) | 0.34674 | 0.68133 | 0.98115 | 1.2315 | 1.4316 | 1.5891 | 1.428 | 1.2556 | 1.1055 | 0.9901 | 0.91049 | 0.8606
SDG&E | GWh | Commercial | Com - Grocery | Lighting | No | Lighting - Halogen Lamp (A-Line) | 0.017465 | 0.040381 | 0.051481 | 0.063563 | 0.077036 | 0.042038 | 0 | 0 | 0 | 0 | 0 | 0
SDG&E | GWh | Commercial | Com - Grocery | Lighting | No | Lighting - Halogen Lamp (Reflector) | 0.0064182 | 0.014619 | 0.018116 | 0.021651 | 0.025347 | 0.029078 | 0.032403 | 0.035331 | 0.038035 | 0.040494 | 0.043052 | 0.045477
SDG&E | GWh | Commercial | Com - Grocery | Lighting | No | Lighting - High Bay HID to T5 | 0.036453 | 0.076112 | 0.11739 | 0.15888 | 0.19891 | 0.27278 | 0.34613 | 0.41765 | 0.48636 | 0.55104 | 0.61095 | 0.66662
SDG&E | GWh | Commercial | Com - Grocery | Lighting | No | Lighting - Induction Fixture (Indoor) | 0.038705 | 0.086453 | 0.14359 | 0.21086 | 0.28787 | 0.37357 | 0.46623 | 0.56684 | 0.67554 | 0.79199 | 0.91626 | 1.0475
SDG&E | GWh | Commercial | Com - Grocery | Lighting | No | Lighting - Induction Fixture (Outdoor) | 0.014242 | 0.0314 | 0.051606 | 0.075122 | 0.10181 | 0.13132 | 0.16305 | 0.19739 | 0.2344 | 0.27402 | 0.31631 | 0.36101
SDG&E | GWh | Commercial | Com - Grocery | Lighting | No | Lighting - Linear Fluorescent Delamping | 0.002681 | 0.0054079 | 0.0088876 | 0.013146 | 0.018069 | 0 | 0 | 0 | 0 | 0 | 0 | 0
SDG&E | GWh | Commercial | Com - Grocery | Lighting | No | Lighting - Linear Fluorescent Fixture (Low Wattage T8) | 0.4433 | 0.95275 | 1.5248 | 2.1588 | 2.8442 | 3.5657 | 4.3061 | 5.0679 | 5.8485 | 6.6422 | 7.4461 | 8.2531
SDG&E | GWh | Commercial | Com - Grocery | Lighting | No | Lighting - Low Bay HID to T5 | 0.0020723 | 0.10224 | 0.18497 | 0.26598 | 0.34474 | 0.42133 | 0.53849 | 0.64503 | 0.74873 | 0.84961 | 0.94782 | 1.0428
SDG&E | GWh | Commercial | Com - Grocery | Lighting | No | Lighting - Plug-In Fixture (Compact Fluorescent) | 0.64333 | 1.2842 | 1.9235 | 2.5645 | 3.2031 | 3.2031 | 3.2031 | 3.2031 | 3.2031 | 3.2031 | 3.2031 | 3.2031
SDG&E | GWh | Commercial | Com - Grocery | Lighting | No | Lighting - Plug-In Fixture (Exterior) | 0.11237 | 0.22585 | 0.34092 | 0.45848 | 0.57788 | 0.69795 | 0.81727 | 0.9375 | 1.0592 | 1.1827 | 1.3084 | 1.4361
SDG&E | GWh | Commercial | Com - Grocery | Lighting | No | Lighting - Plug-In Fixture (Induction) | 0 | 0.037342 | 0.079576 | 0.18207 | 0.29403 | 0.41157 | 0.53056 | 0.65215 | 0.77643 | 0.90318 | 1.0329 | 1.1651
SDG&E | GWh | Commercial | Com - Grocery | Lighting | No | Lighting - Plug-In Fixture (Linear Fluorescent) | 1.0933 | 2.2852 | 3.5582 | 4.9056 | 6.3065 | 6.3065 | 6.3065 | 6.3065 | 6.3065 | 6.3065 | 6.3065 | 6.3065
SDG&E | GWh | Commercial | Com - Grocery | Lighting | No | Lighting - Plug-In Fixture (PSMH with Electronic Ballast) | 0.18131 | 0.36093 | 0.5355 | 0.70385 | 0.8653 | 1.0201 | 1.1681 | 1.3128 | 1.4558 | 1.5978 | 1.7396 | 1.8813
SDG&E | GWh | Commercial | Com - Grocery | Lighting | No | Lighting - Plug-In Fixture (PSMH) | 0.18421 | 0.36669 | 0.54412 | 0.70932 | 0.86646 | 1.016 | 1.1581 | 1.2961 | 1.4315 | 1.5649 | 1.6972 | 1.8286
SDG&E | GWh | Commercial | Com - Grocery | SHW | No | SHW - EF Rated Instantaneous Water Heater (Electric) | 0.0011791 | 0.0026389 | 0.0043971 | 0.0064763 | 0.0088584 | 0.011502 | 0.014347 | 0.017422 | 0.020731 | 0.024262 | 0.028017 | 0.031968
SDG&E | GWh | Commercial | Com - Grocery | SHW | No | SHW - EF Rated Storage Water Heater (Electric) | 0.00076895 | 0.0017001 | 0.0017001 | 0.0017001 | 0.0017001 | 0.0017001 | 0.0017001 | 0.0017001 | 0.0017001 | 0.0017001 | 0.0017001 | 0.0017001
SDG&E | GWh | Commercial | Com - Grocery | Service | No | HVAC - Comprehensive Rooftop Unit Quality Maintenance | 0.39035 | 0.76641 | 1.1562 | 1.5544 | 1.9542 | 2.3487 | 2.7309 | 3.094 | 3.4329 | 3.7435 | 4.0234 | 3.8813
SDG&E | GWh | Commercial | Com - Grocery | Service | No | Service - HVAC Fault Detection & Diagnositics | 0.090837 | 0.21843 | 0.3421 | 0.46292 | 0.58005 | 0.69221 | 0.79792 | 0.89926 | 0.99707 | 1.0917 | 1.1838 | 1.2732
SDG&E | GWh | Commercial | Com - Grocery | Service | No | Service - Retro-Commissioning (Electric) | 0 | 0 | 0 | 0 | 0 | 0 | 0 | 0 | 0.27961 | 0.55124 | 0.76914 | 0.92836
SDG&E | GWh | Commercial | Com - Grocery | WholeBlg | No | HVAC - Energy Management System | 0.24044 | 0.51256 | 0.7673 | 1.0064 | 1.2293 | 1.4349 | 1.6221 | 1.8033 | 1.98 | 2.1528 | 2.3229 | 2.4902
SDG&E | GWh | Commercial | Com - Grocery | WholeBlg | No | WholeBlg - Com NC Level 2 | 0.024571 | 0 | 0 | 0 | 0 | 0 | 0 | 0 | 0 | 0 | 0 | 0
SDG&E | GWh | Commercial | Com - Grocery | WholeBlg | No | WholeBlg - Com NC Level 3 | 0.0097533 | 0.0097533 | 0.0097533 | 0.0097533 | 0.0097533 | 0.0097533 | 0.0097533 | 0 | 0 | 0 | 0 | 0
SDG&E | GWh | Commercial | Com - Grocery | WholeBlg | No | WholeBlg - Com NC ZNE | 0.010768 | 0.028005 | 0.064039 | 0.12291 | 0.20962 | 0.32433 | 0.46151 | 0.62898 | 0.83157 | 1.0721 | 1.352 | 1.6756
SDG&E | GWh | Commercial | Com - Grocery | WholeBlg | No | WholeBlg - Com RET Level 1 | 0.099844 | 0.26616 | 0.50404 | 0.81954 | 1.219 | 1.7093 | 2.2974 | 2.9904 | 3.7949 | 4.7174 | 5.6639 | 6.6727
SDG&E | GWh | Commercial | Com - Grocery | WholeBlg | No | WholeBlg - Com RET Level 2 | 0.47144 | 1.0815 | 1.8449 | 2.7774 | 3.8936 | 5.2095 | 6.74 | 8.5004 | 10.504 | 12.7632 | 15.2875 | 18.0849
SDG&E | GWh | Commercial | Com - Hospital | AppPlug | No | AppPlug - Desktop Computer (Com - Power Management) | 0.056679 | 0.11819 | 0.18208 | 0.24752 | 0.31292 | 0.37679 | 0.43758 | 0.49541 | 0.54986 | 0.60079 | 0.64853 | 0.63646
SDG&E | GWh | Commercial | Com - Hospital | AppPlug | No | AppPlug - Occupancy Sensor Plug Strip | 0 | 0 | 0 | 0 | 0 | 0 | 0 | 0 | 0 | 0.043143 | 0.086271 | 0.12273
SDG&E | GWh | Commercial | Com - Hospital | BldgEnv | No | BldgEnv - Wall Spray On Insulation | 0.0030941 | 0.0060335 | 0.0088259 | 0.011479 | 0.013999 | 0.016393 | 0.018667 | 0.017734 | 0.016847 | 0.016005 | 0.015205 | 0.014444
SDG&E | GWh | Commercial | Com - Hospital | FoodServ | No | FoodServ - Electric Steamer | 0.0098429 | 0.020321 | 0.031454 | 0.043308 | 0.055762 | 0.068632 | 0.081695 | 0.095101 | 0.10888 | 0.12301 | 0.13754 | 0.15241
SDG&E | GWh | Commercial | Com - Hospital | FoodServ | No | FoodServ - Oven (Electric) | 0.0067997 | 0.014185 | 0.022193 | 0.030888 | 0.040191 | 0.049968 | 0.060038 | 0.070508 | 0.081391 | 0.092663 | 0.10434 | 0.11637
SDG&E | GWh | Commercial | Com - Hospital | HVAC | Yes | HVAC - Advanced Package Rooftop AC (> EER 12) - Emerging | 0 | 0 | 0.00037355 | 0.0013348 | 0.0030085 | 0.0054772 | 0.0087997 | 0.013032 | 0.01825 | 0.02454 | 0.031988 | 0.04072
SDG&E | GWh | Commercial | Com - Hospital | HVAC | Yes | HVAC - Energy Recovery Ventilation - Emerging | 0.065916 | 0.14737 | 0.23104 | 0.31775 | 0.40396 | 0.48921 | 0.57077 | 0.64992 | 0.72782 | 0.80401 | 0.87805 | 0.95114
SDG&E | GWh | Commercial | Com - Hospital | HVAC | No | HVAC - Chiller (Centrifugal) | 0.10553 | 0.21325 | 0.33501 | 0.45981 | 0.58711 | 0.71623 | 0.84639 | 0.97793 | 1.111 | 1.2456 | 1.3819 | 1.52
SDG&E | GWh | Commercial | Com - Hospital | HVAC | No | HVAC - Chiller (Reciprocating) | 0.14386 | 0.28848 | 0.43421 | 0.58216 | 0.73126 | 0.87996 | 1.0265 | 1.1729 | 1.3202 | 1.4684 | 1.6184 | 1.7699
SDG&E | GWh | Commercial | Com - Hospital | HVAC | No | HVAC - Demand Controlled Ventilation | 0.22862 | 0.4749 | 0.72167 | 0.96534 | 1.2011 | 1.4241 | 1.6303 | 1.821 | 1.9969 | 2.1592 | 2.3096 | 2.221
SDG&E | GWh | Commercial | Com - Hospital | HVAC | No | HVAC - Direct Evaporative Cooler | 1.5923 | 3.1762 | 4.7615 | 6.3549 | 7.9562 | 9.563 | 11.1716 | 12.7909 | 14.4337 | 16.1005 | 17.7916 | 19.5052
SDG&E | GWh | Commercial | Com - Hospital | HVAC | No | HVAC - EER Rated Package Rooftop AC (EER 11) | 0.045754 | 0.092005 | 0.13887 | 0.18674 | 0.23532 | 0.28417 | 0.33273 | 0.38165 | 0.43124 | 0.48158 | 0.53289 | 0.58515
SDG&E | GWh | Commercial | Com - Hospital | HVAC | No | HVAC - SEER Rated Package Rooftop AC (Recharge) | 0 | 0 | 0 | 0 | 0.041085 | 0.077783 | 0.11062 | 0.14018 | 0.1257 | 0.11294 | 0.10165 | 0.091483
SDG&E | GWh | Commercial | Com - Hospital | HVAC | No | HVAC - SEER Rated Package Rooftop AC (SEER 14) | 0.38812 | 0.77846 | 0.77846 | 0.77846 | 0.77846 | 0.77846 | 0.77846 | 0.77846 | 0.77846 | 0.77846 | 0.77846 | 0.77846
SDG&E | GWh | Commercial | Com - Hospital | HVAC | No | HVAC - SEER Rated Package Rooftop AC (SEER 15) | 0.29743 | 0.59633 | 0.73614 | 0.87809 | 1.0213 | 1.1644 | 1.3058 | 1.4474 | 1.5902 | 1.7344 | 1.8806 | 2.0287
SDG&E | GWh | Commercial | Com - Hospital | HVAC | No | HVAC - SEER Rated Package Rooftop HP (SEER 14) | 0.029241 | 0.058581 | 0.058581 | 0.058581 | 0.058581 | 0.058581 | 0.058581 | 0.058581 | 0.058581 | 0.058581 | 0.058581 | 0.058581
SDG&E | GWh | Commercial | Com - Hospital | HVAC | No | HVAC - SEER Rated Package Rooftop HP (SEER 15) | 0.11455 | 0.22959 | 0.28336 | 0.33791 | 0.39285 | 0.44761 | 0.50151 | 0.55538 | 0.60953 | 0.66407 | 0.71926 | 0.775
SDG&E | GWh | Commercial | Com - Hospital | HVAC | No | HVAC - SEER Rated Split System AC (SEER 14) | 0.10611 | 0.21156 | 0.3159 | 0.3159 | 0.3159 | 0.3159 | 0.3159 | 0.3159 | 0.3159 | 0.3159 | 0.3159 | 0.3159
SDG&E | GWh | Commercial | Com - Hospital | HVAC | No | HVAC - SEER Rated Split System AC (SEER 15) | 0.034197 | 0.069516 | 0.086276 | 0.10341 | 0.12074 | 0.13804 | 0.15507 | 0.17207 | 0.18918 | 0.20641 | 0.22379 | 0.2413
SDG&E | GWh | Commercial | Com - Hospital | HVAC | No | HVAC - SEER Rated Split System HP (SEER 14) | 0.17467 | 0.34975 | 0.37348 | 0.3975 | 0.42163 | 0.44561 | 0.46911 | 0.49253 | 0.51603 | 0.53965 | 0.56351 | 0.58757
SDG&E | GWh | Commercial | Com - Hospital | HVAC | No | HVAC - SEER Rated Split System HP (SEER 15) | 0.068446 | 0.13711 | 0.16917 | 0.20167 | 0.23437 | 0.2669 | 0.29885 | 0.33073 | 0.36276 | 0.39498 | 0.42757 | 0.46047
SDG&E | GWh | Commercial | Com - Hospital | Lighting | Yes | Lighting - LED Fixture (Replacing T8) - Emerging | 0.087075 | 0.20685 | 0.37167 | 0.59485 | 0.8863 | 1.2557 | 1.7068 | 2.2572 | 2.9184 | 3.7016 | 4.6205 | 5.6775
SDG&E | GWh | Commercial | Com - Hospital | Lighting | Yes | Lighting - LED Lamp (Basic High - Indoor) - Emerging | 0.0035618 | 0.0097118 | 0.01856 | 0.029761 | 0.043605 | 0.045752 | 0.042901 | 0.038059 | 0.031512 | 0.019405 | 0.022403 | 0.025282
SDG&E | GWh | Commercial | Com - Hospital | Lighting | Yes | Lighting - LED Lamp (Basic Low - Indoor) - Emerging | 0.02519 | 0.05842 | 0.097387 | 0.14286 | 0.20672 | 0.22205 | 0.21501 | 0.20934 | 0.20476 | 0.16637 | 0.20945 | 0.25894
SDG&E | GWh | Commercial | Com - Hospital | Lighting | Yes | Lighting - LED Plug-In Indoor Fixture - Emerging | 0.023864 | 0.053697 | 0.090215 | 0.13421 | 0.18609 | 0.18946 | 0.19319 | 0.1976 | 0.20327 | 0.21027 | 0.21867 | 0.22851
SDG&E | GWh | Commercial | Com - Hospital | Lighting | No | Lighting - Cold Cathode Lamp | 0.013726 | 0.028411 | 0.043972 | 0.060396 | 0.077549 | 0.077549 | 0.077549 | 0.063823 | 0.049138 | 0.033576 | 0.017153 | 0
SDG&E | GWh | Commercial | Com - Hospital | Lighting | No | Lighting - Compact Fluorescent Fixture (Indoor) | 1.6868 | 3.5212 | 5.5062 | 7.6485 | 9.9396 | 8.2528 | 6.4185 | 4.4335 | 2.2912 | 0 | 0 | 0
SDG&E | GWh | Commercial | Com - Hospital | Lighting | No | Lighting - Compact Fluorescent Lamp (Basic High - Indoor) | 0.033058 | 0.076513 | 0.13022 | 0.19453 | 0.26925 | 0.2362 | 0.19274 | 0.13903 | 0.074721 | 0 | 0 | 0
SDG&E | GWh | Commercial | Com - Hospital | Lighting | No | Lighting - Compact Fluorescent Lamp (Basic Low - Indoor) | 0.98779 | 1.9837 | 2.9899 | 4.0083 | 5.0185 | 4.0307 | 3.0348 | 2.0286 | 1.0102 | 0 | 0 | 0
SDG&E | GWh | Commercial | Com - Hospital | Lighting | No | Lighting - Exit Fixture (LED) | 0.22471 | 0.44144 | 0.63558 | 0.79756 | 0.92677 | 1.0283 | 0.92314 | 0.81118 | 0.71368 | 0.6388 | 0.58728 | 0.55518
SDG&E | GWh | Commercial | Com - Hospital | Lighting | No | Lighting - Halogen Lamp (A-Line) | 0.0099812 | 0.023078 | 0.029421 | 0.036325 | 0.044025 | 0.024024 | 0 | 0 | 0 | 0 | 0 | 0
SDG&E | GWh | Commercial | Com - Hospital | Lighting | No | Lighting - Halogen Lamp (Reflector) | 0.0036682 | 0.0083551 | 0.010353 | 0.012373 | 0.014485 | 0.016616 | 0.018515 | 0.020188 | 0.021732 | 0.023136 | 0.024597 | 0.025983
SDG&E | GWh | Commercial | Com - Hospital | Lighting | No | Lighting - High Bay HID to T5 | 0.034988 | 0.072586 | 0.11469 | 0.1603 | 0.20767 | 0.28985 | 0.37221 | 0.45573 | 0.53898 | 0.62017 | 0.6977 | 0.76992
SDG&E | GWh | Commercial | Com - Hospital | Lighting | No | Lighting - Induction Fixture (Indoor) | 0.022638 | 0.050417 | 0.083527 | 0.12237 | 0.16671 | 0.21593 | 0.26904 | 0.3266 | 0.38869 | 0.45512 | 0.52592 | 0.60063
SDG&E | GWh | Commercial | Com - Hospital | Lighting | No | Lighting - Induction Fixture (Outdoor) | 0.0081398 | 0.017946 | 0.029495 | 0.042935 | 0.058192 | 0.075057 | 0.0932 | 0.11283 | 0.134 | 0.15666 | 0.18084 | 0.20641
SDG&E | GWh | Commercial | Com - Hospital | Lighting | No | Lighting - Linear Fluorescent Delamping | 0.011768 | 0.023736 | 0.039016 | 0.057722 | 0.079349 | 0 | 0 | 0 | 0 | 0 | 0 | 0
SDG&E | GWh | Commercial | Com - Hospital | Lighting | No | Lighting - Linear Fluorescent Fixture (Low Wattage T8) | 0.035568 | 0.081376 | 0.13696 | 0.20263 | 0.27771 | 0.36078 | 0.45007 | 0.54606 | 0.64909 | 0.75881 | 0.87521 | 0.99757
SDG&E | GWh | Commercial | Com - Hospital | Lighting | No | Lighting - Low Bay HID to T5 | 0.0038497 | 0.0079974 | 0.012496 | 0.017254 | 0.022121 | 0.028685 | 0.035162 | 0.041517 | 0.047673 | 0.053549 | 0.0591 | 0.064275
SDG&E | GWh | Commercial | Com - Hospital | Lighting | No | Lighting - Plug-In Fixture (Compact Fluorescent) | 0.40678 | 0.81226 | 1.2169 | 1.6226 | 2.027 | 2.027 | 2.027 | 2.027 | 2.027 | 2.027 | 2.027 | 2.027
SDG&E | GWh | Commercial | Com - Hospital | Lighting | No | Lighting - Plug-In Fixture (Exterior) | 0.064221 | 0.12908 | 0.19484 | 0.26204 | 0.33028 | 0.39892 | 0.46713 | 0.53587 | 0.60547 | 0.67605 | 0.74793 | 0.82096
SDG&E | GWh | Commercial | Com - Hospital | Lighting | No | Lighting - Plug-In Fixture (Induction) | 0.076852 | 0.15464 | 0.2333 | 0.31378 | 0.39537 | 0.47703 | 0.55748 | 0.63826 | 0.71994 | 0.80269 | 0.88699 | 0.97262
SDG&E | GWh | Commercial | Com - Hospital | Lighting | No | Lighting - Plug-In Fixture (Linear Fluorescent) | 0.68171 | 1.426 | 2.2218 | 3.0646 | 3.9417 | 3.9417 | 3.9417 | 3.9417 | 3.9417 | 3.9417 | 3.9417 | 3.9417
SDG&E | GWh | Commercial | Com - Hospital | Lighting | No | Lighting - Plug-In Fixture (PSMH with Electronic Ballast) | 0.087675 | 0.17858 | 0.26892 | 0.3596 | 0.45002 | 0.53927 | 0.62633 | 0.71251 | 0.79833 | 0.88394 | 0.96975 | 1.0556
SDG&E | GWh | Commercial | Com - Hospital | Lighting | No | Lighting - Plug-In Fixture (PSMH) | 0.083825 | 0.17067 | 0.25664 | 0.34249 | 0.42761 | 0.51118 | 0.59228 | 0.67212 | 0.75116 | 0.82953 | 0.90763 | 0.98536
SDG&E | GWh | Commercial | Com - Hospital | SHW | No | SHW - EF Rated Instantaneous Water Heater (Electric) | 0.00076032 | 0.0016987 | 0.0028309 | 0.0041737 | 0.005716 | 0.0074296 | 0.0092728 | 0.011266 | 0.01341 | 0.015698 | 0.018132 | 0.020693
SDG&E | GWh | Commercial | Com - Hospital | SHW | No | SHW - EF Rated Storage Water Heater (Electric) | 0.00058664 | 0.0012993 | 0.0012993 | 0.0012993 | 0.0012993 | 0.0012993 | 0.0012993 | 0.0012993 | 0.0012993 | 0.0012993 | 0.0012993 | 0.0012993
SDG&E | GWh | Commercial | Com - Hospital | Service | No | HVAC - Comprehensive Rooftop Unit Quality Maintenance | 0.22308 | 0.438 | 0.66076 | 0.88833 | 1.1168 | 1.3423 | 1.5607 | 1.7682 | 1.9619 | 2.1394 | 2.2994 | 2.2182
SDG&E | GWh | Commercial | Com - Hospital | Service | No | Service - HVAC Fault Detection & Diagnositics | 0.051986 | 0.12505 | 0.19602 | 0.26556 | 0.33312 | 0.39798 | 0.45927 | 0.51857 | 0.57616 | 0.63223 | 0.68725 | 0.74114
SDG&E | GWh | Commercial | Com - Hospital | Service | No | Service - Retro-Commissioning (Electric) | 0 | 0 | 0 | 0 | 0 | 0 | 0 | 0 | 0.1598 | 0.31503 | 0.43956 | 0.53056
SDG&E | GWh | Commercial | Com - Hospital | WholeBlg | No | HVAC - Energy Management System | 0.13741 | 0.29293 | 0.43851 | 0.57518 | 0.70254 | 0.82004 | 0.92703 | 1.0306 | 1.1316 | 1.2303 | 1.3275 | 1.4231
SDG&E | GWh | Commercial | Com - Hospital | WholeBlg | No | WholeBlg - Com NC Level 2 | 0.01376 | 0 | 0 | 0 | 0 | 0 | 0 | 0 | 0 | 0 | 0 | 0
SDG&E | GWh | Commercial | Com - Hospital | WholeBlg | No | WholeBlg - Com NC Level 3 | 0.0057515 | 0.0057515 | 0.0057515 | 0.0057515 | 0.0057515 | 0.0057515 | 0.0057515 | 0 | 0 | 0 | 0 | 0
SDG&E | GWh | Commercial | Com - Hospital | WholeBlg | No | WholeBlg - Com NC ZNE | 0.0006059 | 0.0006059 | 0.0006059 | 0.0006059 | 0.0042149 | 0.010814 | 0.020251 | 0.020251 | 0.020251 | 0.020251 | 0.019795 | 0.019795
SDG&E | GWh | Commercial | Com - Hospital | WholeBlg | No | WholeBlg - Com RET Level 1 | 0.065373 | 0.15474 | 0.26974 | 0.41215 | 0.58369 | 0.78623 | 1.0215 | 1.2914 | 1.5972 | 1.9406 | 2.3226 | 2.7457
SDG&E | GWh | Commercial | Com - Hospital | WholeBlg | No | WholeBlg - Com RET Level 2 | 0.11119 | 0.26272 | 0.45762 | 0.69945 | 0.99161 | 1.3377 | 1.7412 | 2.2056 | 2.7341 | 3.3299 | 3.9954 | 4.7308
SDG&E | GWh | Commercial | Com - Hotel | AppPlug | No | AppPlug - Desktop Computer (Com - Power Management) | 0.070932 | 0.14788 | 0.22782 | 0.30969 | 0.39164 | 0.47178 | 0.54816 | 0.62051 | 0.68862 | 0.75235 | 0.81207 | 0.79695
SDG&E | GWh | Commercial | Com - Hotel | AppPlug | No | AppPlug - Occupancy Sensor Plug Strip | 0 | 0 | 0 | 0 | 0 | 0 | 0 | 0 | 0 | 0.053976 | 0.10793 | 0.15354
SDG&E | GWh | Commercial | Com - Hotel | AppPlug | No | AppPlug - Vending Machine Controls | 0.095896 | 0.19478 | 0.29626 | 0.3998 | 0.50379 | 0.60609 | 0.60831 | 0.60252 | 0.5882 | 0.56539 | 0.53566 | 0.50111
SDG&E | GWh | Commercial | Com - Hotel | BldgEnv | No | BldgEnv - Wall Spray On Insulation | 0.0055159 | 0.010756 | 0.015734 | 0.020463 | 0.024956 | 0.029224 | 0.033279 | 0.031615 | 0.030034 | 0.028532 | 0.027106 | 0.025751
SDG&E | GWh | Commercial | Com - Hotel | BldgEnv | No | BldgEnv - Window Film | 0.1442 | 0.27768 | 0.41361 | 0.55467 | 0.70041 | 0.84888 | 0.99782 | 1.1461 | 1.2923 | 1.4358 | 1.5756 | 1.5662
SDG&E | GWh | Commercial | Com - Hotel | FoodServ | No | FoodServ - Electric Griddle | 0.00055335 | 0.0011648 | 0.0018399 | 0.0025865 | 0.0034003 | 0.0042709 | 0.0051828 | 0.0061456 | 0.0071608 | 0.008226 | 0.0093421 | 0.010503
SDG&E | GWh | Commercial | Com - Hotel | FoodServ | No | FoodServ - Electric Steamer | 0.0057952 | 0.011964 | 0.018519 | 0.025498 | 0.032831 | 0.04041 | 0.048103 | 0.055995 | 0.064107 | 0.072429 | 0.080982 | 0.089736
SDG&E | GWh | Commercial | Com - Hotel | FoodServ | No | FoodServ - Fryer (Electric) | 0 | 0 | 0 | 0 | 0 | 0 | 0 | 0 | 0 | 0 | 0.00069426 | 0.0014169
SDG&E | GWh | Commercial | Com - Hotel | FoodServ | No | FoodServ - Oven (Electric) | 0.0042536 | 0.0088738 | 0.013883 | 0.019322 | 0.025142 | 0.031259 | 0.03756 | 0.04411 | 0.050918 | 0.057969 | 0.065275 | 0.072801
SDG&E | GWh | Commercial | Com - Hotel | HVAC | Yes | HVAC - Advanced Package Rooftop AC (> EER 12) - Emerging | 0 | 0 | 0.00033267 | 0.0011802 | 0.002649 | 0.0048105 | 0.0077167 | 0.011418 | 0.015982 | 0.021486 | 0.028005 | 0.035654
SDG&E | GWh | Commercial | Com - Hotel | HVAC | No | HVAC - Chiller (Centrifugal) | 0.056842 | 0.11484 | 0.17399 | 0.23434 | 0.29585 | 0.3585 | 0.42223 | 0.49294 | 0.56471 | 0.63746 | 0.71126 | 0.78603
SDG&E | GWh | Commercial | Com - Hotel | HVAC | No | HVAC - Chiller (Reciprocating) | 0.07096 | 0.14227 | 0.21408 | 0.28693 | 0.36032 | 0.43347 | 0.50552 | 0.57751 | 0.64985 | 0.72265 | 0.79627 | 0.87059
SDG&E | GWh | Commercial | Com - Hotel | HVAC | No | HVAC - Demand Controlled Ventilation | 0.079166 | 0.16452 | 0.25015 | 0.33481 | 0.41685 | 0.49461 | 0.56663 | 0.63333 | 0.695 | 0.75197 | 0.80485 | 0.77475
SDG&E | GWh | Commercial | Com - Hotel | HVAC | No | HVAC - EER Rated Package Rooftop AC (EER 11) | 0.037445 | 0.075264 | 0.11356 | 0.15265 | 0.1923 | 0.23214 | 0.27167 | 0.31147 | 0.35179 | 0.39271 | 0.43441 | 0.4768
SDG&E | GWh | Commercial | Com - Hotel | HVAC | No | HVAC - EER Rated Package Rooftop HP (EER 11) | 0 | 0 | 0 | 0 | 0 | 0 | 0 | 0 | 0 | 0 | 0 | 0.001604
SDG&E | GWh | Commercial | Com - Hotel | HVAC | No | HVAC - Repair Duct System | 0 | 0 | 0 | 0 | 0 | 0 | 0 | 0 | 0 | 0 | 0 | 0.018129
SDG&E | GWh | Commercial | Com - Hotel | HVAC | No | HVAC - SEER Rated Package Rooftop AC (Recharge) | 0.060672 | 0.11528 | 0.16442 | 0.20865 | 0.18779 | 0.16901 | 0.15211 | 0.1369 | 0.12321 | 0.11089 | 0.099797 | 0.089817
SDG&E | GWh | Commercial | Com - Hotel | HVAC | No | HVAC - SEER Rated Package Rooftop AC (SEER 14) | 0.26151 | 0.52461 | 0.52461 | 0.52461 | 0.52461 | 0.52461 | 0.52461 | 0.52461 | 0.52461 | 0.52461 | 0.52461 | 0.52461
SDG&E | GWh | Commercial | Com - Hotel | HVAC | No | HVAC - SEER Rated Package Rooftop AC (SEER 15) | 0.22284 | 0.44679 | 0.55155 | 0.65793 | 0.76527 | 0.87255 | 0.97849 | 1.0846 | 1.1916 | 1.2997 | 1.4093 | 1.5203
SDG&E | GWh | Commercial | Com - Hotel | HVAC | No | HVAC - SEER Rated Package Rooftop HP (SEER 14) | 0.025432 | 0.050931 | 0.050931 | 0.050931 | 0.050931 | 0.050931 | 0.050931 | 0.050931 | 0.050931 | 0.050931 | 0.050931 | 0.050931
SDG&E | GWh | Commercial | Com - Hotel | HVAC | No | HVAC - SEER Rated Package Rooftop HP (SEER 15) | 0.10639 | 0.21326 | 0.26326 | 0.31407 | 0.36533 | 0.41649 | 0.46685 | 0.51724 | 0.56801 | 0.61924 | 0.6712 | 0.72379
SDG&E | GWh | Commercial | Com - Hotel | HVAC | No | HVAC - SEER Rated Split System AC (SEER 14) | 0.1828 | 0.36576 | 0.54961 | 0.54961 | 0.54961 | 0.54961 | 0.54961 | 0.54961 | 0.54961 | 0.54961 | 0.54961 | 0.54961
SDG&E | GWh | Commercial | Com - Hotel | HVAC | No | HVAC - SEER Rated Split System AC (SEER 15) | 0.068693 | 0.14032 | 0.17498 | 0.21128 | 0.24894 | 0.28749 | 0.32638 | 0.3661 | 0.40682 | 0.44857 | 0.49151 | 0.53553
SDG&E | GWh | Commercial | Com - Hotel | HVAC | No | HVAC - SEER Rated Split System HP (SEER 14) | 0.12159 | 0.24344 | 0.25996 | 0.27668 | 0.29348 | 0.31018 | 0.32655 | 0.34287 | 0.35924 | 0.37571 | 0.39236 | 0.40915
SDG&E | GWh | Commercial | Com - Hotel | HVAC | No | HVAC - SEER Rated Split System HP (SEER 15) | 0.052669 | 0.10551 | 0.13019 | 0.15524 | 0.18046 | 0.20557 | 0.23023 | 0.25485 | 0.27961 | 0.30455 | 0.32981 | 0.35534
SDG&E | GWh | Commercial | Com - Hotel | Lighting | Yes | Lighting - LED Fixture (Replacing T8) - Emerging | 0 | 0 | 0 | 0.039549 | 0.11778 | 0.23686 | 0.39492 | 0.59788 | 0.84892 | 1.1515 | 1.5099 | 1.9236
SDG&E | GWh | Commercial | Com - Hotel | Lighting | Yes | Lighting - LED Lamp (Basic High - Indoor) - Emerging | 0.0025257 | 0.0069403 | 0.014232 | 0.024089 | 0.036579 | 0.038569 | 0.037088 | 0.033474 | 0.027976 | 0.01797 | 0.021902 | 0.026989
SDG&E | GWh | Commercial | Com - Hotel | Lighting | Yes | Lighting - LED Lamp (Basic Low - Indoor) - Emerging | 0.0086947 | 0.02222 | 0.039044 | 0.059804 | 0.084861 | 0.089331 | 0.083637 | 0.078128 | 0.072333 | 0.057325 | 0.073413 | 0.092226
SDG&E | GWh | Commercial | Com - Hotel | Lighting | Yes | Lighting - LED Plug-In Indoor Fixture - Emerging | 0.0093596 | 0.020983 | 0.0353 | 0.052756 | 0.073642 | 0.07502 | 0.076567 | 0.078315 | 0.08059 | 0.083441 | 0.086918 | 0.091044
SDG&E | GWh | Commercial | Com - Hotel | Lighting | No | Lighting - Cold Cathode Lamp | 0.0038334 | 0.0079353 | 0.012269 | 0.016835 | 0.02157 | 0.02157 | 0.02157 | 0.02157 | 0.02157 | 0.02157 | 0.02157 | 0.02157
SDG&E | GWh | Commercial | Com - Hotel | Lighting | No | Lighting - Compact Fluorescent Fixture (Indoor) | 0.80679 | 1.6741 | 2.6032 | 3.5972 | 4.6522 | 3.8454 | 2.978 | 2.049 | 1.055 | 0 | 0 | 0
SDG&E | GWh | Commercial | Com - Hotel | Lighting | No | Lighting - Compact Fluorescent Lamp (Basic High - Indoor) | 0.11605 | 0.25457 | 0.41362 | 0.59188 | 0.78665 | 0.6706 | 0.53208 | 0.37303 | 0.19477 | 0 | 0 | 0
SDG&E | GWh | Commercial | Com - Hotel | Lighting | No | Lighting - Compact Fluorescent Lamp (Basic Low - Indoor) | 0.30936 | 0.63343 | 0.97092 | 1.32 | 1.6773 | 1.368 | 1.0439 | 0.70642 | 0.35736 | 0 | 0 | 0
SDG&E | GWh | Commercial | Com - Hotel | Lighting | No | Lighting - Exit Fixture (LED) | 0.26582 | 0.52226 | 0.75201 | 0.94376 | 1.0968 | 1.2172 | 1.0932 | 0.96089 | 0.84565 | 0.75711 | 0.69613 | 0.65803
SDG&E | GWh | Commercial | Com - Hotel | Lighting | No | Lighting - Halogen Lamp (A-Line) | 0.012488 | 0.028876 | 0.036818 | 0.045465 | 0.055107 | 0.030073 | 0 | 0 | 0 | 0 | 0 | 0
SDG&E | GWh | Commercial | Com - Hotel | Lighting | No | Lighting - Halogen Lamp (Reflector) | 0.0045871 | 0.01045 | 0.012954 | 0.015486 | 0.018134 | 0.020819 | 0.023212 | 0.025317 | 0.027263 | 0.029039 | 0.030881 | 0.03262
SDG&E | GWh | Commercial | Com - Hotel | Lighting | No | Lighting - Induction Fixture (Indoor) | 0.029725 | 0.065777 | 0.10834 | 0.15789 | 0.21408 | 0.2761 | 0.34267 | 0.4145 | 0.49167 | 0.57397 | 0.66146 | 0.75355
SDG&E | GWh | Commercial | Com - Hotel | Lighting | No | Lighting - Induction Fixture (Outdoor) | 0.010183 | 0.022451 | 0.0369 | 0.053716 | 0.072804 | 0.093906 | 0.11661 | 0.14117 | 0.16765 | 0.196 | 0.22625 | 0.25824
SDG&E | GWh | Commercial | Com - Hotel | Lighting | No | Lighting - Linear Fluorescent Delamping | 0.0019471 | 0.0039283 | 0.0064473 | 0.0095239 | 0.0095239 | 0 | 0 | 0 | 0 | 0 | 0 | 0
SDG&E | GWh | Commercial | Com - Hotel | Lighting | No | Lighting - Linear Fluorescent Fixture (Low Wattage T8) | 0.060504 | 0.13442 | 0.2221 | 0.32303 | 0.43391 | 0.55161 | 0.67314 | 0.79861 | 0.92872 | 1.0628 | 1.2003 | 1.34
SDG&E | GWh | Commercial | Com - Hotel | Lighting | No | Lighting - Occupancy Sensor | 0 | 0 | 0 | 0 | 0 | 0 | 0 | 0 | 0 | 0 | 0 | 0.16322
SDG&E | GWh | Commercial | Com - Hotel | Lighting | No | Lighting - Plug-In Fixture (Compact Fluorescent) | 0.19056 | 0.38106 | 0.57174 | 0.76364 | 0.95548 | 0.95548 | 0.95548 | 0.95548 | 0.95548 | 0.95548 | 0.95548 | 0.95548
SDG&E | GWh | Commercial | Com - Hotel | Lighting | No | Lighting - Plug-In Fixture (Exterior) | 0.080343 | 0.16148 | 0.24376 | 0.32783 | 0.41321 | 0.49909 | 0.58444 | 0.67043 | 0.75751 | 0.84582 | 0.93574 | 1.0271
SDG&E | GWh | Commercial | Com - Hotel | Lighting | No | Lighting - Plug-In Fixture (Induction) | 0 | 0 | 0 | 0 | 0 | 0 | 0 | 0 | 0 | 0 | 0 | 0.018662
SDG&E | GWh | Commercial | Com - Hotel | Lighting | No | Lighting - Plug-In Fixture (Linear Fluorescent) | 0.32325 | 0.67083 | 1.0389 | 1.4265 | 1.8285 | 1.8285 | 1.8285 | 1.8285 | 1.8285 | 1.8285 | 1.8285 | 1.8285
SDG&E | GWh | Commercial | Com - Hotel | Lighting | No | Lighting - Plug-In Fixture (PSMH with Electronic Ballast) | 0 | 0 | 0 | 0.053574 | 0.11047 | 0.16844 | 0.2259 | 0.28329 | 0.34071 | 0.39807 | 0.45558 | 0.51234
SDG&E | GWh | Commercial | Com - Hotel | Lighting | No | Lighting - Plug-In Fixture (PSMH) | 0.073357 | 0.15713 | 0.24175 | 0.32119 | 0.39847 | 0.47379 | 0.54665 | 0.61842 | 0.68961 | 0.7603 | 0.83081 | 0.89261
SDG&E | GWh | Commercial | Com - Hotel | SHW | No | SHW - EF Rated Instantaneous Water Heater (Electric) | 0 | 0 | 0 | 0.0007382 | 0.0016052 | 0.0025838 | 0.0036469 | 0.0048041 | 0.0060539 | 0.0073902 | 0.008813 | 0.010311
SDG&E | GWh | Commercial | Com - Hotel | SHW | No | SHW - EF Rated Storage Water Heater (Electric) | 0.00042574 | 0.00094916 | 0.00094916 | 0.00094916 | 0.00094916 | 0.00094916 | 0.00094916 | 0.00094916 | 0.00094916 | 0.00094916 | 0.00094916 | 0.00094916
SDG&E | GWh | Commercial | Com - Hotel | Service | No | HVAC - Comprehensive Rooftop Unit Quality Maintenance | 0.2791 | 0.54798 | 0.82668 | 1.1114 | 1.3973 | 1.6794 | 1.9526 | 2.2123 | 2.4546 | 2.6766 | 2.8767 | 2.7751
SDG&E | GWh | Commercial | Com - Hotel | Service | No | Service - HVAC Fault Detection & Diagnositics | 0.065061 | 0.15647 | 0.24526 | 0.33227 | 0.41692 | 0.4983 | 0.57531 | 0.6495 | 0.72154 | 0.7917 | 0.86053 | 0.92795
SDG&E | GWh | Commercial | Com - Hotel | Service | No | Service - Retro-Commissioning (Electric) | 0 | 0 | 0 | 0 | 0 | 0 | 0 | 0 | 0.19992 | 0.39414 | 0.54994 | 0.66378
SDG&E | GWh | Commercial | Com - Hotel | WholeBlg | No | HVAC - Energy Management System | 0.17192 | 0.36648 | 0.54862 | 0.7196 | 0.87895 | 1.0259 | 1.1598 | 1.2894 | 1.4157 | 1.5392 | 1.6609 | 1.7805
SDG&E | GWh | Commercial | Com - Hotel | WholeBlg | No | WholeBlg - Com NC Level 2 | 0.016737 | 0 | 0 | 0 | 0 | 0 | 0 | 0 | 0 | 0 | 0 | 0
SDG&E | GWh | Commercial | Com - Hotel | WholeBlg | No | WholeBlg - Com NC Level 3 | 0.0074431 | 0.0074431 | 0.0074431 | 0.0074431 | 0.0074431 | 0.0074431 | 0.0074431 | 0 | 0 | 0 | 0 | 0
SDG&E | GWh | Commercial | Com - Hotel | WholeBlg | No | WholeBlg - Com RET Level 1 | 0.057204 | 0.13592 | 0.23774 | 0.36429 | 0.51721 | 0.69824 | 0.90909 | 1.1514 | 1.4266 | 1.7361 | 2.081 | 2.4621
SDG&E | GWh | Commercial | Com - Hotel | WholeBlg | No | WholeBlg - Com RET Level 2 | 0.095091 | 0.22462 | 0.39119 | 0.59781 | 0.84749 | 1.1433 | 1.4882 | 1.8854 | 2.3375 | 2.8474 | 3.417 | 4.0484
SDG&E | GWh | Commercial | Com - Motel | AppPlug | No | AppPlug - Desktop Computer (Com - Power Management) | 0.070932 | 0.14788 | 0.22782 | 0.30969 | 0.39164 | 0.47178 | 0.54816 | 0.62051 | 0.68862 | 0.75235 | 0.81207 | 0.79695
SDG&E | GWh | Commercial | Com - Motel | AppPlug | No | AppPlug - Occupancy Sensor Plug Strip | 0 | 0 | 0 | 0 | 0 | 0 | 0 | 0 | 0 | 0.053976 | 0.10793 | 0.15354
SDG&E | GWh | Commercial | Com - Motel | AppPlug | No | AppPlug - Vending Machine Controls | 0.095896 | 0.19478 | 0.29626 | 0.3998 | 0.50379 | 0.60609 | 0.60831 | 0.60252 | 0.5882 | 0.56539 | 0.53566 | 0.50111
SDG&E | GWh | Commercial | Com - Motel | BldgEnv | No | BldgEnv - Wall Spray On Insulation | 0.0055689 | 0.010859 | 0.015885 | 0.02066 | 0.025196 | 0.029505 | 0.033599 | 0.031919 | 0.030323 | 0.028807 | 0.027366 | 0.025998
SDG&E | GWh | Commercial | Com - Motel | BldgEnv | No | BldgEnv - Window Film | 0.14858 | 0.28641 | 0.42683 | 0.57252 | 0.72298 | 0.87621 | 1.0299 | 1.1828 | 1.3334 | 1.4811 | 1.6248 | 1.6147
SDG&E | GWh | Commercial | Com - Motel | FoodServ | No | FoodServ - Electric Griddle | 0.00055335 | 0.0011648 | 0.0018399 | 0.0025865 | 0.0034003 | 0.0042709 | 0.0051828 | 0.0061456 | 0.0071608 | 0.008226 | 0.0093421 | 0.010503
SDG&E | GWh | Commercial | Com - Motel | FoodServ | No | FoodServ - Electric Steamer | 0.0057952 | 0.011964 | 0.018519 | 0.025498 | 0.032831 | 0.04041 | 0.048103 | 0.055995 | 0.064107 | 0.072429 | 0.080982 | 0.089736
SDG&E | GWh | Commercial | Com - Motel | FoodServ | No | FoodServ - Fryer (Electric) | 0 | 0 | 0 | 0 | 0 | 0 | 0 | 0 | 0 | 0 | 0.00069426 | 0.0014169
SDG&E | GWh | Commercial | Com - Motel | FoodServ | No | FoodServ - Oven (Electric) | 0.0042536 | 0.0088738 | 0.013883 | 0.019322 | 0.025142 | 0.031259 | 0.03756 | 0.04411 | 0.050918 | 0.057969 | 0.065275 | 0.072801
SDG&E | GWh | Commercial | Com - Motel | HVAC | Yes | HVAC - Advanced Package Rooftop AC (> EER 12) - Emerging | 0 | 0 | 0.00033199 | 0.0011779 | 0.0026438 | 0.0048012 | 0.0077018 | 0.011396 | 0.015951 | 0.021444 | 0.027951 | 0.035584
SDG&E | GWh | Commercial | Com - Motel | HVAC | No | HVAC - Chiller (Centrifugal) | 0 | 0 | 0 | 0 | 0 | 0 | 0 | 0 | 0 | 0 | 0.016361 | 0.03375
SDG&E | GWh | Commercial | Com - Motel | HVAC | No | HVAC - Chiller (Reciprocating) | 0.021321 | 0.042666 | 0.064093 | 0.085797 | 0.10759 | 0.12919 | 0.15029 | 0.17128 | 0.19232 | 0.21346 | 0.23483 | 0.25638
SDG&E | GWh | Commercial | Com - Motel | HVAC | No | HVAC - Demand Controlled Ventilation | 0.079166 | 0.16452 | 0.25015 | 0.33481 | 0.41685 | 0.49461 | 0.56663 | 0.63333 | 0.695 | 0.75197 | 0.80485 | 0.77475
SDG&E | GWh | Commercial | Com - Motel | HVAC | No | HVAC - EER Rated Package Rooftop AC (EER 11) | 0.037445 | 0.075265 | 0.11356 | 0.15265 | 0.1923 | 0.23214 | 0.27167 | 0.31148 | 0.3518 | 0.39272 | 0.43442 | 0.47682
SDG&E | GWh | Commercial | Com - Motel | HVAC | No | HVAC - EER Rated Package Rooftop HP (EER 11) | 0 | 0 | 0 | 0 | 0 | 0 | 0 | 0 | 0 | 0 | 0 | 0.001604
SDG&E | GWh | Commercial | Com - Motel | HVAC | No | HVAC - Repair Duct System | 0 | 0 | 0 | 0 | 0 | 0 | 0 | 0 | 0 | 0 | 0 | 0.017753
SDG&E | GWh | Commercial | Com - Motel | HVAC | No | HVAC - SEER Rated Package Rooftop AC (Recharge) | 0.053179 | 0.10104 | 0.14411 | 0.18288 | 0.16459 | 0.14813 | 0.13332 | 0.11999 | 0.10799 | 0.09719 | 0.087471 | 0.078724
SDG&E | GWh | Commercial | Com - Motel | HVAC | No | HVAC - SEER Rated Package Rooftop AC (SEER 14) | 0.26151 | 0.52461 | 0.52461 | 0.52461 | 0.52461 | 0.52461 | 0.52461 | 0.52461 | 0.52461 | 0.52461 | 0.52461 | 0.52461
SDG&E | GWh | Commercial | Com - Motel | HVAC | No | HVAC - SEER Rated Package Rooftop AC (SEER 15) | 0.22284 | 0.44679 | 0.55155 | 0.65793 | 0.76527 | 0.87254 | 0.97848 | 1.0846 | 1.1916 | 1.2997 | 1.4093 | 1.5203
SDG&E | GWh | Commercial | Com - Motel | HVAC | No | HVAC - SEER Rated Package Rooftop HP (SEER 14) | 0.025432 | 0.050931 | 0.050931 | 0.050931 | 0.050931 | 0.050931 | 0.050931 | 0.050931 | 0.050931 | 0.050931 | 0.050931 | 0.050931
SDG&E | GWh | Commercial | Com - Motel | HVAC | No | HVAC - SEER Rated Package Rooftop HP (SEER 15) | 0.10639 | 0.21326 | 0.26326 | 0.31407 | 0.36533 | 0.41649 | 0.46685 | 0.51724 | 0.56801 | 0.61924 | 0.6712 | 0.72379
SDG&E | GWh | Commercial | Com - Motel | HVAC | No | HVAC - SEER Rated Split System AC (SEER 14) | 0.1828 | 0.36576 | 0.54961 | 0.54961 | 0.54961 | 0.54961 | 0.54961 | 0.54961 | 0.54961 | 0.54961 | 0.54961 | 0.54961
SDG&E | GWh | Commercial | Com - Motel | HVAC | No | HVAC - SEER Rated Split System AC (SEER 15) | 0.068692 | 0.14032 | 0.17498 | 0.21128 | 0.24894 | 0.28749 | 0.32638 | 0.3661 | 0.40682 | 0.44857 | 0.49151 | 0.53553
SDG&E | GWh | Commercial | Com - Motel | HVAC | No | HVAC - SEER Rated Split System HP (SEER 14) | 0.12159 | 0.24344 | 0.25996 | 0.27668 | 0.29348 | 0.31018 | 0.32655 | 0.34287 | 0.35924 | 0.37571 | 0.39236 | 0.40915
SDG&E | GWh | Commercial | Com - Motel | HVAC | No | HVAC - SEER Rated Split System HP (SEER 15) | 0.052669 | 0.10551 | 0.13019 | 0.15524 | 0.18046 | 0.20557 | 0.23023 | 0.25485 | 0.27961 | 0.30455 | 0.32981 | 0.35534
SDG&E | GWh | Commercial | Com - Motel | Lighting | Yes | Lighting - LED Fixture (Replacing T8) - Emerging | 0 | 0 | 0 | 0 | 0.055109 | 0.16055 | 0.31103 | 0.50792 | 0.74733 | 1.0293 | 1.3559 | 1.7255
SDG&E | GWh | Commercial | Com - Motel | Lighting | Yes | Lighting - LED Lamp (Basic High - Indoor) - Emerging | 0.0018534 | 0.0051456 | 0.010763 | 0.018712 | 0.028908 | 0.030555 | 0.029669 | 0.027094 | 0.022801 | 0.01498 | 0.018406 | 0.022862
SDG&E | GWh | Commercial | Com - Motel | Lighting | Yes | Lighting - LED Lamp (Basic Low - Indoor) - Emerging | 0.0068455 | 0.01776 | 0.031572 | 0.048787 | 0.06978 | 0.073559 | 0.06919 | 0.064921 | 0.060399 | 0.048543 | 0.062484 | 0.078819
SDG&E | GWh | Commercial | Com - Motel | Lighting | Yes | Lighting - LED Plug-In Indoor Fixture - Emerging | 0.0078776 | 0.01764 | 0.029677 | 0.044388 | 0.062045 | 0.063215 | 0.064532 | 0.066025 | 0.067952 | 0.070374 | 0.073339 | 0.076868
SDG&E | GWh | Commercial | Com - Motel | Lighting | No | Lighting - Cold Cathode Lamp | 0.0027529 | 0.0056651 | 0.0087224 | 0.011935 | 0.015262 | 0.015262 | 0.015262 | 0.015262 | 0.015262 | 0.015262 | 0.015262 | 0.015262
SDG&E | GWh | Commercial | Com - Motel | Lighting | No | Lighting - Compact Fluorescent Fixture (Indoor) | 0.68913 | 1.4276 | 2.2162 | 3.0579 | 3.9493 | 3.2602 | 2.5218 | 1.7331 | 0.89142 | 0 | 0 | 0
SDG&E | GWh | Commercial | Com - Motel | Lighting | No | Lighting - Compact Fluorescent Lamp (Basic High - Indoor) | 0.095537 | 0.21075 | 0.3439 | 0.4937 | 0.65794 | 0.5624 | 0.44718 | 0.31403 | 0.16423 | 0 | 0 | 0
SDG&E | GWh | Commercial | Com - Motel | Lighting | No | Lighting - Compact Fluorescent Lamp (Basic Low - Indoor) | 0.25871 | 0.53086 | 0.81509 | 1.1098 | 1.4119 | 1.1532 | 0.88106 | 0.59683 | 0.30217 | 0 | 0 | 0
SDG&E | GWh | Commercial | Com - Motel | Lighting | No | Lighting - Exit Fixture (LED) | 0.2827 | 0.55535 | 0.79958 | 1.0034 | 1.1659 | 1.2935 | 1.1613 | 1.0204 | 0.8978 | 0.8036 | 0.73882 | 0.69845
SDG&E | GWh | Commercial | Com - Motel | Lighting | No | Lighting - Halogen Lamp (A-Line) | 0.012488 | 0.028879 | 0.036828 | 0.045482 | 0.055134 | 0.030088 | 0 | 0 | 0 | 0 | 0 | 0
SDG&E | GWh | Commercial | Com - Motel | Lighting | No | Lighting - Halogen Lamp (Reflector) | 0.0045849 | 0.010448 | 0.012955 | 0.015492 | 0.018146 | 0.020847 | 0.023258 | 0.025376 | 0.027335 | 0.029131 | 0.030986 | 0.032731
SDG&E | GWh | Commercial | Com - Motel | Lighting | No | Lighting - Induction Fixture (Indoor) | 0.029354 | 0.064898 | 0.10681 | 0.15555 | 0.21076 | 0.27165 | 0.33697 | 0.40741 | 0.48305 | 0.56368 | 0.64936 | 0.73952
SDG&E | GWh | Commercial | Com - Motel | Lighting | No | Lighting - Induction Fixture (Outdoor) | 0.010182 | 0.02245 | 0.036899 | 0.053715 | 0.072803 | 0.093905 | 0.11661 | 0.14117 | 0.16765 | 0.196 | 0.22625 | 0.25824
SDG&E | GWh | Commercial | Com - Motel | Lighting | No | Lighting - Linear Fluorescent Delamping | 0.0015483 | 0.0031243 | 0.0051241 | 0.0075641 | 0.0075641 | 0 | 0 | 0 | 0 | 0 | 0 | 0
SDG&E | GWh | Commercial | Com - Motel | Lighting | No | Lighting - Linear Fluorescent Fixture (Low Wattage T8) | 0.049649 | 0.11021 | 0.18209 | 0.26594 | 0.36103 | 0.46322 | 0.5691 | 0.67844 | 0.79092 | 0.90573 | 1.0225 | 1.1404
SDG&E | GWh | Commercial | Com - Motel | Lighting | No | Lighting - Occupancy Sensor | 0 | 0 | 0 | 0 | 0 | 0 | 0 | 0 | 0 | 0.16536 | 0.41042 | 0.6305
SDG&E | GWh | Commercial | Com - Motel | Lighting | No | Lighting - Plug-In Fixture (Compact Fluorescent) | 0.16672 | 0.3335 | 0.50058 | 0.66887 | 0.83724 | 0.83724 | 0.83724 | 0.83724 | 0.83724 | 0.83724 | 0.83724 | 0.83724
SDG&E | GWh | Commercial | Com - Motel | Lighting | No | Lighting - Plug-In Fixture (Exterior) | 0.080337 | 0.16148 | 0.24376 | 0.32783 | 0.41321 | 0.49908 | 0.58443 | 0.67043 | 0.7575 | 0.84581 | 0.93574 | 1.0271
SDG&E | GWh | Commercial | Com - Motel | Lighting | No | Lighting - Plug-In Fixture (Linear Fluorescent) | 0 | 0 | 0.31439 | 0.65242 | 1.0056 | 1.0056 | 1.0056 | 1.0056 | 1.0056 | 1.0056 | 1.0056 | 1.0056
SDG&E | GWh | Commercial | Com - Motel | Lighting | No | Lighting - Plug-In Fixture (PSMH with Electronic Ballast) | 0 | 0 | 0 | 0 | 0 | 0.032296 | 0.077108 | 0.12355 | 0.17109 | 0.21926 | 0.26799 | 0.31749
SDG&E | GWh | Commercial | Com - Motel | Lighting | No | Lighting - Plug-In Fixture (PSMH) | 0.065948 | 0.14488 | 0.22461 | 0.30625 | 0.38853 | 0.46562 | 0.53814 | 0.60852 | 0.67774 | 0.74617 | 0.81429 | 0.88131
SDG&E | GWh | Commercial | Com - Motel | SHW | No | SHW - EF Rated Instantaneous Water Heater (Electric) | 0.00040888 | 0.00091388 | 0.0015236 | 0.002247 | 0.0030783 | 0.0040026 | 0.0049975 | 0.0060737 | 0.0072321 | 0.0084684 | 0.0097837 | 0.011168
SDG&E | GWh | Commercial | Com - Motel | SHW | No | SHW - EF Rated Storage Water Heater (Electric) | 0.00031732 | 0.00070269 | 0.00070269 | 0.00070269 | 0.00070269 | 0.00070269 | 0.00070269 | 0.00070269 | 0.00070269 | 0.00070269 | 0.00070269 | 0.00070269
SDG&E | GWh | Commercial | Com - Motel | Service | No | HVAC - Comprehensive Rooftop Unit Quality Maintenance | 0.2791 | 0.54798 | 0.82668 | 1.1114 | 1.3973 | 1.6794 | 1.9526 | 2.2123 | 2.4546 | 2.6766 | 2.8767 | 2.7751
SDG&E | GWh | Commercial | Com - Motel | Service | No | Service - HVAC Fault Detection & Diagnositics | 0.065061 | 0.15647 | 0.24526 | 0.33227 | 0.41692 | 0.4983 | 0.57531 | 0.6495 | 0.72154 | 0.7917 | 0.86053 | 0.92795
SDG&E | GWh | Commercial | Com - Motel | Service | No | Service - Retro-Commissioning (Electric) | 0 | 0 | 0 | 0 | 0 | 0 | 0 | 0 | 0.19992 | 0.39414 | 0.54994 | 0.66378
SDG&E | GWh | Commercial | Com - Motel | WholeBlg | No | HVAC - Energy Management System | 0.17192 | 0.36648 | 0.54862 | 0.7196 | 0.87895 | 1.0259 | 1.1598 | 1.2894 | 1.4157 | 1.5392 | 1.6609 | 1.7805
SDG&E | GWh | Commercial | Com - Motel | WholeBlg | No | WholeBlg - Com NC Level 2 | 0.016737 | 0 | 0 | 0 | 0 | 0 | 0 | 0 | 0 | 0 | 0 | 0
SDG&E | GWh | Commercial | Com - Motel | WholeBlg | No | WholeBlg - Com NC Level 3 | 0.0074431 | 0.0074431 | 0.0074431 | 0.0074431 | 0.0074431 | 0.0074431 | 0.0074431 | 0 | 0 | 0 | 0 | 0
SDG&E | GWh | Commercial | Com - Motel | WholeBlg | No | WholeBlg - Com RET Level 1 | 0.057479 | 0.13661 | 0.239 | 0.3663 | 0.52017 | 0.70237 | 0.91462 | 1.1585 | 1.4357 | 1.7474 | 2.0948 | 2.4788
SDG&E | GWh | Commercial | Com - Motel | WholeBlg | No | WholeBlg - Com RET Level 2 | 0.091655 | 0.21651 | 0.37705 | 0.57621 | 0.81685 | 1.1019 | 1.4344 | 1.8171 | 2.2529 | 2.7442 | 3.2931 | 3.9016
SDG&E | GWh | Commercial | Com - Nusing Home | AppPlug | No | AppPlug - Desktop Computer (Com - Power Management) | 0.056696 | 0.1182 | 0.18209 | 0.24753 | 0.31304 | 0.37709 | 0.43814 | 0.49597 | 0.55041 | 0.60135 | 0.64909 | 0.637
SDG&E | GWh | Commercial | Com - Nusing Home | AppPlug | No | AppPlug - Occupancy Sensor Plug Strip | 0 | 0 | 0 | 0 | 0 | 0 | 0 | 0 | 0 | 0.043143 | 0.086271 | 0.12273
SDG&E | GWh | Commercial | Com - Nusing Home | AppPlug | No | AppPlug - Vending Machine Controls | 0.067302 | 0.1367 | 0.20792 | 0.28059 | 0.35357 | 0.42537 | 0.42693 | 0.42286 | 0.41281 | 0.39681 | 0.37594 | 0.35169
SDG&E | GWh | Commercial | Com - Nusing Home | BldgEnv | No | BldgEnv - Wall Spray On Insulation | 0.0015623 | 0.0030464 | 0.0044564 | 0.0057958 | 0.0070683 | 0.0082771 | 0.0094256 | 0.0089543 | 0.0085066 | 0.0080812 | 0.0076772 | 0.0072933
SDG&E | GWh | Commercial | Com - Nusing Home | BldgEnv | No | BldgEnv - Window Film | 0.11569 | 0.22295 | 0.33222 | 0.44558 | 0.56263 | 0.68182 | 0.80134 | 0.92029 | 1.0375 | 1.1524 | 1.2643 | 1.2564
SDG&E | GWh | Commercial | Com - Nusing Home | FoodServ | No | FoodServ - Electric Steamer | 0.0098432 | 0.020321 | 0.031454 | 0.043308 | 0.055763 | 0.068636 | 0.081703 | 0.095108 | 0.10889 | 0.12302 | 0.13755 | 0.15242
SDG&E | GWh | Commercial | Com - Nusing Home | FoodServ | No | FoodServ - Oven (Electric) | 0.0067998 | 0.014186 | 0.022193 | 0.030888 | 0.040193 | 0.049971 | 0.060044 | 0.070514 | 0.081397 | 0.092669 | 0.10435 | 0.11638
SDG&E | GWh | Commercial | Com - Nusing Home | HVAC | Yes | HVAC - Advanced Package Rooftop AC (> EER 12) - Emerging | 0 | 0 | 0.00018223 | 0.00077461 | 0.0019258 | 0.0037255 | 0.0062246 | 0.0094613 | 0.013485 | 0.018352 | 0.024117 | 0.030871
SDG&E | GWh | Commercial | Com - Nusing Home | HVAC | No | HVAC - Chiller (Centrifugal) | 0.056477 | 0.11409 | 0.17286 | 0.2328 | 0.2939 | 0.35612 | 0.41941 | 0.48359 | 0.54861 | 0.61446 | 0.68113 | 0.74866
SDG&E | GWh | Commercial | Com - Nusing Home | HVAC | No | HVAC - Chiller (Reciprocating) | 0.060758 | 0.12187 | 0.18346 | 0.24595 | 0.30893 | 0.37181 | 0.43386 | 0.49593 | 0.55833 | 0.62115 | 0.68467 | 0.74879
SDG&E | GWh | Commercial | Com - Nusing Home | HVAC | No | HVAC - Demand Controlled Ventilation | 0.16075 | 0.33398 | 0.50764 | 0.67922 | 0.84531 | 1.0026 | 1.1481 | 1.2827 | 1.4071 | 1.5218 | 1.6283 | 1.5664
SDG&E | GWh | Commercial | Com - Nusing Home | HVAC | No | HVAC - EER Rated Package Rooftop AC (EER 11) | 0 | 0 | 0.021068 | 0.043832 | 0.067989 | 0.10044 | 0.13355 | 0.16744 | 0.20208 | 0.23743 | 0.27357 | 0.31043
SDG&E | GWh | Commercial | Com - Nusing Home | HVAC | No | HVAC - SEER Rated Package Rooftop AC (Recharge) | 0 | 0 | 0 | 0 | 0 | 0 | 0 | 0 | 0 | 0 | 0.022358 | 0.043064
SDG&E | GWh | Commercial | Com - Nusing Home | HVAC | No | HVAC - SEER Rated Package Rooftop AC (SEER 14) | 0.35699 | 0.71622 | 0.71622 | 0.71622 | 0.71622 | 0.71622 | 0.71622 | 0.71622 | 0.71622 | 0.71622 | 0.71622 | 0.71622
SDG&E | GWh | Commercial | Com - Nusing Home | HVAC | No | HVAC - SEER Rated Package Rooftop AC (SEER 15) | 0.24368 | 0.48852 | 0.60301 | 0.71921 | 0.8364 | 0.9535 | 1.0691 | 1.185 | 1.3017 | 1.4196 | 1.5391 | 1.66
SDG&E | GWh | Commercial | Com - Nusing Home | HVAC | No | HVAC - SEER Rated Package Rooftop HP (SEER 14) | 0.029221 | 0.05856 | 0.05856 | 0.05856 | 0.05856 | 0.05856 | 0.05856 | 0.05856 | 0.05856 | 0.05856 | 0.05856 | 0.05856
SDG&E | GWh | Commercial | Com - Nusing Home | HVAC | No | HVAC - SEER Rated Package Rooftop HP (SEER 15) | 0.11733 | 0.23524 | 0.29038 | 0.34632 | 0.4027 | 0.45896 | 0.51442 | 0.56989 | 0.62567 | 0.68186 | 0.73872 | 0.79615
SDG&E | GWh | Commercial | Com - Nusing Home | HVAC | No | HVAC - SEER Rated Split System AC (SEER 14) | 0.27122 | 0.54288 | 0.8161 | 0.8161 | 0.8161 | 0.8161 | 0.8161 | 0.8161 | 0.8161 | 0.8161 | 0.8161 | 0.8161
SDG&E | GWh | Commercial | Com - Nusing Home | HVAC | No | HVAC - SEER Rated Split System AC (SEER 15) | 0.082224 | 0.16793 | 0.20937 | 0.25273 | 0.29767 | 0.34366 | 0.39002 | 0.43733 | 0.48582 | 0.5355 | 0.58656 | 0.63889
SDG&E | GWh | Commercial | Com - Nusing Home | HVAC | No | HVAC - SEER Rated Split System HP (SEER 14) | 0.16143 | 0.32312 | 0.34502 | 0.36719 | 0.38945 | 0.41154 | 0.43316 | 0.4547 | 0.47629 | 0.49799 | 0.51991 | 0.542
SDG&E | GWh | Commercial | Com - Nusing Home | HVAC | No | HVAC - SEER Rated Split System HP (SEER 15) | 0.058669 | 0.11744 | 0.14484 | 0.17261 | 0.20051 | 0.22822 | 0.25532 | 0.28231 | 0.3094 | 0.33664 | 0.36419 | 0.39199
SDG&E | GWh | Commercial | Com - Nusing Home | HVAC | No | HVAC - Thermostat | 0.19674 | 0.44371 | 0.67935 | 0.90618 | 1.1237 | 1.3301 | 1.5234 | 1.7072 | 1.8835 | 2.0531 | 2.2177 | 2.3774
SDG&E | GWh | Commercial | Com - Nusing Home | Lighting | Yes | Lighting - LED Fixture (Replacing T8) - Emerging | 0.049517 | 0.11818 | 0.21471 | 0.34796 | 0.52505 | 0.75349 | 1.0369 | 1.3881 | 1.815 | 2.3262 | 2.9319 | 3.6349
SDG&E | GWh | Commercial | Com - Nusing Home | Lighting | Yes | Lighting - LED Lamp (Basic High - Indoor) - Emerging | 0.0026054 | 0.0071558 | 0.013958 | 0.022607 | 0.033364 | 0.035044 | 0.033053 | 0.029398 | 0.024416 | 0.015245 | 0.01769 | 0.020037
SDG&E | GWh | Commercial | Com - Nusing Home | Lighting | Yes | Lighting - LED Lamp (Basic Low - Indoor) - Emerging | 0.019303 | 0.04541 | 0.076072 | 0.11199 | 0.16235 | 0.17451 | 0.16923 | 0.16517 | 0.16205 | 0.13309 | 0.16808 | 0.20839
SDG&E | GWh | Commercial | Com - Nusing Home | Lighting | Yes | Lighting - LED Plug-In Indoor Fixture - Emerging | 0.01907 | 0.042889 | 0.072082 | 0.10732 | 0.14897 | 0.15168 | 0.15469 | 0.15821 | 0.16275 | 0.16837 | 0.17514 | 0.18308
SDG&E | GWh | Commercial | Com - Nusing Home | Lighting | No | Lighting - Cold Cathode Lamp | 0.010759 | 0.022323 | 0.034607 | 0.04759 | 0.06115 | 0.06115 | 0.06115 | 0.06115 | 0.050391 | 0.038827 | 0.026544 | 0.013561
SDG&E | GWh | Commercial | Com - Nusing Home | Lighting | No | Lighting - Compact Fluorescent Fixture (Indoor) | 1.3608 | 2.8379 | 4.4339 | 6.1541 | 7.9916 | 6.6308 | 5.1536 | 3.5576 | 1.8375 | 0 | 0 | 0
SDG&E | GWh | Commercial | Com - Nusing Home | Lighting | No | Lighting - Compact Fluorescent Lamp (Basic High - Indoor) | 0.026387 | 0.061282 | 0.1045 | 0.15631 | 0.21656 | 0.19017 | 0.15528 | 0.11206 | 0.060252 | 0 | 0 | 0
SDG&E | GWh | Commercial | Com - Nusing Home | Lighting | No | Lighting - Compact Fluorescent Lamp (Basic Low - Indoor) | 0.79343 | 1.5933 | 2.4015 | 3.2198 | 4.0319 | 3.2385 | 2.4386 | 1.6304 | 0.8121 | 0 | 0 | 0
SDG&E | GWh | Commercial | Com - Nusing Home | Lighting | No | Lighting - Exit Fixture (LED) | 0.20291 | 0.39869 | 0.57412 | 0.72058 | 0.83757 | 0.92967 | 0.83526 | 0.73438 | 0.64651 | 0.57897 | 0.53241 | 0.50326
SDG&E | GWh | Commercial | Com - Nusing Home | Lighting | No | Lighting - Halogen Lamp (A-Line) | 0.0099814 | 0.02308 | 0.029428 | 0.036339 | 0.044046 | 0.024036 | 0 | 0 | 0 | 0 | 0 | 0
SDG&E | GWh | Commercial | Com - Nusing Home | Lighting | No | Lighting - Halogen Lamp (Reflector) | 0.0036665 | 0.008353 | 0.010354 | 0.012378 | 0.014494 | 0.016639 | 0.018551 | 0.020233 | 0.021788 | 0.023206 | 0.024678 | 0.026068
SDG&E | GWh | Commercial | Com - Nusing Home | Lighting | No | Lighting - High Bay HID to T5 | 0.025059 | 0.051961 | 0.08203 | 0.11454 | 0.14823 | 0.20679 | 0.26541 | 0.32478 | 0.38391 | 0.44151 | 0.49649 | 0.54767
SDG&E | GWh | Commercial | Com - Nusing Home | Lighting | No | Lighting - Induction Fixture (Indoor) | 0.024598 | 0.054743 | 0.090629 | 0.13268 | 0.18065 | 0.23386 | 0.29122 | 0.35334 | 0.42031 | 0.49191 | 0.5682 | 0.64865
SDG&E | GWh | Commercial | Com - Nusing Home | Lighting | No | Lighting - Induction Fixture (Outdoor) | 0.0081396 | 0.017945 | 0.029494 | 0.042935 | 0.058193 | 0.075059 | 0.093203 | 0.11284 | 0.134 | 0.15666 | 0.18084 | 0.20641
SDG&E | GWh | Commercial | Com - Nusing Home | Lighting | No | Lighting - Linear Fluorescent Delamping | 0.0085836 | 0.017314 | 0.028452 | 0.042082 | 0.057838 | 0 | 0 | 0 | 0 | 0 | 0 | 0
SDG&E | GWh | Commercial | Com - Nusing Home | Lighting | No | Lighting - Linear Fluorescent Fixture (Low Wattage T8) | 0.028812 | 0.066059 | 0.11151 | 0.16554 | 0.22763 | 0.2966 | 0.37093 | 0.45092 | 0.53681 | 0.62822 | 0.7251 | 0.82677
SDG&E | GWh | Commercial | Com - Nusing Home | Lighting | No | Lighting - Low Bay HID to T5 | 0 | 0 | 0 | 0.0028427 | 0.0063196 | 0.0097601 | 0.013033 | 0.016095 | 0.020221 | 0.024397 | 0.028345 | 0.032023
SDG&E | GWh | Commercial | Com - Nusing Home | Lighting | No | Lighting - Plug-In Fixture (Compact Fluorescent) | 0.33511 | 0.6693 | 1.0029 | 1.3377 | 1.6714 | 1.6714 | 1.6714 | 1.6714 | 1.6714 | 1.6714 | 1.6714 | 1.6714
SDG&E | GWh | Commercial | Com - Nusing Home | Lighting | No | Lighting - Plug-In Fixture (Exterior) | 0.06422 | 0.12908 | 0.19484 | 0.26204 | 0.33028 | 0.39892 | 0.46714 | 0.53588 | 0.60548 | 0.67606 | 0.74794 | 0.82097
SDG&E | GWh | Commercial | Com - Nusing Home | Lighting | No | Lighting - Plug-In Fixture (Induction) | 0 | 0 | 0 | 0.028288 | 0.077234 | 0.13161 | 0.18858 | 0.24783 | 0.309 | 0.37178 | 0.4363 | 0.50222
SDG&E | GWh | Commercial | Com - Nusing Home | Lighting | No | Lighting - Plug-In Fixture (Linear Fluorescent) | 0.55952 | 1.1687 | 1.819 | 2.5069 | 3.2222 | 3.2222 | 3.2222 | 3.2222 | 3.2222 | 3.2222 | 3.2222 | 3.2222
SDG&E | GWh | Commercial | Com - Nusing Home | Lighting | No | Lighting - Plug-In Fixture (PSMH with Electronic Ballast) | 0.094424 | 0.19134 | 0.28779 | 0.38183 | 0.4705 | 0.55398 | 0.63283 | 0.70938 | 0.7847 | 0.85927 | 0.93367 | 1.0079
SDG&E | GWh | Commercial | Com - Nusing Home | Lighting | No | Lighting - Plug-In Fixture (PSMH) | 0.097323 | 0.19709 | 0.29629 | 0.39063 | 0.47869 | 0.56088 | 0.63792 | 0.71209 | 0.7845 | 0.85561 | 0.926 | 0.99571
SDG&E | GWh | Commercial | Com - Nusing Home | SHW | No | SHW - EF Rated Instantaneous Water Heater (Electric) | 0.00076815 | 0.0017167 | 0.0028614 | 0.0042191 | 0.0057786 | 0.0075118 | 0.0093768 | 0.011394 | 0.013564 | 0.01588 | 0.018344 | 0.020937
SDG&E | GWh | Commercial | Com - Nusing Home | SHW | No | SHW - EF Rated Storage Water Heater (Electric) | 0.00059187 | 0.0013107 | 0.0013107 | 0.0013107 | 0.0013107 | 0.0013107 | 0.0013107 | 0.0013107 | 0.0013107 | 0.0013107 | 0.0013107 | 0.0013107
SDG&E | GWh | Commercial | Com - Nusing Home | Service | No | HVAC - Comprehensive Rooftop Unit Quality Maintenance | 0.22308 | 0.438 | 0.66076 | 0.88833 | 1.1168 | 1.3423 | 1.5607 | 1.7682 | 1.9619 | 2.1394 | 2.2994 | 2.2182
SDG&E | GWh | Commercial | Com - Nusing Home | Service | No | Service - HVAC Fault Detection & Diagnositics | 0.052003 | 0.12506 | 0.19604 | 0.26558 | 0.33324 | 0.39829 | 0.45984 | 0.51914 | 0.57673 | 0.6328 | 0.68782 | 0.74171
SDG&E | GWh | Commercial | Com - Nusing Home | Service | No | Service - Retro-Commissioning (Electric) | 0 | 0 | 0 | 0 | 0 | 0 | 0 | 0 | 0.1598 | 0.31503 | 0.43956 | 0.53056
SDG&E | GWh | Commercial | Com - Nusing Home | WholeBlg | No | HVAC - Energy Management System | 0.13741 | 0.29293 | 0.43851 | 0.57518 | 0.70254 | 0.82004 | 0.92703 | 1.0306 | 1.1316 | 1.2303 | 1.3275 | 1.4231
SDG&E | GWh | Commercial | Com - Nusing Home | WholeBlg | No | WholeBlg - Com NC Level 2 | 0.013317 | 0 | 0 | 0 | 0 | 0 | 0 | 0 | 0 | 0 | 0 | 0
SDG&E | GWh | Commercial | Com - Nusing Home | WholeBlg | No | WholeBlg - Com NC Level 3 | 0.0059955 | 0.0059955 | 0.0059955 | 0.0059955 | 0.0059955 | 0.0059955 | 0.0059955 | 0 | 0 | 0 | 0 | 0
SDG&E | GWh | Commercial | Com - Nusing Home | WholeBlg | No | WholeBlg - Com RET Level 1 | 0.059661 | 0.1415 | 0.24711 | 0.37826 | 0.53664 | 0.72408 | 0.94234 | 1.1931 | 1.478 | 1.7985 | 2.1556 | 2.5514
SDG&E | GWh | Commercial | Com - Nusing Home | WholeBlg | No | WholeBlg - Com RET Level 2 | 0.10957 | 0.25893 | 0.45119 | 0.68999 | 0.97879 | 1.3213 | 1.7212 | 2.1821 | 2.7073 | 3.3001 | 3.963 | 4.6972
SDG&E | GWh | Commercial | Com - Office (Large) | AppPlug | No | AppPlug - Desktop Computer (Com - Power Management) | 0.4251 | 0.88612 | 1.3701 | 1.8699 | 2.3732 | 2.8674 | 3.3391 | 3.7857 | 4.2051 | 4.596 | 4.9609 | 4.8755
SDG&E | GWh | Commercial | Com - Office (Large) | AppPlug | No | AppPlug - Occupancy Sensor Plug Strip | 0 | 0 | 0 | 0 | 0 | 0 | 0 | 0 | 0 | 0.2738 | 0.54752 | 0.77888
SDG&E | GWh | Commercial | Com - Office (Large) | AppPlug | No | AppPlug - Vending Machine Controls | 0.43899 | 0.89168 | 1.3562 | 1.8302 | 2.3063 | 2.7746 | 2.7847 | 2.7582 | 2.6927 | 2.5883 | 2.4522 | 2.294
SDG&E | GWh | Commercial | Com - Office (Large) | BldgEnv | No | BldgEnv - Wall Spray On Insulation | 0.0098757 | 0.019258 | 0.02817 | 0.036638 | 0.044681 | 0.052323 | 0.059583 | 0.056603 | 0.053773 | 0.051085 | 0.04853 | 0.046104
SDG&E | GWh | Commercial | Com - Office (Large) | BldgEnv | No | BldgEnv - Window Film | 0 | 0 | 0 | 0 | 0.087276 | 0.271 | 0.52054 | 0.8029 | 1.0938 | 1.3825 | 1.6642 | 1.9377
SDG&E | GWh | Commercial | Com - Office (Large) | FoodServ | No | FoodServ - Electric Steamer | 0.036747 | 0.075862 | 0.11742 | 0.16168 | 0.20818 | 0.25623 | 0.30501 | 0.35506 | 0.40649 | 0.45926 | 0.5135 | 0.56901
SDG&E | GWh | Commercial | Com - Office (Large) | FoodServ | No | FoodServ - Oven (Electric) | 0.026972 | 0.056268 | 0.08803 | 0.12252 | 0.15943 | 0.19821 | 0.23817 | 0.2797 | 0.32286 | 0.36757 | 0.4139 | 0.46162
SDG&E | GWh | Commercial | Com - Office (Large) | HVAC | No | HVAC - Chiller (Centrifugal) | 0.24994 | 0.50487 | 0.7648 | 1.0298 | 1.2998 | 1.5748 | 1.8543 | 2.1377 | 2.4247 | 2.7153 | 3.0095 | 3.3073
SDG&E | GWh | Commercial | Com - Office (Large) | HVAC | No | HVAC - Chiller (Reciprocating) | 0.34185 | 0.68543 | 1.0314 | 1.3824 | 1.7358 | 2.0881 | 2.4351 | 2.7818 | 3.1301 | 3.4807 | 3.8351 | 4.1928
SDG&E | GWh | Commercial | Com - Office (Large) | HVAC | No | HVAC - Demand Controlled Ventilation | 0.28277 | 0.58813 | 0.89501 | 1.1992 | 1.4946 | 1.7754 | 2.0362 | 2.2785 | 2.5032 | 2.7113 | 2.9049 | 2.8021
SDG&E | GWh | Commercial | Com - Office (Large) | HVAC | No | HVAC - EER Rated Package Rooftop AC (EER 11) | 0 | 0 | 0.044635 | 0.18606 | 0.33534 | 0.48902 | 0.64342 | 0.79998 | 0.95907 | 1.1206 | 1.2853 | 1.4527
SDG&E | GWh | Commercial | Com - Office (Large) | HVAC | No | HVAC - SEER Rated Package Rooftop AC (Recharge) | 0 | 0.38044 | 0.74235 | 1.0622 | 1.3358 | 1.1874 | 1.0217 | 0.86657 | 0.73705 | 0.6346 | 0.55508 | 0.49531
SDG&E | GWh | Commercial | Com - Office (Large) | HVAC | No | HVAC - SEER Rated Package Rooftop AC (SEER 14) | 0.70931 | 1.4226 | 1.4226 | 1.4226 | 1.4226 | 1.4226 | 1.4226 | 1.4226 | 1.4226 | 1.4226 | 1.4226 | 1.4226
SDG&E | GWh | Commercial | Com - Office (Large) | HVAC | No | HVAC - SEER Rated Package Rooftop AC (SEER 15) | 0.75914 | 1.5217 | 1.8781 | 2.2398 | 2.6045 | 2.9683 | 3.3267 | 3.6854 | 4.0465 | 4.4108 | 4.7802 | 5.154
SDG&E | GWh | Commercial | Com - Office (Large) | HVAC | No | HVAC - SEER Rated Package Rooftop HP (SEER 14) | 0.09418 | 0.18852 | 0.18852 | 0.18852 | 0.18852 | 0.18852 | 0.18852 | 0.18852 | 0.18852 | 0.18852 | 0.18852 | 0.18852
SDG&E | GWh | Commercial | Com - Office (Large) | HVAC | No | HVAC - SEER Rated Package Rooftop HP (SEER 15) | 0.35515 | 0.71125 | 0.87741 | 1.0458 | 1.2152 | 1.3836 | 1.5485 | 1.713 | 1.8781 | 2.0442 | 2.2122 | 2.3818
SDG&E | GWh | Commercial | Com - Office (Large) | HVAC | No | HVAC - SEER Rated Split System AC (SEER 14) | 0.42602 | 0.85254 | 1.2809 | 1.2809 | 1.2809 | 1.2809 | 1.2809 | 1.2809 | 1.2809 | 1.2809 | 1.2809 | 1.2809
SDG&E | GWh | Commercial | Com - Office (Large) | HVAC | No | HVAC - SEER Rated Split System AC (SEER 15) | 0.21321 | 0.43555 | 0.54311 | 0.65575 | 0.77253 | 0.89198 | 1.0122 | 1.1349 | 1.2607 | 1.3895 | 1.522 | 1.6577
SDG&E | GWh | Commercial | Com - Office (Large) | HVAC | No | HVAC - SEER Rated Split System HP (SEER 14) | 0.35666 | 0.71408 | 0.76249 | 0.81149 | 0.86069 | 0.90953 | 0.95736 | 1.005 | 1.0528 | 1.1007 | 1.1492 | 1.198
SDG&E | GWh | Commercial | Com - Office (Large) | HVAC | No | HVAC - SEER Rated Split System HP (SEER 15) | 0.16962 | 0.33975 | 0.41913 | 0.49955 | 0.58041 | 0.66079 | 0.73962 | 0.81823 | 0.89713 | 0.97645 | 1.0566 | 1.1375
SDG&E | GWh | Commercial | Com - Office (Large) | HVAC | No | HVAC - Thermostat | 1.0337 | 2.3312 | 3.569 | 4.76 | 5.9006 | 6.9828 | 7.9952 | 8.9577 | 9.8798 | 10.7663 | 11.6258 | 12.4587
SDG&E | GWh | Commercial | Com - Office (Large) | Lighting | Yes | Lighting - LED Fixture (Replacing T8) - Emerging | 0 | 0.14174 | 0.45425 | 0.98164 | 1.7563 | 2.8116 | 4.1597 | 5.8651 | 7.9581 | 10.4754 | 13.4625 | 16.9258
SDG&E | GWh | Commercial | Com - Office (Large) | Lighting | Yes | Lighting - LED Lamp (Basic High - Indoor) - Emerging | 0.01557 | 0.040455 | 0.07313 | 0.11034 | 0.15264 | 0.16168 | 0.1533 | 0.14265 | 0.13272 | 0.10754 | 0.13647 | 0.1693
SDG&E | GWh | Commercial | Com - Office (Large) | Lighting | Yes | Lighting - LED Lamp (Basic Low - Indoor) - Emerging | 0.045486 | 0.10778 | 0.18167 | 0.26825 | 0.36812 | 0.38843 | 0.36706 | 0.34723 | 0.32826 | 0.26453 | 0.33378 | 0.41363
SDG&E | GWh | Commercial | Com - Office (Large) | Lighting | Yes | Lighting - LED Plug-In Indoor Fixture - Emerging | 0.13529 | 0.30443 | 0.51164 | 0.76157 | 1.0566 | 1.0758 | 1.097 | 1.122 | 1.1541 | 1.1937 | 1.2413 | 1.2969
SDG&E | GWh | Commercial | Com - Office (Large) | Lighting | No | Lighting - Cold Cathode Lamp | 0.052123 | 0.10808 | 0.16745 | 0.23015 | 0.29555 | 0.29555 | 0.29555 | 0.29555 | 0.24343 | 0.18747 | 0.1281 | 0.065398
SDG&E | GWh | Commercial | Com - Office (Large) | Lighting | No | Lighting - Compact Fluorescent Fixture (Indoor) | 8.1973 | 17.0913 | 26.6957 | 37.0424 | 48.0886 | 39.8912 | 30.9972 | 21.3929 | 11.0462 | 0 | 0 | 0
SDG&E | GWh | Commercial | Com - Office (Large) | Lighting | No | Lighting - Compact Fluorescent Lamp (Basic High - Indoor) | 1.237 | 2.484 | 3.7422 | 5.0171 | 6.305 | 5.068 | 3.8209 | 2.5627 | 1.2879 | 0 | 0 | 0
SDG&E | GWh | Commercial | Com - Office (Large) | Lighting | No | Lighting - Compact Fluorescent Lamp (Basic Low - Indoor) | 1.5919 | 3.1933 | 4.8087 | 6.4418 | 8.0882 | 6.4963 | 4.895 | 3.2796 | 1.6464 | 0 | 0 | 0
SDG&E | GWh | Commercial | Com - Office (Large) | Lighting | No | Lighting - Exit Fixture (LED) | 1.443 | 2.8348 | 4.0814 | 5.1214 | 5.9509 | 6.6024 | 5.9272 | 5.2083 | 4.5823 | 4.1015 | 3.7709 | 3.565
SDG&E | GWh | Commercial | Com - Office (Large) | Lighting | No | Lighting - Halogen Lamp (A-Line) | 0.063344 | 0.14645 | 0.18668 | 0.23048 | 0.27931 | 0.15241 | 0 | 0 | 0 | 0 | 0 | 0
SDG&E | GWh | Commercial | Com - Office (Large) | Lighting | No | Lighting - Halogen Lamp (Reflector) | 0.023286 | 0.053034 | 0.065705 | 0.07851 | 0.09189 | 0.10536 | 0.11736 | 0.12794 | 0.1377 | 0.14655 | 0.15578 | 0.16455
SDG&E | GWh | Commercial | Com - Office (Large) | Lighting | No | Lighting - High Bay HID to T5 | 0 | 0 | 0.069949 | 0.24879 | 0.42286 | 0.59025 | 0.74869 | 0.97167 | 1.2997 | 1.6191 | 1.9291 | 2.2272
SDG&E | GWh | Commercial | Com - Office (Large) | Lighting | No | Lighting - Induction Fixture (Indoor) | 0.14765 | 0.33008 | 0.54869 | 0.80626 | 1.1015 | 1.4302 | 1.7858 | 2.1722 | 2.5898 | 3.0374 | 3.5151 | 4.0197
SDG&E | GWh | Commercial | Com - Office (Large) | Lighting | No | Lighting - Induction Fixture (Outdoor) | 0.051662 | 0.11389 | 0.18719 | 0.27249 | 0.36932 | 0.47636 | 0.59152 | 0.71612 | 0.85045 | 0.99424 | 1.1477 | 1.31
SDG&E | GWh | Commercial | Com - Office (Large) | Lighting | No | Lighting - Linear Fluorescent Delamping | 0.016664 | 0.033616 | 0.055216 | 0.081628 | 0.081628 | 0 | 0 | 0 | 0 | 0 | 0 | 0
SDG&E | GWh | Commercial | Com - Office (Large) | Lighting | No | Lighting - Linear Fluorescent Fixture (Low Wattage T8) | 0.37545 | 0.83452 | 1.371 | 1.9868 | 2.6757 | 3.4254 | 4.2199 | 5.0613 | 5.9489 | 6.8761 | 7.8392 | 8.8282
SDG&E | GWh | Commercial | Com - Office (Large) | Lighting | No | Lighting - Occupancy Sensor | 0 | 0 | 0 | 0 | 0 | 0 | 0 | 0 | 0 | 0 | 0 | 1.4101
SDG&E | GWh | Commercial | Com - Office (Large) | Lighting | No | Lighting - Plug-In Fixture (Compact Fluorescent) | 2.3203 | 4.6325 | 6.9393 | 9.2525 | 11.5574 | 11.5574 | 11.5574 | 11.5574 | 11.5574 | 11.5574 | 11.5574 | 11.5574
SDG&E | GWh | Commercial | Com - Office (Large) | Lighting | No | Lighting - Plug-In Fixture (Exterior) | 0.40759 | 0.8192 | 1.2366 | 1.663 | 2.0961 | 2.5318 | 2.9647 | 3.4009 | 3.8427 | 4.2906 | 4.7468 | 5.2103
SDG&E | GWh | Commercial | Com - Office (Large) | Lighting | No | Lighting - Plug-In Fixture (Induction) | 0 | 0 | 0 | 0 | 0 | 0.057307 | 0.22985 | 0.42609 | 0.64199 | 0.87272 | 1.116 | 1.3686
SDG&E | GWh | Commercial | Com - Office (Large) | Lighting | No | Lighting - Plug-In Fixture (Linear Fluorescent) | 3.937 | 8.2327 | 12.8234 | 17.6844 | 22.7413 | 22.7413 | 22.7413 | 22.7413 | 22.7413 | 22.7413 | 22.7413 | 22.7413
SDG&E | GWh | Commercial | Com - Office (Large) | Lighting | No | Lighting - Plug-In Fixture (PSMH with Electronic Ballast) | 0.43056 | 0.88308 | 1.333 | 1.7854 | 2.2361 | 2.6675 | 3.0541 | 3.4209 | 3.7747 | 4.12 | 4.4613 | 4.7997
SDG&E | GWh | Commercial | Com - Office (Large) | Lighting | No | Lighting - Plug-In Fixture (PSMH) | 0.45364 | 0.93169 | 1.4073 | 1.8849 | 2.3602 | 2.8147 | 3.2287 | 3.6156 | 3.9832 | 4.3371 | 4.6826 | 5.0213
SDG&E | GWh | Commercial | Com - Office (Large) | SHW | No | SHW - EF Rated Instantaneous Water Heater (Electric) | 0.0007486 | 0.0016718 | 0.0027765 | 0.0040746 | 0.0055542 | 0.007189 | 0.0089408 | 0.010829 | 0.012856 | 0.015014 | 0.017305 | 0.019713
SDG&E | GWh | Commercial | Com - Office (Large) | SHW | No | SHW - EF Rated Storage Water Heater (Electric) | 0.00065991 | 0.001462 | 0.001462 | 0.001462 | 0.001462 | 0.001462 | 0.001462 | 0.001462 | 0.001462 | 0.001462 | 0.001462 | 0.001462
SDG&E | GWh | Commercial | Com - Office (Large) | Service | No | HVAC - Comprehensive Rooftop Unit Quality Maintenance | 1.4158 | 2.7798 | 4.1935 | 5.6378 | 7.088 | 8.5189 | 9.9049 | 11.2221 | 12.4512 | 13.5776 | 14.5927 | 14.0775
SDG&E | GWh | Commercial | Com - Office (Large) | Service | No | Service - HVAC Fault Detection & Diagnositics | 0.33003 | 0.79371 | 1.2442 | 1.6855 | 2.1149 | 2.5277 | 2.9184 | 3.2947 | 3.6602 | 4.016 | 4.3652 | 4.7072
SDG&E | GWh | Commercial | Com - Office (Large) | Service | No | Service - Retro-Commissioning (Electric) | 0 | 0 | 0 | 0 | 0 | 0 | 0 | 0 | 1.0141 | 1.9993 | 2.7897 | 3.3671
SDG&E | GWh | Commercial | Com - Office (Large) | WholeBlg | No | HVAC - Energy Management System | 0.87209 | 1.8591 | 2.783 | 3.6503 | 4.4587 | 5.2043 | 5.8834 | 6.5406 | 7.1815 | 7.8081 | 8.4252 | 9.0319
SDG&E | GWh | Commercial | Com - Office (Large) | WholeBlg | No | WholeBlg - Com NC Level 2 | 0.084579 | 0 | 0 | 0 | 0 | 0 | 0 | 0 | 0 | 0 | 0 | 0
SDG&E | GWh | Commercial | Com - Office (Large) | WholeBlg | No | WholeBlg - Com NC Level 3 | 0.037908 | 0.037908 | 0.037908 | 0.037908 | 0.037908 | 0.037908 | 0.037908 | 0 | 0 | 0 | 0 | 0
SDG&E | GWh | Commercial | Com - Office (Large) | WholeBlg | No | WholeBlg - Com RET Level 1 | 0.27748 | 0.65797 | 1.1491 | 1.7592 | 2.4965 | 3.3698 | 4.3873 | 5.5575 | 6.8876 | 8.3847 | 10.0542 | 11.9007
SDG&E | GWh | Commercial | Com - Office (Large) | WholeBlg | No | WholeBlg - Com RET Level 2 | 0.51202 | 1.2102 | 2.1095 | 3.2273 | 4.5799 | 6.1857 | 8.062 | 10.2268 | 12.696 | 15.4857 | 18.6081 | 22.0753
SDG&E | GWh | Commercial | Com - Office (Small) | AppPlug | No | AppPlug - Desktop Computer (Com - Power Management) | 0.20003 | 0.41697 | 0.6447 | 0.87988 | 1.1168 | 1.3493 | 1.5713 | 1.7814 | 1.9787 | 2.1627 | 2.3344 | 2.2942
SDG&E | GWh | Commercial | Com - Office (Small) | AppPlug | No | AppPlug - Occupancy Sensor Plug Strip | 0 | 0 | 0 | 0 | 0 | 0 | 0 | 0 | 0 | 0.12884 | 0.25764 | 0.36651
SDG&E | GWh | Commercial | Com - Office (Small) | AppPlug | No | AppPlug - Vending Machine Controls | 0.22891 | 0.46495 | 0.70718 | 0.95432 | 1.2026 | 1.4467 | 1.452 | 1.4382 | 1.404 | 1.3496 | 1.2786 | 1.1962
SDG&E | GWh | Commercial | Com - Office (Small) | BldgEnv | No | BldgEnv - Wall Spray On Insulation | 0.0056438 | 0.011005 | 0.016099 | 0.020938 | 0.025535 | 0.029902 | 0.03405 | 0.032348 | 0.03073 | 0.029194 | 0.027734 | 0.026348
SDG&E | GWh | Commercial | Com - Office (Small) | BldgEnv | No | BldgEnv - Window Film | 0.11511 | 0.2187 | 0.3254 | 0.44651 | 0.58068 | 0.72454 | 0.8749 | 1.0314 | 1.1927 | 1.3596 | 1.5306 | 1.5891
SDG&E | GWh | Commercial | Com - Office (Small) | HVAC | No | HVAC - Chiller (Centrifugal) | 0.15093 | 0.30498 | 0.46222 | 0.62274 | 0.78647 | 0.95334 | 1.1232 | 1.2955 | 1.4702 | 1.6473 | 1.8266 | 2.0085
SDG&E | GWh | Commercial | Com - Office (Small) | HVAC | No | HVAC - Chiller (Reciprocating) | 0.19777 | 0.39697 | 0.59797 | 0.80212 | 1.0081 | 1.2141 | 1.4179 | 1.6219 | 1.8273 | 2.0342 | 2.2435 | 2.455
SDG&E | GWh | Commercial | Com - Office (Small) | HVAC | No | HVAC - Direct Evaporative Cooler | 2.1142 | 4.2261 | 6.3534 | 8.5078 | 10.6901 | 12.8972 | 15.124 | 17.3773 | 19.6587 | 21.9853 | 24.368 | 26.8043
SDG&E | GWh | Commercial | Com - Office (Small) | HVAC | No | HVAC - EER Rated Package Rooftop AC (EER 11) | 0 | 0 | 0 | 0 | 0.021465 | 0.091427 | 0.16383 | 0.23883 | 0.31613 | 0.39533 | 0.47653 | 0.55939
SDG&E | GWh | Commercial | Com - Office (Small) | HVAC | No | HVAC - SEER Rated Package Rooftop AC (Recharge) | 0 | 0 | 0 | 0 | 0 | 0.12216 | 0.23613 | 0.32967 | 0.40359 | 0.34449 | 0.28728 | 0.24483
SDG&E | GWh | Commercial | Com - Office (Small) | HVAC | No | HVAC - SEER Rated Package Rooftop AC (SEER 14) | 0.39924 | 0.80072 | 0.80072 | 0.80072 | 0.80072 | 0.80072 | 0.80072 | 0.80072 | 0.80072 | 0.80072 | 0.80072 | 0.80072
SDG&E | GWh | Commercial | Com - Office (Small) | HVAC | No | HVAC - SEER Rated Package Rooftop AC (SEER 15) | 0.39624 | 0.79422 | 0.98023 | 1.169 | 1.3592 | 1.549 | 1.7359 | 1.923 | 2.1114 | 2.3014 | 2.4941 | 2.6891
SDG&E | GWh | Commercial | Com - Office (Small) | HVAC | No | HVAC - SEER Rated Package Rooftop HP (SEER 14) | 0.047116 | 0.094322 | 0.094322 | 0.094322 | 0.094322 | 0.094322 | 0.094322 | 0.094322 | 0.094322 | 0.094322 | 0.094322 | 0.094322
SDG&E | GWh | Commercial | Com - Office (Small) | HVAC | No | HVAC - SEER Rated Package Rooftop HP (SEER 15) | 0.17703 | 0.35461 | 0.43751 | 0.52159 | 0.60621 | 0.69037 | 0.77288 | 0.85521 | 0.93794 | 1.0212 | 1.1055 | 1.1907
SDG&E | GWh | Commercial | Com - Office (Small) | HVAC | No | HVAC - SEER Rated Split System AC (SEER 14) | 0.12969 | 0.25901 | 0.38761 | 0.38761 | 0.38761 | 0.38761 | 0.38761 | 0.38761 | 0.38761 | 0.38761 | 0.38761 | 0.38761
SDG&E | GWh | Commercial | Com - Office (Small) | HVAC | No | HVAC - SEER Rated Split System AC (SEER 15) | 0.057103 | 0.11631 | 0.14458 | 0.17369 | 0.20333 | 0.2331 | 0.26255 | 0.29205 | 0.32174 | 0.35173 | 0.38219 | 0.41303
SDG&E | GWh | Commercial | Com - Office (Small) | HVAC | No | HVAC - SEER Rated Split System HP (SEER 14) | 0.18507 | 0.37056 | 0.39569 | 0.42113 | 0.44667 | 0.47203 | 0.49687 | 0.52162 | 0.54643 | 0.57136 | 0.59655 | 0.62194
SDG&E | GWh | Commercial | Com - Office (Small) | HVAC | No | HVAC - SEER Rated Split System HP (SEER 15) | 0.086455 | 0.17319 | 0.21368 | 0.25472 | 0.29601 | 0.33708 | 0.37738 | 0.41759 | 0.45796 | 0.49859 | 0.53969 | 0.58118
SDG&E | GWh | Commercial | Com - Office (Small) | HVAC | No | HVAC - Thermostat | 0.85192 | 1.9213 | 2.9416 | 3.9233 | 4.8638 | 5.7561 | 6.591 | 7.3849 | 8.1455 | 8.877 | 9.5863 | 10.2738
SDG&E | GWh | Commercial | Com - Office (Small) | Lighting | Yes | Lighting - LED Fixture (Replacing T8) - Emerging | 0 | 0.064465 | 0.20528 | 0.44335 | 0.79362 | 1.2716 | 1.8834 | 2.6583 | 3.61 | 4.7548 | 6.1133 | 7.6883
SDG&E | GWh | Commercial | Com - Office (Small) | Lighting | Yes | Lighting - LED Lamp (Basic High - Indoor) - Emerging | 0.0071727 | 0.018638 | 0.03369 | 0.05079 | 0.070201 | 0.074369 | 0.070533 | 0.065673 | 0.0612 | 0.04975 | 0.063185 | 0.078437
SDG&E | GWh | Commercial | Com - Office (Small) | Lighting | Yes | Lighting - LED Lamp (Basic Low - Indoor) - Emerging | 0.021047 | 0.049848 | 0.083956 | 0.12386 | 0.16985 | 0.17922 | 0.16935 | 0.16027 | 0.15168 | 0.12246 | 0.15462 | 0.19172
SDG&E | GWh | Commercial | Com - Office (Small) | Lighting | Yes | Lighting - LED Plug-In Indoor Fixture - Emerging | 0.016681 | 0.037301 | 0.062726 | 0.093826 | 0.13123 | 0.13371 | 0.13652 | 0.1397 | 0.1438 | 0.14898 | 0.15533 | 0.16291
SDG&E | GWh | Commercial | Com - Office (Small) | Lighting | No | Lighting - Cold Cathode Lamp | 0.024541 | 0.051029 | 0.079227 | 0.10907 | 0.14024 | 0.14024 | 0.14024 | 0.14024 | 0.14024 | 0.1157 | 0.089207 | 0.06101
SDG&E | GWh | Commercial | Com - Office (Small) | Lighting | No | Lighting - Compact Fluorescent Fixture (Indoor) | 3.8056 | 7.9317 | 12.3853 | 17.1815 | 22.3015 | 18.4959 | 14.3698 | 9.9161 | 5.12 | 0 | 0 | 0
SDG&E | GWh | Commercial | Com - Office (Small) | Lighting | No | Lighting - Compact Fluorescent Lamp (Basic High - Indoor) | 0.57422 | 1.1532 | 1.7376 | 2.3297 | 2.9281 | 2.3539 | 1.7748 | 1.1905 | 0.59835 | 0 | 0 | 0
SDG&E | GWh | Commercial | Com - Office (Small) | Lighting | No | Lighting - Compact Fluorescent Lamp (Basic Low - Indoor) | 0.73885 | 1.4823 | 2.2324 | 2.991 | 3.7559 | 3.017 | 2.2736 | 1.5234 | 0.76491 | 0 | 0 | 0
SDG&E | GWh | Commercial | Com - Office (Small) | Lighting | No | Lighting - Exit Fixture (LED) | 0.6679 | 1.3121 | 1.8892 | 2.3706 | 2.7547 | 3.0565 | 2.744 | 2.4112 | 2.1214 | 1.8988 | 1.7456 | 1.6502
SDG&E | GWh | Commercial | Com - Office (Small) | Lighting | No | Lighting - Halogen Lamp (A-Line) | 0.029809 | 0.068933 | 0.0879 | 0.10855 | 0.13158 | 0.071807 | 0 | 0 | 0 | 0 | 0 | 0
SDG&E | GWh | Commercial | Com - Office (Small) | Lighting | No | Lighting - Halogen Lamp (Reflector) | 0.010946 | 0.024941 | 0.030923 | 0.036974 | 0.043305 | 0.04974 | 0.055479 | 0.06052 | 0.065186 | 0.069454 | 0.073871 | 0.07803
SDG&E | GWh | Commercial | Com - Office (Small) | Lighting | No | Lighting - High Bay HID to T5 | 0 | 0 | 0 | 0.048216 | 0.12669 | 0.20211 | 0.27346 | 0.34219 | 0.45733 | 0.6011 | 0.74053 | 0.87455
SDG&E | GWh | Commercial | Com - Office (Small) | Lighting | No | Lighting - Induction Fixture (Indoor) | 0.075069 | 0.16782 | 0.27894 | 0.40984 | 0.55983 | 0.72681 | 0.90744 | 1.1036 | 1.3156 | 1.5428 | 1.7852 | 2.0411
SDG&E | GWh | Commercial | Com - Office (Small) | Lighting | No | Lighting - Induction Fixture (Outdoor) | 0.02431 | 0.053594 | 0.088083 | 0.12822 | 0.17379 | 0.22416 | 0.27834 | 0.33698 | 0.40018 | 0.46785 | 0.54007 | 0.61642
SDG&E | GWh | Commercial | Com - Office (Small) | Lighting | No | Lighting - Linear Fluorescent Delamping | 0.0075948 | 0.015321 | 0.025164 | 0.037199 | 0.037199 | 0 | 0 | 0 | 0 | 0 | 0 | 0
SDG&E | GWh | Commercial | Com - Office (Small) | Lighting | No | Lighting - Linear Fluorescent Fixture (Low Wattage T8) | 0.16976 | 0.37751 | 0.62019 | 0.89884 | 1.2107 | 1.5502 | 1.9103 | 2.2919 | 2.6944 | 3.1149 | 3.5518 | 4.0005
SDG&E | GWh | Commercial | Com - Office (Small) | Lighting | No | Lighting - Occupancy Sensor | 0 | 0 | 0 | 0 | 0 | 1.4416 | 2.7955 | 3.9574 | 3.5193 | 3.0478 | 2.6781 | 2.4078
SDG&E | GWh | Commercial | Com - Office (Small) | Lighting | No | Lighting - Plug-In Fixture (Compact Fluorescent) | 0.3631 | 0.7266 | 1.0911 | 1.4584 | 1.8263 | 1.8263 | 1.8263 | 1.8263 | 1.8263 | 1.8263 | 1.8263 | 1.8263
SDG&E | GWh | Commercial | Com - Office (Small) | Lighting | No | Lighting - Plug-In Fixture (Exterior) | 0.1918 | 0.38548 | 0.58188 | 0.78255 | 0.98636 | 1.1913 | 1.3951 | 1.6003 | 1.8082 | 2.019 | 2.2336 | 2.4518
SDG&E | GWh | Commercial | Com - Office (Small) | Lighting | No | Lighting - Plug-In Fixture (Induction) | 0 | 0 | 0 | 0 | 0 | 0.046915 | 0.12477 | 0.21427 | 0.31233 | 0.41664 | 0.52625 | 0.6399
SDG&E | GWh | Commercial | Com - Office (Small) | Lighting | No | Lighting - Plug-In Fixture (Linear Fluorescent) | 0.95768 | 1.9932 | 3.0937 | 4.255 | 5.461 | 5.461 | 5.461 | 5.461 | 5.461 | 5.461 | 5.461 | 5.461
SDG&E | GWh | Commercial | Com - Office (Small) | Lighting | No | Lighting - Plug-In Fixture (PSMH with Electronic Ballast) | 0.19533 | 0.40125 | 0.60595 | 0.81174 | 1.0169 | 1.2089 | 1.3834 | 1.5487 | 1.7084 | 1.8647 | 2.0195 | 2.1732
SDG&E | GWh | Commercial | Com - Office (Small) | Lighting | No | Lighting - Plug-In Fixture (PSMH) | 0.20596 | 0.42403 | 0.64119 | 0.85949 | 1.0769 | 1.2806 | 1.4679 | 1.6426 | 1.8092 | 1.9701 | 2.1275 | 2.282
SDG&E | GWh | Commercial | Com - Office (Small) | SHW | No | SHW - EF Rated Instantaneous Water Heater (Electric) | 0.002058 | 0.0045979 | 0.0076482 | 0.011246 | 0.015361 | 0.019919 | 0.024812 | 0.030093 | 0.035769 | 0.041817 | 0.048244 | 0.055002
SDG&E | GWh | Commercial | Com - Office (Small) | SHW | No | SHW - EF Rated Storage Water Heater (Electric) | 0.0016382 | 0.0036285 | 0.0036285 | 0.0036285 | 0.0036285 | 0.0036285 | 0.0036285 | 0.0036285 | 0.0036285 | 0.0036285 | 0.0036285 | 0.0036285
SDG&E | GWh | Commercial | Com - Office (Small) | Service | No | HVAC - Comprehensive Rooftop Unit Quality Maintenance | 0.66621 | 1.308 | 1.9733 | 2.6529 | 3.3353 | 4.0086 | 4.6609 | 5.2807 | 5.859 | 6.3891 | 6.8667 | 6.6243
SDG&E | GWh | Commercial | Com - Office (Small) | Service | No | Service - HVAC Fault Detection & Diagnositics | 0.1553 | 0.37349 | 0.58545 | 0.79312 | 0.99518 | 1.1894 | 1.3733 | 1.5504 | 1.7223 | 1.8898 | 2.0541 | 2.215
SDG&E | GWh | Commercial | Com - Office (Small) | Service | No | Service - Retro-Commissioning (Electric) | 0 | 0 | 0 | 0 | 0 | 0 | 0 | 0 | 0.47722 | 0.9408 | 1.3127 | 1.5844
SDG&E | GWh | Commercial | Com - Office (Small) | WholeBlg | No | HVAC - Energy Management System | 0.41037 | 0.87479 | 1.3096 | 1.7177 | 2.0981 | 2.4489 | 2.7685 | 3.0778 | 3.3793 | 3.6742 | 3.9646 | 4.25
SDG&E | GWh | Commercial | Com - Office (Small) | WholeBlg | No | WholeBlg - Com NC Level 2 | 0.039777 | 0 | 0 | 0 | 0 | 0 | 0 | 0 | 0 | 0 | 0 | 0
SDG&E | GWh | Commercial | Com - Office (Small) | WholeBlg | No | WholeBlg - Com NC Level 3 | 0.01788 | 0.01788 | 0.01788 | 0.01788 | 0.01788 | 0.01788 | 0.01788 | 0 | 0 | 0 | 0 | 0
SDG&E | GWh | Commercial | Com - Office (Small) | WholeBlg | No | WholeBlg - Com RET Level 1 | 0.1221 | 0.29004 | 0.50732 | 0.77779 | 1.1052 | 1.4935 | 1.9466 | 2.4682 | 3.0619 | 3.7308 | 4.4775 | 5.3042
SDG&E | GWh | Commercial | Com - Office (Small) | WholeBlg | No | WholeBlg - Com RET Level 2 | 0.22717 | 0.5371 | 0.93634 | 1.4327 | 2.0335 | 2.7467 | 3.5799 | 4.5411 | 5.6371 | 6.8752 | 8.2606 | 9.7989
SDG&E | GWh | Commercial | Com - Restaurant (Fast Food) | AppPlug | No | AppPlug - Desktop Computer (Com - Power Management) | 0.02432 | 0.0507 | 0.078093 | 0.10614 | 0.1342 | 0.16162 | 0.18774 | 0.21247 | 0.23572 | 0.25745 | 0.27779 | 0.27244
SDG&E | GWh | Commercial | Com - Restaurant (Fast Food) | AppPlug | No | AppPlug - Occupancy Sensor Plug Strip | 0 | 0 | 0 | 0 | 0 | 0 | 0 | 0 | 0 | 0.01849 | 0.036963 | 0.052562
SDG&E | GWh | Commercial | Com - Restaurant (Fast Food) | AppPlug | No | AppPlug - Vending Machine Controls | 0.040097 | 0.081441 | 0.12386 | 0.16711 | 0.21054 | 0.25324 | 0.25408 | 0.25154 | 0.24543 | 0.23575 | 0.22317 | 0.20856
SDG&E | GWh | Commercial | Com - Restaurant (Fast Food) | BldgEnv | No | BldgEnv - Wall Spray On Insulation | 0.00099972 | 0.0019495 | 0.0028517 | 0.0037089 | 0.0045231 | 0.0052967 | 0.0060316 | 0.00573 | 0.0054435 | 0.0051713 | 0.0049128 | 0.0046671
SDG&E | GWh | Commercial | Com - Restaurant (Fast Food) | BldgEnv | No | BldgEnv - Window Film | 0 | 0 | 0.0090728 | 0.028324 | 0.054409 | 0.0835 | 0.11296 | 0.14168 | 0.16925 | 0.1959 | 0.22183 | 0.24713
SDG&E | GWh | Commercial | Com - Restaurant (Fast Food) | ComRefrig | No | ComRefrig - Strip Curtain for Walk In Refrigerator | 0 | 0.72659 | 1.4968 | 2.2969 | 3.0994 | 3.8689 | 3.8436 | 3.6802 | 3.3792 | 2.9674 | 2.4891 | 1.9925
SDG&E | GWh | Commercial | Com - Restaurant (Fast Food) | FoodServ | No | FoodServ - Electric Griddle | 0.00018975 | 0.00039943 | 0.00063089 | 0.00088689 | 0.0011659 | 0.0014643 | 0.0017769 | 0.0021069 | 0.0024548 | 0.0028198 | 0.0032023 | 0.0036001
SDG&E | GWh | Commercial | Com - Restaurant (Fast Food) | FoodServ | No | FoodServ - Electric Steamer | 0.11924 | 0.24615 | 0.38101 | 0.52458 | 0.67542 | 0.8313 | 0.98952 | 1.1518 | 1.3186 | 1.4898 | 1.6656 | 1.8456
SDG&E | GWh | Commercial | Com - Restaurant (Fast Food) | FoodServ | No | FoodServ - Fryer (Electric) | 0 | 0 | 0 | 0 | 0 | 0 | 0 | 0 | 0 | 0 | 0.011004 | 0.022456
SDG&E | GWh | Commercial | Com - Restaurant (Fast Food) | FoodServ | No | FoodServ - Grill to Order Cabinet | 0.079823 | 0.16853 | 0.26708 | 0.37678 | 0.4971 | 0.62653 | 0.76275 | 0.9072 | 1.06 | 1.2208 | 1.3897 | 1.5655
SDG&E | GWh | Commercial | Com - Restaurant (Fast Food) | FoodServ | No | FoodServ - Oven (Electric) | 0.020421 | 0.042601 | 0.066647 | 0.092754 | 0.12069 | 0.15005 | 0.18028 | 0.21171 | 0.24438 | 0.27821 | 0.31326 | 0.34936
SDG&E | GWh | Commercial | Com - Restaurant (Fast Food) | HVAC | Yes | HVAC - Advanced Package Rooftop AC (> EER 12) - Emerging | 0 | 0 | 0.00025294 | 0.00090516 | 0.0020437 | 0.0037278 | 0.0060174 | 0.0089611 | 0.012613 | 0.01703 | 0.022266 | 0.028402
SDG&E | GWh | Commercial | Com - Restaurant (Fast Food) | HVAC | No | HVAC - Direct Evaporative Cooler | 0.60489 | 1.2061 | 1.807 | 2.4099 | 3.015 | 3.6217 | 4.2289 | 4.8383 | 5.4507 | 6.0667 | 6.6867 | 7.3108
SDG&E | GWh | Commercial | Com - Restaurant (Fast Food) | HVAC | No | HVAC - EER Rated Package Rooftop AC (EER 11) | 0 | 0 | 0 | 0 | 0 | 0 | 0.015801 | 0.032389 | 0.049672 | 0.067512 | 0.085879 | 0.10467
SDG&E | GWh | Commercial | Com - Restaurant (Fast Food) | HVAC | No | HVAC - SEER Rated Package Rooftop AC (Recharge) | 0 | 0 | 0.039046 | 0.074718 | 0.10467 | 0.1306 | 0.11489 | 0.10023 | 0.089184 | 0.080265 | 0.072239 | 0.065015
SDG&E | GWh | Commercial | Com - Restaurant (Fast Food) | HVAC | No | HVAC - SEER Rated Package Rooftop AC (SEER 14) | 0.20822 | 0.41778 | 0.41778 | 0.41778 | 0.41778 | 0.41778 | 0.41778 | 0.41778 | 0.41778 | 0.41778 | 0.41778 | 0.41778
SDG&E | GWh | Commercial | Com - Restaurant (Fast Food) | HVAC | No | HVAC - SEER Rated Package Rooftop AC (SEER 15) | 0.17902 | 0.35891 | 0.443 | 0.52834 | 0.61437 | 0.70025 | 0.78491 | 0.86965 | 0.95502 | 1.0412 | 1.1285 | 1.217
SDG&E | GWh | Commercial | Com - Restaurant (Fast Food) | HVAC | No | HVAC - SEER Rated Package Rooftop HP (SEER 14) | 0.022142 | 0.044348 | 0.044348 | 0.044348 | 0.044348 | 0.044348 | 0.044348 | 0.044348 | 0.044348 | 0.044348 | 0.044348 | 0.044348
SDG&E | GWh | Commercial | Com - Restaurant (Fast Food) | HVAC | No | HVAC - SEER Rated Package Rooftop HP (SEER 15) | 0.087876 | 0.17608 | 0.21724 | 0.25895 | 0.3009 | 0.34261 | 0.38354 | 0.42435 | 0.46533 | 0.50653 | 0.54819 | 0.59022
SDG&E | GWh | Commercial | Com - Restaurant (Fast Food) | HVAC | No | HVAC - SEER Rated Split System AC (SEER 14) | 0.089307 | 0.17877 | 0.2684 | 0.2684 | 0.2684 | 0.2684 | 0.2684 | 0.2684 | 0.2684 | 0.2684 | 0.2684 | 0.2684
SDG&E | GWh | Commercial | Com - Restaurant (Fast Food) | HVAC | No | HVAC - SEER Rated Split System AC (SEER 15) | 0.030335 | 0.061925 | 0.077119 | 0.092908 | 0.10914 | 0.1256 | 0.14204 | 0.15866 | 0.17554 | 0.19269 | 0.21018 | 0.22795
SDG&E | GWh | Commercial | Com - Restaurant (Fast Food) | HVAC | No | HVAC - SEER Rated Split System HP (SEER 14) | 0.086984 | 0.17416 | 0.18597 | 0.19791 | 0.20989 | 0.22179 | 0.23342 | 0.24501 | 0.25662 | 0.26827 | 0.28005 | 0.2919
SDG&E | GWh | Commercial | Com - Restaurant (Fast Food) | HVAC | No | HVAC - SEER Rated Split System HP (SEER 15) | 0.03687 | 0.07381 | 0.091021 | 0.10845 | 0.12594 | 0.14329 | 0.16024 | 0.1771 | 0.194 | 0.21099 | 0.22815 | 0.24545
SDG&E | GWh | Commercial | Com - Restaurant (Fast Food) | HVAC | No | HVAC - Thermostat | 0.14514 | 0.32732 | 0.50111 | 0.66843 | 0.82895 | 0.98136 | 1.124 | 1.2598 | 1.3899 | 1.5151 | 1.6366 | 1.7545
SDG&E | GWh | Commercial | Com - Restaurant (Fast Food) | Lighting | Yes | Lighting - LED Fixture (Replacing T8) - Emerging | 0.022628 | 0.054814 | 0.10045 | 0.16372 | 0.24786 | 0.35599 | 0.48938 | 0.65354 | 0.85195 | 1.0881 | 1.3661 | 1.6868
SDG&E | GWh | Commercial | Com - Restaurant (Fast Food) | Lighting | Yes | Lighting - LED Lamp (Basic High - Indoor) - Emerging | 0.025311 | 0.074663 | 0.14543 | 0.2388 | 0.35826 | 0.37737 | 0.35735 | 0.32275 | 0.27255 | 0.17819 | 0.21051 | 0.24332
SDG&E | GWh | Commercial | Com - Restaurant (Fast Food) | Lighting | Yes | Lighting - LED Lamp (Basic Low - Indoor) - Emerging | 0.18346 | 0.44543 | 0.78206 | 1.2026 | 1.7115 | 1.8022 | 1.6824 | 1.5107 | 1.3093 | 0.90057 | 1.1168 | 1.3694
SDG&E | GWh | Commercial | Com - Restaurant (Fast Food) | Lighting | Yes | Lighting - LED Plug-In Indoor Fixture - Emerging | 0.0065082 | 0.01463 | 0.024591 | 0.036636 | 0.0509 | 0.051831 | 0.052865 | 0.05407 | 0.055625 | 0.057556 | 0.059887 | 0.062628
SDG&E | GWh | Commercial | Com - Restaurant (Fast Food) | Lighting | No | Lighting - Cold Cathode Lamp | 0.0076577 | 0.015813 | 0.024435 | 0.033521 | 0.043014 | 0.043014 | 0.035356 | 0.027201 | 0.018579 | 0.0094926 | 0 | 0
SDG&E | GWh | Commercial | Com - Restaurant (Fast Food) | Lighting | No | Lighting - Compact Fluorescent Fixture (Indoor) | 0.80902 | 1.6896 | 2.6431 | 3.6729 | 4.7747 | 3.9657 | 3.0852 | 2.1316 | 1.1018 | 0 | 0 | 0
SDG&E | GWh | Commercial | Com - Restaurant (Fast Food) | Lighting | No | Lighting - Compact Fluorescent Lamp (Basic High - Indoor) | 0.21151 | 0.50861 | 0.89342 | 1.3723 | 1.9496 | 1.7381 | 1.441 | 1.0561 | 0.57724 | 0 | 0 | 0
SDG&E | GWh | Commercial | Com - Restaurant (Fast Food) | Lighting | No | Lighting - Compact Fluorescent Lamp (Basic Low - Indoor) | 3.6191 | 7.6506 | 12.0593 | 16.8011 | 21.8048 | 18.1856 | 14.1542 | 9.7455 | 5.0036 | 0 | 0 | 0
SDG&E | GWh | Commercial | Com - Restaurant (Fast Food) | Lighting | No | Lighting - Exit Fixture (LED) | 0.092226 | 0.18119 | 0.26089 | 0.32741 | 0.3805 | 0.42225 | 0.3792 | 0.33329 | 0.2933 | 0.26258 | 0.24143 | 0.22823
SDG&E | GWh | Commercial | Com - Restaurant (Fast Food) | Lighting | No | Lighting - Halogen Lamp (A-Line) | 0.0042824 | 0.0099026 | 0.012626 | 0.015592 | 0.018898 | 0.010313 | 0 | 0 | 0 | 0 | 0 | 0
SDG&E | GWh | Commercial | Com - Restaurant (Fast Food) | Lighting | No | Lighting - Halogen Lamp (Reflector) | 0.001573 | 0.0035837 | 0.0044424 | 0.0053108 | 0.006219 | 0.0071397 | 0.0079607 | 0.0086825 | 0.00935 | 0.0099591 | 0.010591 | 0.011187
SDG&E | GWh | Commercial | Com - Restaurant (Fast Food) | Lighting | No | Lighting - High Bay HID to T5 | 0.012941 | 0.026843 | 0.042403 | 0.059249 | 0.076723 | 0.10705 | 0.13742 | 0.1682 | 0.19886 | 0.22874 | 0.25726 | 0.28382
SDG&E | GWh | Commercial | Com - Restaurant (Fast Food) | Lighting | No | Lighting - Induction Fixture (Indoor) | 0.0098862 | 0.021976 | 0.036346 | 0.053163 | 0.072325 | 0.093556 | 0.11643 | 0.14118 | 0.16785 | 0.19635 | 0.2267 | 0.25871
SDG&E | GWh | Commercial | Com - Restaurant (Fast Food) | Lighting | No | Lighting - Induction Fixture (Outdoor) | 0.0034921 | 0.0076991 | 0.012654 | 0.01842 | 0.024965 | 0.032199 | 0.039981 | 0.048401 | 0.057478 | 0.067193 | 0.077563 | 0.088526
SDG&E | GWh | Commercial | Com - Restaurant (Fast Food) | Lighting | No | Lighting - Linear Fluorescent Delamping | 0.0051769 | 0.010442 | 0.017163 | 0.025388 | 0.034898 | 0 | 0 | 0 | 0 | 0 | 0 | 0
SDG&E | GWh | Commercial | Com - Restaurant (Fast Food) | Lighting | No | Lighting - Linear Fluorescent Fixture (Low Wattage T8) | 0.019469 | 0.043642 | 0.072426 | 0.10602 | 0.14412 | 0.18603 | 0.23086 | 0.27877 | 0.32974 | 0.3834 | 0.43955 | 0.49759
SDG&E | GWh | Commercial | Com - Restaurant (Fast Food) | Lighting | No | Lighting - Low Bay HID to T5 | 0.00013582 | 0.00028226 | 0.00044102 | 0.00060884 | 0.00078036 | 0.0010116 | 0.0012396 | 0.0014632 | 0.0016797 | 0.0018863 | 0.0020816 | 0.0022636
SDG&E | GWh | Commercial | Com - Restaurant (Fast Food) | Lighting | No | Lighting - Occupancy Sensor | 0 | 0 | 0 | 0 | 0 | 0 | 0 | 0 | 0 | 0 | 0 | 0.085891
SDG&E | GWh | Commercial | Com - Restaurant (Fast Food) | Lighting | No | Lighting - Plug-In Fixture (Compact Fluorescent) | 0.11757 | 0.23489 | 0.35207 | 0.46971 | 0.58707 | 0.58707 | 0.58707 | 0.58707 | 0.58707 | 0.58707 | 0.58707 | 0.58707
SDG&E | GWh | Commercial | Com - Restaurant (Fast Food) | Lighting | No | Lighting - Plug-In Fixture (Exterior) | 0.027552 | 0.055377 | 0.083593 | 0.11242 | 0.1417 | 0.17114 | 0.2004 | 0.22988 | 0.25973 | 0.29 | 0.32082 | 0.35214
SDG&E | GWh | Commercial | Com - Restaurant (Fast Food) | Lighting | No | Lighting - Plug-In Fixture (Induction) | 0.031911 | 0.0642 | 0.096853 | 0.13026 | 0.16412 | 0.19801 | 0.23139 | 0.26491 | 0.29879 | 0.33312 | 0.3681 | 0.40363
SDG&E | GWh | Commercial | Com - Restaurant (Fast Food) | Lighting | No | Lighting - Plug-In Fixture (Linear Fluorescent) | 0.24827 | 0.51899 | 0.80819 | 1.1143 | 1.4328 | 1.4328 | 1.4328 | 1.4328 | 1.4328 | 1.4328 | 1.4328 | 1.4328
SDG&E | GWh | Commercial | Com - Restaurant (Fast Food) | Lighting | No | Lighting - Plug-In Fixture (PSMH with Electronic Ballast) | 0.036519 | 0.074412 | 0.11207 | 0.14988 | 0.18757 | 0.22477 | 0.26106 | 0.29697 | 0.33273 | 0.3684 | 0.40415 | 0.43992
SDG&E | GWh | Commercial | Com - Restaurant (Fast Food) | Lighting | No | Lighting - Plug-In Fixture (PSMH) | 0.035066 | 0.071417 | 0.1074 | 0.14333 | 0.17894 | 0.21389 | 0.2478 | 0.28116 | 0.31419 | 0.34692 | 0.37954 | 0.412
SDG&E | GWh | Commercial | Com - Restaurant (Fast Food) | SHW | No | SHW - EF Rated Instantaneous Water Heater (Electric) | 0.0015639 | 0.0034954 | 0.0058265 | 0.0085914 | 0.011767 | 0.015297 | 0.019097 | 0.023207 | 0.02763 | 0.032351 | 0.037372 | 0.042657
SDG&E | GWh | Commercial | Com - Restaurant (Fast Food) | SHW | No | SHW - EF Rated Storage Water Heater (Electric) | 0.0012195 | 0.0027006 | 0.0027006 | 0.0027006 | 0.0027006 | 0.0027006 | 0.0027006 | 0.0027006 | 0.0027006 | 0.0027006 | 0.0027006 | 0.0027006
SDG&E | GWh | Commercial | Com - Restaurant (Fast Food) | Service | No | HVAC - Comprehensive Rooftop Unit Quality Maintenance | 0.095713 | 0.18792 | 0.2835 | 0.38114 | 0.47918 | 0.57591 | 0.66961 | 0.75866 | 0.84175 | 0.9179 | 0.98653 | 0.95169
SDG&E | GWh | Commercial | Com - Restaurant (Fast Food) | Service | No | Service - HVAC Fault Detection & Diagnositics | 0.022283 | 0.053583 | 0.08394 | 0.11362 | 0.14241 | 0.17001 | 0.19604 | 0.22102 | 0.24516 | 0.26854 | 0.29134 | 0.31351
SDG&E | GWh | Commercial | Com - Restaurant (Fast Food) | Service | No | Service - Retro-Commissioning (Electric) | 0 | 0 | 0 | 0 | 0 | 0 | 0 | 0 | 0.06856 | 0.13516 | 0.18859 | 0.22763
SDG&E | GWh | Commercial | Com - Restaurant (Fast Food) | WholeBlg | No | HVAC - Energy Management System | 0.058956 | 0.12568 | 0.18814 | 0.24678 | 0.30142 | 0.35183 | 0.39774 | 0.44217 | 0.4855 | 0.52786 | 0.56958 | 0.61059
SDG&E | GWh | Commercial | Com - Restaurant (Fast Food) | WholeBlg | No | WholeBlg - Com NC Level 2 | 0.0060109 | 0 | 0 | 0 | 0 | 0 | 0 | 0 | 0 | 0 | 0 | 0
SDG&E | GWh | Commercial | Com - Restaurant (Fast Food) | WholeBlg | No | WholeBlg - Com NC Level 3 | 0.0024015 | 0.0024015 | 0.0024015 | 0.0024015 | 0.0024015 | 0.0024015 | 0.0024015 | 0 | 0 | 0 | 0 | 0
SDG&E | GWh | Commercial | Com - Restaurant (Fast Food) | WholeBlg | No | WholeBlg - Com NC ZNE | 0.0024519 | 0.0063642 | 0.014546 | 0.027934 | 0.047954 | 0.074762 | 0.10707 | 0.14682 | 0.19517 | 0.25276 | 0.32021 | 0.39859
SDG&E | GWh | Commercial | Com - Restaurant (Fast Food) | WholeBlg | No | WholeBlg - Com RET Level 1 | 0.067716 | 0.16079 | 0.2812 | 0.43116 | 0.61284 | 0.82853 | 1.0804 | 1.3708 | 1.7015 | 2.0746 | 2.4915 | 2.8858
SDG&E | GWh | Commercial | Com - Restaurant (Fast Food) | WholeBlg | No | WholeBlg - Com RET Level 2 | 0.12185 | 0.28787 | 0.50171 | 0.76753 | 1.0895 | 1.4718 | 1.919 | 2.4354 | 3.0249 | 3.6914 | 4.438 | 5.2673
SDG&E | GWh | Commercial | Com - Restaurant (Sit Down) | AppPlug | No | AppPlug - Desktop Computer (Com - Power Management) | 0.02432 | 0.0507 | 0.078093 | 0.10614 | 0.1342 | 0.16162 | 0.18774 | 0.21247 | 0.23572 | 0.25745 | 0.27779 | 0.27244
SDG&E | GWh | Commercial | Com - Restaurant (Sit Down) | AppPlug | No | AppPlug - Occupancy Sensor Plug Strip | 0 | 0 | 0 | 0 | 0 | 0 | 0 | 0 | 0 | 0.01849 | 0.036963 | 0.052562
SDG&E | GWh | Commercial | Com - Restaurant (Sit Down) | AppPlug | No | AppPlug - Vending Machine Controls | 0.040097 | 0.081441 | 0.12386 | 0.16711 | 0.21054 | 0.25324 | 0.25408 | 0.25154 | 0.24543 | 0.23575 | 0.22317 | 0.20856
SDG&E | GWh | Commercial | Com - Restaurant (Sit Down) | BldgEnv | No | BldgEnv - Wall Spray On Insulation | 0.00081506 | 0.0015894 | 0.002325 | 0.0030238 | 0.0036877 | 0.0043183 | 0.0049175 | 0.0046716 | 0.004438 | 0.0042161 | 0.0040053 | 0.0038051
SDG&E | GWh | Commercial | Com - Restaurant (Sit Down) | BldgEnv | No | BldgEnv - Window Film | 0.040328 | 0.074662 | 0.11023 | 0.14843 | 0.189 | 0.2311 | 0.27392 | 0.31731 | 0.36092 | 0.40481 | 0.4487 | 0.45182
SDG&E | GWh | Commercial | Com - Restaurant (Sit Down) | ComRefrig | No | ComRefrig - Refrigerated Case Night Cover (Low Temp) | 0 | 0 | 0 | 0 | 0 | 0 | 0 | 0.11562 | 0.23934 | 0.36191 | 0.47559 | 0.57495
SDG&E | GWh | Commercial | Com - Restaurant (Sit Down) | ComRefrig | No | ComRefrig - Strip Curtain for Walk In Refrigerator | 0 | 0.72659 | 1.4968 | 2.2969 | 3.0994 | 3.8689 | 3.8436 | 3.6802 | 3.3792 | 2.9674 | 2.4891 | 1.9925
SDG&E | GWh | Commercial | Com - Restaurant (Sit Down) | FoodServ | No | FoodServ - Electric Griddle | 0.00018975 | 0.00039943 | 0.00063088 | 0.00088686 | 0.0011658 | 0.0014642 | 0.0017768 | 0.0021067 | 0.0024546 | 0.0028195 | 0.0032019 | 0.0035996
SDG&E | GWh | Commercial | Com - Restaurant (Sit Down) | FoodServ | No | FoodServ - Electric Steamer | 0.11923 | 0.24615 | 0.381 | 0.52456 | 0.67539 | 0.83126 | 0.98946 | 1.1517 | 1.3185 | 1.4896 | 1.6655 | 1.8454
SDG&E | GWh | Commercial | Com - Restaurant (Sit Down) | FoodServ | No | FoodServ - Fryer (Electric) | 0 | 0 | 0 | 0 | 0 | 0 | 0 | 0 | 0 | 0 | 0.011002 | 0.022452
SDG&E | GWh | Commercial | Com - Restaurant (Sit Down) | FoodServ | No | FoodServ - Oven (Electric) | 0.020421 | 0.0426 | 0.066646 | 0.092751 | 0.12069 | 0.15004 | 0.18027 | 0.2117 | 0.24435 | 0.27818 | 0.31322 | 0.34932
SDG&E | GWh | Commercial | Com - Restaurant (Sit Down) | HVAC | Yes | HVAC - Advanced Package Rooftop AC (> EER 12) - Emerging | 0 | 0 | 0.00020479 | 0.00072407 | 0.0016235 | 0.0029475 | 0.0047276 | 0.0069925 | 0.0097795 | 0.01313 | 0.017085 | 0.021706
SDG&E | GWh | Commercial | Com - Restaurant (Sit Down) | HVAC | No | HVAC - Direct Evaporative Cooler | 0.23993 | 0.47955 | 0.72096 | 0.96556 | 1.2135 | 1.4645 | 1.718 | 1.9748 | 2.2352 | 2.4994 | 2.7676 | 3.0398
SDG&E | GWh | Commercial | Com - Restaurant (Sit Down) | HVAC | No | HVAC - EER Rated Package Rooftop AC (EER 11) | 0 | 0 | 0 | 0.013425 | 0.027649 | 0.042353 | 0.057184 | 0.072251 | 0.087582 | 0.10317 | 0.11906 | 0.13523
SDG&E | GWh | Commercial | Com - Restaurant (Sit Down) | HVAC | No | HVAC - SEER Rated Package Rooftop AC (Recharge) | 0 | 0 | 0.026732 | 0.051173 | 0.071687 | 0.089374 | 0.078561 | 0.068447 | 0.060826 | 0.054744 | 0.049269 | 0.044342
SDG&E | GWh | Commercial | Com - Restaurant (Sit Down) | HVAC | No | HVAC - SEER Rated Package Rooftop AC (SEER 14) | 0.091727 | 0.18403 | 0.18403 | 0.18403 | 0.18403 | 0.18403 | 0.18403 | 0.18403 | 0.18403 | 0.18403 | 0.18403 | 0.18403
SDG&E | GWh | Commercial | Com - Restaurant (Sit Down) | HVAC | No | HVAC - SEER Rated Package Rooftop AC (SEER 15) | 0.096783 | 0.19408 | 0.23958 | 0.28576 | 0.33234 | 0.37884 | 0.42472 | 0.47065 | 0.51691 | 0.56361 | 0.61097 | 0.65891
SDG&E | GWh | Commercial | Com - Restaurant (Sit Down) | HVAC | No | HVAC - SEER Rated Package Rooftop HP (SEER 14) | 0.011333 | 0.022706 | 0.022706 | 0.022706 | 0.022706 | 0.022706 | 0.022706 | 0.022706 | 0.022706 | 0.022706 | 0.022706 | 0.022706
SDG&E | GWh | Commercial | Com - Restaurant (Sit Down) | HVAC | No | HVAC - SEER Rated Package Rooftop HP (SEER 15) | 0.043863 | 0.087912 | 0.10848 | 0.12932 | 0.15028 | 0.17115 | 0.19164 | 0.2121 | 0.23264 | 0.25329 | 0.27417 | 0.29523
SDG&E | GWh | Commercial | Com - Restaurant (Sit Down) | HVAC | No | HVAC - SEER Rated Split System AC (SEER 14) | 0.039195 | 0.078375 | 0.11748 | 0.11748 | 0.11748 | 0.11748 | 0.11748 | 0.11748 | 0.11748 | 0.11748 | 0.11748 | 0.11748
SDG&E | GWh | Commercial | Com - Restaurant (Sit Down) | HVAC | No | HVAC - SEER Rated Split System AC (SEER 15) | 0.017114 | 0.034905 | 0.043434 | 0.052261 | 0.061298 | 0.070421 | 0.079487 | 0.088614 | 0.097844 | 0.10717 | 0.11664 | 0.12622
SDG&E | GWh | Commercial | Com - Restaurant (Sit Down) | HVAC | No | HVAC - SEER Rated Split System HP (SEER 14) | 0.042559 | 0.085235 | 0.091016 | 0.096865 | 0.10274 | 0.10857 | 0.11428 | 0.11997 | 0.12567 | 0.1314 | 0.13718 | 0.14301
SDG&E | GWh | Commercial | Com - Restaurant (Sit Down) | HVAC | No | HVAC - SEER Rated Split System HP (SEER 15) | 0.018799 | 0.037647 | 0.046433 | 0.05533 | 0.064266 | 0.073136 | 0.081814 | 0.090456 | 0.099122 | 0.10783 | 0.11663 | 0.1255
SDG&E | GWh | Commercial | Com - Restaurant (Sit Down) | HVAC | No | HVAC - Thermostat | 0.091503 | 0.20636 | 0.31593 | 0.42143 | 0.52265 | 0.61875 | 0.70872 | 0.79432 | 0.87639 | 0.95536 | 1.032 | 1.1063
SDG&E | GWh | Commercial | Com - Restaurant (Sit Down) | Lighting | Yes | Lighting - LED Fixture (Replacing T8) - Emerging | 0.022735 | 0.055069 | 0.1009 | 0.16444 | 0.24891 | 0.35745 | 0.49131 | 0.65601 | 0.85507 | 1.0919 | 1.3709 | 1.6926
SDG&E | GWh | Commercial | Com - Restaurant (Sit Down) | Lighting | Yes | Lighting - LED Lamp (Basic High - Indoor) - Emerging | 0.025965 | 0.076556 | 0.14892 | 0.24437 | 0.36643 | 0.38595 | 0.36532 | 0.32988 | 0.27849 | 0.1819 | 0.21482 | 0.24823
SDG&E | GWh | Commercial | Com - Restaurant (Sit Down) | Lighting | Yes | Lighting - LED Lamp (Basic Low - Indoor) - Emerging | 0.18761 | 0.45511 | 0.79877 | 1.2279 | 1.747 | 1.8394 | 1.7169 | 1.5415 | 1.3357 | 0.918 | 1.1381 | 1.3952
SDG&E | GWh | Commercial | Com - Restaurant (Sit Down) | Lighting | Yes | Lighting - LED Plug-In Indoor Fixture - Emerging | 0.0066309 | 0.014907 | 0.025056 | 0.037323 | 0.051848 | 0.052796 | 0.053848 | 0.055075 | 0.05666 | 0.058626 | 0.060999 | 0.063789
SDG&E | GWh | Commercial | Com - Restaurant (Sit Down) | Lighting | No | Lighting - Cold Cathode Lamp | 0.0076338 | 0.015764 | 0.024358 | 0.033416 | 0.042878 | 0.042878 | 0.035244 | 0.027114 | 0.01852 | 0.009462 | 0 | 0
SDG&E | GWh | Commercial | Com - Restaurant (Sit Down) | Lighting | No | Lighting - Compact Fluorescent Fixture (Indoor) | 0.82426 | 1.7215 | 2.6932 | 3.7426 | 4.8656 | 4.0414 | 3.1442 | 2.1725 | 1.123 | 0 | 0 | 0
SDG&E | GWh | Commercial | Com - Restaurant (Sit Down) | Lighting | No | Lighting - Compact Fluorescent Lamp (Basic High - Indoor) | 0.21563 | 0.51837 | 0.91043 | 1.3983 | 1.9864 | 1.7707 | 1.468 | 1.0759 | 0.58805 | 0 | 0 | 0
SDG&E | GWh | Commercial | Com - Restaurant (Sit Down) | Lighting | No | Lighting - Compact Fluorescent Lamp (Basic Low - Indoor) | 3.6893 | 7.7986 | 12.2922 | 17.1251 | 22.2247 | 18.5354 | 14.4261 | 9.9325 | 5.0996 | 0 | 0 | 0
SDG&E | GWh | Commercial | Com - Restaurant (Sit Down) | Lighting | No | Lighting - Exit Fixture (LED) | 0.09351 | 0.18371 | 0.26451 | 0.33195 | 0.38576 | 0.42806 | 0.38438 | 0.33783 | 0.29729 | 0.26614 | 0.2447 | 0.23133
SDG&E | GWh | Commercial | Com - Restaurant (Sit Down) | Lighting | No | Lighting - Halogen Lamp (A-Line) | 0.0042824 | 0.0099024 | 0.012626 | 0.01559 | 0.018896 | 0.010312 | 0 | 0 | 0 | 0 | 0 | 0
SDG&E | GWh | Commercial | Com - Restaurant (Sit Down) | Lighting | No | Lighting - Halogen Lamp (Reflector) | 0.0015732 | 0.0035839 | 0.0044424 | 0.0053104 | 0.0062181 | 0.0071376 | 0.0079573 | 0.0086783 | 0.0093448 | 0.0099526 | 0.010583 | 0.011179
SDG&E | GWh | Commercial | Com - Restaurant (Sit Down) | Lighting | No | Lighting - High Bay HID to T5 | 0.012954 | 0.026874 | 0.042457 | 0.059328 | 0.07683 | 0.1072 | 0.13762 | 0.16844 | 0.19916 | 0.2291 | 0.25768 | 0.28429
SDG&E | GWh | Commercial | Com - Restaurant (Sit Down) | Lighting | No | Lighting - Induction Fixture (Indoor) | 0.010069 | 0.022388 | 0.037033 | 0.054176 | 0.073713 | 0.095361 | 0.11868 | 0.14393 | 0.17113 | 0.2002 | 0.23116 | 0.26381
SDG&E | GWh | Commercial | Com - Restaurant (Sit Down) | Lighting | No | Lighting - Induction Fixture (Outdoor) | 0.0034921 | 0.0076991 | 0.012654 | 0.01842 | 0.024965 | 0.032199 | 0.039981 | 0.048401 | 0.057478 | 0.067193 | 0.077564 | 0.088526
SDG&E | GWh | Commercial | Com - Restaurant (Sit Down) | Lighting | No | Lighting - Linear Fluorescent Delamping | 0.0052222 | 0.010534 | 0.017313 | 0.025611 | 0.035204 | 0 | 0 | 0 | 0 | 0 | 0 | 0
SDG&E | GWh | Commercial | Com - Restaurant (Sit Down) | Lighting | No | Lighting - Linear Fluorescent Fixture (Low Wattage T8) | 0.019522 | 0.043758 | 0.072614 | 0.10629 | 0.14448 | 0.18649 | 0.23141 | 0.27942 | 0.33049 | 0.38426 | 0.44051 | 0.49866
SDG&E | GWh | Commercial | Com - Restaurant (Sit Down) | Lighting | No | Lighting - Low Bay HID to T5 | 0.00013594 | 0.00028258 | 0.00044158 | 0.00060966 | 0.00078147 | 0.0010131 | 0.0012415 | 0.0014654 | 0.0016824 | 0.0018894 | 0.0020851 | 0.0022676
SDG&E | GWh | Commercial | Com - Restaurant (Sit Down) | Lighting | No | Lighting - Occupancy Sensor | 0 | 0 | 0 | 0 | 0 | 0 | 0 | 0 | 0 | 0 | 0.10596 | 0.20959
SDG&E | GWh | Commercial | Com - Restaurant (Sit Down) | Lighting | No | Lighting - Plug-In Fixture (Compact Fluorescent) | 0.11936 | 0.23846 | 0.35741 | 0.47682 | 0.59594 | 0.59594 | 0.59594 | 0.59594 | 0.59594 | 0.59594 | 0.59594 | 0.59594
SDG&E | GWh | Commercial | Com - Restaurant (Sit Down) | Lighting | No | Lighting - Plug-In Fixture (Exterior) | 0.027552 | 0.055377 | 0.083593 | 0.11242 | 0.1417 | 0.17114 | 0.2004 | 0.22988 | 0.25973 | 0.29 | 0.32082 | 0.35214
SDG&E | GWh | Commercial | Com - Restaurant (Sit Down) | Lighting | No | Lighting - Plug-In Fixture (Induction) | 0.031971 | 0.064322 | 0.097034 | 0.1305 | 0.16442 | 0.19837 | 0.23179 | 0.26535 | 0.29928 | 0.33365 | 0.36868 | 0.40425
SDG&E | GWh | Commercial | Com - Restaurant (Sit Down) | Lighting | No | Lighting - Plug-In Fixture (Linear Fluorescent) | 0.24947 | 0.52152 | 0.81214 | 1.1198 | 1.4398 | 1.4398 | 1.4398 | 1.4398 | 1.4398 | 1.4398 | 1.4398 | 1.4398
SDG&E | GWh | Commercial | Com - Restaurant (Sit Down) | Lighting | No | Lighting - Plug-In Fixture (PSMH with Electronic Ballast) | 0.036544 | 0.074456 | 0.11213 | 0.14995 | 0.18766 | 0.22488 | 0.26117 | 0.29708 | 0.33285 | 0.36852 | 0.40427 | 0.44005
SDG&E | GWh | Commercial | Com - Restaurant (Sit Down) | Lighting | No | Lighting - Plug-In Fixture (PSMH) | 0.03507 | 0.071419 | 0.1074 | 0.14333 | 0.17894 | 0.21388 | 0.24778 | 0.28114 | 0.31415 | 0.34688 | 0.3795 | 0.41195
SDG&E | GWh | Commercial | Com - Restaurant (Sit Down) | SHW | No | SHW - EF Rated Instantaneous Water Heater (Electric) | 0.00058559 | 0.0013087 | 0.0021782 | 0.003205 | 0.0043804 | 0.0056836 | 0.0070839 | 0.0085962 | 0.010222 | 0.011955 | 0.013798 | 0.015735
SDG&E | GWh | Commercial | Com - Restaurant (Sit Down) | SHW | No | SHW - EF Rated Storage Water Heater (Electric) | 0.00045709 | 0.0010123 | 0.0010123 | 0.0010123 | 0.0010123 | 0.0010123 | 0.0010123 | 0.0010123 | 0.0010123 | 0.0010123 | 0.0010123 | 0.0010123
SDG&E | GWh | Commercial | Com - Restaurant (Sit Down) | Service | No | HVAC - Comprehensive Rooftop Unit Quality Maintenance | 0.095713 | 0.18792 | 0.2835 | 0.38114 | 0.47918 | 0.57591 | 0.66961 | 0.75866 | 0.84175 | 0.9179 | 0.98653 | 0.95169
SDG&E | GWh | Commercial | Com - Restaurant (Sit Down) | Service | No | Service - HVAC Fault Detection & Diagnositics | 0.022283 | 0.053583 | 0.08394 | 0.11362 | 0.14241 | 0.17001 | 0.19604 | 0.22102 | 0.24516 | 0.26854 | 0.29134 | 0.31351
SDG&E | GWh | Commercial | Com - Restaurant (Sit Down) | Service | No | Service - Retro-Commissioning (Electric) | 0 | 0 | 0 | 0 | 0 | 0 | 0 | 0 | 0.06856 | 0.13516 | 0.18859 | 0.22763
SDG&E | GWh | Commercial | Com - Restaurant (Sit Down) | WholeBlg | No | HVAC - Energy Management System | 0.058956 | 0.12568 | 0.18814 | 0.24678 | 0.30142 | 0.35183 | 0.39774 | 0.44217 | 0.4855 | 0.52786 | 0.56958 | 0.61059
SDG&E | GWh | Commercial | Com - Restaurant (Sit Down) | WholeBlg | No | WholeBlg - Com NC Level 2 | 0.0060109 | 0 | 0 | 0 | 0 | 0 | 0 | 0 | 0 | 0 | 0 | 0
SDG&E | GWh | Commercial | Com - Restaurant (Sit Down) | WholeBlg | No | WholeBlg - Com NC Level 3 | 0.0024015 | 0.0024015 | 0.0024015 | 0.0024015 | 0.0024015 | 0.0024015 | 0.0024015 | 0 | 0 | 0 | 0 | 0
SDG&E | GWh | Commercial | Com - Restaurant (Sit Down) | WholeBlg | No | WholeBlg - Com NC ZNE | 0.0024519 | 0.0063642 | 0.014546 | 0.027934 | 0.047954 | 0.074762 | 0.10707 | 0.14682 | 0.19517 | 0.25276 | 0.32021 | 0.39859
SDG&E | GWh | Commercial | Com - Restaurant (Sit Down) | WholeBlg | No | WholeBlg - Com RET Level 1 | 0.057987 | 0.13777 | 0.2411 | 0.36991 | 0.52613 | 0.71175 | 0.92872 | 1.179 | 1.4643 | 1.7864 | 2.1466 | 2.4879
SDG&E | GWh | Commercial | Com - Restaurant (Sit Down) | WholeBlg | No | WholeBlg - Com RET Level 2 | 0.10646 | 0.25148 | 0.43826 | 0.67049 | 0.9518 | 1.2861 | 1.6773 | 2.1292 | 2.6454 | 3.2293 | 3.8837 | 4.6109
SDG&E | GWh | Commercial | Com - Retail (Large Multi Level) | AppPlug | No | AppPlug - Desktop Computer (Com - Power Management) | 0.11053 | 0.23044 | 0.355 | 0.48258 | 0.61024 | 0.73503 | 0.85393 | 0.96651 | 1.0724 | 1.1715 | 1.2645 | 1.241
SDG&E | GWh | Commercial | Com - Retail (Large Multi Level) | AppPlug | No | AppPlug - Occupancy Sensor Plug Strip | 0 | 0 | 0 | 0 | 0 | 0 | 0 | 0 | 0 | 0.084066 | 0.16815 | 0.23922
SDG&E | GWh | Commercial | Com - Retail (Large Multi Level) | AppPlug | No | AppPlug - Vending Machine Controls | 0.15125 | 0.30722 | 0.46728 | 0.63059 | 0.79457 | 0.95582 | 0.95919 | 0.94985 | 0.927 | 0.8907 | 0.84386 | 0.78946
SDG&E | GWh | Commercial | Com - Retail (Large Multi Level) | BldgEnv | No | BldgEnv - Wall Spray On Insulation | 0.0049383 | 0.0096296 | 0.014086 | 0.01832 | 0.022343 | 0.026164 | 0.029794 | 0.028304 | 0.026889 | 0.025545 | 0.024267 | 0.023054
SDG&E | GWh | Commercial | Com - Retail (Large Multi Level) | BldgEnv | No | BldgEnv - Window Film | 0.045627 | 0.086692 | 0.12871 | 0.17619 | 0.2286 | 0.28464 | 0.34306 | 0.4037 | 0.46608 | 0.53041 | 0.59624 | 0.61725
SDG&E | GWh | Commercial | Com - Retail (Large Multi Level) | FoodServ | No | FoodServ - Electric Steamer | 0.0079016 | 0.016313 | 0.02525 | 0.034766 | 0.044764 | 0.055095 | 0.065581 | 0.076338 | 0.087393 | 0.098732 | 0.1104 | 0.12233
SDG&E | GWh | Commercial | Com - Retail (Large Multi Level) | FoodServ | No | FoodServ - Oven (Electric) | 0.059654 | 0.12445 | 0.1947 | 0.27098 | 0.3526 | 0.43837 | 0.52671 | 0.61853 | 0.71395 | 0.81278 | 0.91524 | 1.0208
SDG&E | GWh | Commercial | Com - Retail (Large Multi Level) | HVAC | Yes | HVAC - Advanced Package Rooftop AC (> EER 12) - Emerging | 0 | 0 | 0.00031134 | 0.0011107 | 0.0025009 | 0.0045492 | 0.0073034 | 0.010809 | 0.015128 | 0.02033 | 0.026484 | 0.033691
SDG&E | GWh | Commercial | Com - Retail (Large Multi Level) | HVAC | No | HVAC - Chiller (Centrifugal) | 0.067877 | 0.13715 | 0.20785 | 0.28001 | 0.3536 | 0.42859 | 0.5049 | 0.58232 | 0.66081 | 0.74032 | 0.82086 | 0.9025
SDG&E | GWh | Commercial | Com - Retail (Large Multi Level) | HVAC | No | HVAC - Chiller (Reciprocating) | 0.092286 | 0.18507 | 0.27854 | 0.37343 | 0.46904 | 0.56438 | 0.65831 | 0.75219 | 0.84657 | 0.94157 | 1.0377 | 1.1348
SDG&E | GWh | Commercial | Com - Retail (Large Multi Level) | HVAC | No | HVAC - EER Rated Package Rooftop AC (EER 11) | 0.045162 | 0.090807 | 0.13705 | 0.18429 | 0.23223 | 0.28044 | 0.32833 | 0.37658 | 0.42549 | 0.47514 | 0.52573 | 0.57718
SDG&E | GWh | Commercial | Com - Retail (Large Multi Level) | HVAC | No | HVAC - EER Rated Package Rooftop HP (EER 11) | 0 | 0 | 0 | 0 | 0 | 0 | 0 | 0 | 0 | 0 | 0.0020596 | 0.0041763
SDG&E | GWh | Commercial | Com - Retail (Large Multi Level) | HVAC | No | HVAC - SEER Rated Package Rooftop AC (Recharge) | 0.072968 | 0.13864 | 0.19774 | 0.25094 | 0.22584 | 0.20326 | 0.18293 | 0.16464 | 0.14818 | 0.13336 | 0.12002 | 0.10802
SDG&E | GWh | Commercial | Com - Retail (Large Multi Level) | HVAC | No | HVAC - SEER Rated Package Rooftop AC (SEER 14) | 0.17325 | 0.34749 | 0.34749 | 0.34749 | 0.34749 | 0.34749 | 0.34749 | 0.34749 | 0.34749 | 0.34749 | 0.34749 | 0.34749
SDG&E | GWh | Commercial | Com - Retail (Large Multi Level) | HVAC | No | HVAC - SEER Rated Package Rooftop AC (SEER 15) | 0.19982 | 0.40069 | 0.49467 | 0.59011 | 0.68641 | 0.78265 | 0.8777 | 0.97295 | 1.069 | 1.1659 | 1.2643 | 1.364
SDG&E | GWh | Commercial | Com - Retail (Large Multi Level) | HVAC | No | HVAC - SEER Rated Package Rooftop HP (SEER 14) | 0.021528 | 0.043107 | 0.043107 | 0.043107 | 0.043107 | 0.043107 | 0.043107 | 0.043107 | 0.043107 | 0.043107 | 0.043107 | 0.043107
SDG&E | GWh | Commercial | Com - Retail (Large Multi Level) | HVAC | No | HVAC - SEER Rated Package Rooftop HP (SEER 15) | 0.084203 | 0.16874 | 0.20825 | 0.24838 | 0.28881 | 0.32911 | 0.3687 | 0.40828 | 0.44809 | 0.48824 | 0.52894 | 0.57012
SDG&E | GWh | Commercial | Com - Retail (Large Multi Level) | HVAC | No | HVAC - SEER Rated Split System AC (SEER 14) | 0.1171 | 0.23429 | 0.35199 | 0.35199 | 0.35199 | 0.35199 | 0.35199 | 0.35199 | 0.35199 | 0.35199 | 0.35199 | 0.35199
SDG&E | GWh | Commercial | Com - Retail (Large Multi Level) | HVAC | No | HVAC - SEER Rated Split System AC (SEER 15) | 0.059162 | 0.12084 | 0.15067 | 0.18192 | 0.21433 | 0.24749 | 0.2809 | 0.315 | 0.34996 | 0.3858 | 0.42269 | 0.46053
SDG&E | GWh | Commercial | Com - Retail (Large Multi Level) | HVAC | No | HVAC - SEER Rated Split System HP (SEER 14) | 0.099422 | 0.19915 | 0.21268 | 0.22637 | 0.24014 | 0.25384 | 0.26729 | 0.28071 | 0.29417 | 0.30772 | 0.32141 | 0.33522
SDG&E | GWh | Commercial | Com - Retail (Large Multi Level) | HVAC | No | HVAC - SEER Rated Split System HP (SEER 15) | 0.044243 | 0.088661 | 0.10942 | 0.13047 | 0.15168 | 0.17281 | 0.19357 | 0.21432 | 0.23518 | 0.25619 | 0.27747 | 0.29898
SDG&E | GWh | Commercial | Com - Retail (Large Multi Level) | HVAC | No | HVAC - Thermostat | 0.24112 | 0.54379 | 0.83256 | 1.1105 | 1.3769 | 1.6296 | 1.8662 | 2.0912 | 2.3067 | 2.5141 | 2.7154 | 2.9106
SDG&E | GWh | Commercial | Com - Retail (Large Multi Level) | Lighting | Yes | Lighting - LED Fixture (Replacing T8) - Emerging | 0.052536 | 0.13033 | 0.24614 | 0.4138 | 0.64452 | 0.94913 | 1.3317 | 1.8119 | 2.4012 | 3.1115 | 3.9585 | 4.9456
SDG&E | GWh | Commercial | Com - Retail (Large Multi Level) | Lighting | Yes | Lighting - LED Lamp (Basic High - Indoor) - Emerging | 0.016065 | 0.042348 | 0.078304 | 0.1226 | 0.17594 | 0.18398 | 0.17017 | 0.14896 | 0.12144 | 0.072011 | 0.087087 | 0.10581
SDG&E | GWh | Commercial | Com - Retail (Large Multi Level) | Lighting | Yes | Lighting - LED Lamp (Basic Low - Indoor) - Emerging | 0.08732 | 0.20943 | 0.36081 | 0.5444 | 0.76135 | 0.79928 | 0.73788 | 0.67345 | 0.60476 | 0.44344 | 0.55756 | 0.68949
SDG&E | GWh | Commercial | Com - Retail (Large Multi Level) | Lighting | Yes | Lighting - LED Plug-In Indoor Fixture - Emerging | 0.025783 | 0.057937 | 0.097408 | 0.1452 | 0.2019 | 0.20561 | 0.20973 | 0.21451 | 0.22068 | 0.22837 | 0.23765 | 0.24859
SDG&E | GWh | Commercial | Com - Retail (Large Multi Level) | Lighting | No | Lighting - Cold Cathode Lamp | 0.020561 | 0.042562 | 0.065867 | 0.090454 | 0.11611 | 0.11611 | 0.11611 | 0.095552 | 0.073551 | 0.050246 | 0.025658 | 0
SDG&E | GWh | Commercial | Com - Retail (Large Multi Level) | Lighting | No | Lighting - Compact Fluorescent Fixture (Indoor) | 2.8883 | 6.0269 | 9.421 | 13.0819 | 16.9948 | 14.1065 | 10.9679 | 7.5739 | 3.9129 | 0 | 0 | 0
SDG&E | GWh | Commercial | Com - Retail (Large Multi Level) | Lighting | No | Lighting - Compact Fluorescent Lamp (Basic High - Indoor) | 0.5376 | 1.1471 | 1.8227 | 2.5588 | 3.3441 | 2.8065 | 2.197 | 1.5214 | 0.78523 | 0 | 0 | 0
SDG&E | GWh | Commercial | Com - Retail (Large Multi Level) | Lighting | No | Lighting - Compact Fluorescent Lamp (Basic Low - Indoor) | 2.2779 | 4.6892 | 7.2191 | 9.8505 | 12.5554 | 10.2775 | 7.8662 | 5.3364 | 2.705 | 0 | 0 | 0
SDG&E | GWh | Commercial | Com - Retail (Large Multi Level) | Lighting | No | Lighting - Exit Fixture (LED) | 0.43872 | 0.86187 | 1.2409 | 1.5571 | 1.8094 | 2.0076 | 1.8023 | 1.5838 | 1.3935 | 1.2473 | 1.1468 | 1.0841
SDG&E | GWh | Commercial | Com - Retail (Large Multi Level) | Lighting | No | Lighting - Halogen Lamp (A-Line) | 0.019459 | 0.044994 | 0.057365 | 0.070832 | 0.08585 | 0.046848 | 0 | 0 | 0 | 0 | 0 | 0
SDG&E | GWh | Commercial | Com - Retail (Large Multi Level) | Lighting | No | Lighting - Halogen Lamp (Reflector) | 0.0071499 | 0.016287 | 0.020186 | 0.024127 | 0.028248 | 0.032416 | 0.036131 | 0.0394 | 0.042421 | 0.045172 | 0.04803 | 0.050736
SDG&E | GWh | Commercial | Com - Retail (Large Multi Level) | Lighting | No | Lighting - High Bay HID to T5 | 0.27531 | 0.57256 | 0.88825 | 1.2119 | 1.5301 | 2.1071 | 2.6789 | 3.242 | 3.7878 | 4.306 | 4.789 | 5.2334
SDG&E | GWh | Commercial | Com - Retail (Large Multi Level) | Lighting | No | Lighting - Induction Fixture (Indoor) | 0.047272 | 0.10563 | 0.1755 | 0.25778 | 0.35201 | 0.45689 | 0.57029 | 0.69344 | 0.82649 | 0.96901 | 1.1211 | 1.2818
SDG&E | GWh | Commercial | Com - Retail (Large Multi Level) | Lighting | No | Lighting - Induction Fixture (Outdoor) | 0.015869 | 0.034987 | 0.057502 | 0.083706 | 0.11345 | 0.14633 | 0.1817 | 0.21997 | 0.26123 | 0.30539 | 0.35254 | 0.40238
SDG&E | GWh | Commercial | Com - Retail (Large Multi Level) | Lighting | No | Lighting - Linear Fluorescent Delamping | 0.0061146 | 0.012334 | 0.020266 | 0.029971 | 0.04119 | 0 | 0 | 0 | 0 | 0 | 0 | 0
SDG&E | GWh | Commercial | Com - Retail (Large Multi Level) | Lighting | No | Lighting - Linear Fluorescent Fixture (Low Wattage T8) | 0.35587 | 0.75894 | 1.2058 | 1.6956 | 2.2196 | 2.7667 | 3.3243 | 3.8945 | 4.4759 | 5.0648 | 5.6598 | 6.2564
SDG&E | GWh | Commercial | Com - Retail (Large Multi Level) | Lighting | No | Lighting - Low Bay HID to T5 | 0 | 0 | 0 | 0 | 0.030406 | 0.082117 | 0.13121 | 0.17864 | 0.22479 | 0.28367 | 0.3515 | 0.41729
SDG&E | GWh | Commercial | Com - Retail (Large Multi Level) | Lighting | No | Lighting - Plug-In Fixture (Compact Fluorescent) | 0.47492 | 0.94889 | 1.4225 | 1.8981 | 2.3727 | 2.3727 | 2.3727 | 2.3727 | 2.3727 | 2.3727 | 2.3727 | 2.3727
SDG&E | GWh | Commercial | Com - Retail (Large Multi Level) | Lighting | No | Lighting - Plug-In Fixture (Exterior) | 0.1252 | 0.25165 | 0.37986 | 0.51087 | 0.64391 | 0.77772 | 0.91071 | 1.0447 | 1.1804 | 1.3179 | 1.4581 | 1.6005
SDG&E | GWh | Commercial | Com - Retail (Large Multi Level) | Lighting | No | Lighting - Plug-In Fixture (Induction) | 0 | 0 | 0.06707 | 0.14724 | 0.23605 | 0.32971 | 0.42482 | 0.52215 | 0.62179 | 0.72363 | 0.82812 | 0.93483
SDG&E | GWh | Commercial | Com - Retail (Large Multi Level) | Lighting | No | Lighting - Plug-In Fixture (Linear Fluorescent) | 1.3281 | 2.7786 | 4.3296 | 5.9724 | 7.682 | 7.682 | 7.682 | 7.682 | 7.682 | 7.682 | 7.682 | 7.682
SDG&E | GWh | Commercial | Com - Retail (Large Multi Level) | Lighting | No | Lighting - Plug-In Fixture (PSMH with Electronic Ballast) | 0.15815 | 0.3215 | 0.47175 | 0.61423 | 0.75111 | 0.88295 | 1.0096 | 1.1339 | 1.2569 | 1.3793 | 1.5017 | 1.6239
SDG&E | GWh | Commercial | Com - Retail (Large Multi Level) | Lighting | No | Lighting - Plug-In Fixture (PSMH) | 0.16426 | 0.33375 | 0.4899 | 0.63698 | 0.7765 | 0.90944 | 1.036 | 1.1589 | 1.2794 | 1.3982 | 1.5159 | 1.6324
SDG&E | GWh | Commercial | Com - Retail (Large Multi Level) | SHW | No | SHW - EF Rated Instantaneous Water Heater (Electric) | 0.00022693 | 0.000507 | 0.00084205 | 0.0012356 | 0.001684 | 0.0021795 | 0.0027104 | 0.0032827 | 0.003897 | 0.0045511 | 0.0052456 | 0.0059754
SDG&E | GWh | Commercial | Com - Retail (Large Multi Level) | SHW | No | SHW - EF Rated Storage Water Heater (Electric) | 0.00017772 | 0.0003936 | 0.0003936 | 0.0003936 | 0.0003936 | 0.0003936 | 0.0003936 | 0.0003936 | 0.0003936 | 0.0003936 | 0.0003936 | 0.0003936
SDG&E | GWh | Commercial | Com - Retail (Large Multi Level) | Service | No | HVAC - Comprehensive Rooftop Unit Quality Maintenance | 0.43492 | 0.85392 | 1.2882 | 1.7319 | 2.1774 | 2.6169 | 3.0427 | 3.4474 | 3.8249 | 4.1709 | 4.4828 | 4.3245
SDG&E | GWh | Commercial | Com - Retail (Large Multi Level) | Service | No | Service - HVAC Fault Detection & Diagnositics | 0.10134 | 0.24378 | 0.38216 | 0.51773 | 0.64939 | 0.77576 | 0.89511 | 1.0098 | 1.1209 | 1.2287 | 1.336 | 1.441
SDG&E | GWh | Commercial | Com - Retail (Large Multi Level) | Service | No | Service - Retro-Commissioning (Electric) | 0 | 0 | 0 | 0 | 0 | 0 | 0 | 0 | 0.31154 | 0.61418 | 0.85696 | 1.0344
SDG&E | GWh | Commercial | Com - Retail (Large Multi Level) | WholeBlg | No | HVAC - Energy Management System | 0.2679 | 0.57109 | 0.85492 | 1.1214 | 1.3697 | 1.5987 | 1.8073 | 2.0092 | 2.2061 | 2.3986 | 2.5882 | 2.7745
SDG&E | GWh | Commercial | Com - Retail (Large Multi Level) | WholeBlg | No | WholeBlg - Com NC Level 2 | 0.02691 | 0 | 0 | 0 | 0 | 0 | 0 | 0 | 0 | 0 | 0 | 0
SDG&E | GWh | Commercial | Com - Retail (Large Multi Level) | WholeBlg | No | WholeBlg - Com NC Level 3 | 0.011165 | 0.011165 | 0.011165 | 0.011165 | 0.011165 | 0.011165 | 0.011165 | 0 | 0 | 0 | 0 | 0
SDG&E | GWh | Commercial | Com - Retail (Large Multi Level) | WholeBlg | No | WholeBlg - Com NC ZNE | 0.00068077 | 0.00068077 | 0.00068077 | 0.00068077 | 0.0047712 | 0.012355 | 0.023264 | 0.038555 | 0.058738 | 0.08399 | 0.083478 | 0.083478
SDG&E | GWh | Commercial | Com - Retail (Large Multi Level) | WholeBlg | No | WholeBlg - Com RET Level 1 | 0.056554 | 0.13476 | 0.23628 | 0.36289 | 0.51631 | 0.69844 | 0.91106 | 1.1559 | 1.4347 | 1.7488 | 2.0995 | 2.4878
SDG&E | GWh | Commercial | Com - Retail (Large Multi Level) | WholeBlg | No | WholeBlg - Com RET Level 2 | 0.1463 | 0.34557 | 0.60199 | 0.92039 | 1.3056 | 1.7627 | 2.2965 | 2.9124 | 3.6147 | 4.4081 | 5.2962 | 6.282
SDG&E | GWh | Commercial | Com - Retail (Large Single Level) | AppPlug | No | AppPlug - Desktop Computer (Com - Power Management) | 0.11053 | 0.23044 | 0.355 | 0.48258 | 0.61024 | 0.73503 | 0.85393 | 0.96651 | 1.0724 | 1.1715 | 1.2645 | 1.241
SDG&E | GWh | Commercial | Com - Retail (Large Single Level) | AppPlug | No | AppPlug - Occupancy Sensor Plug Strip | 0 | 0 | 0 | 0 | 0 | 0 | 0 | 0 | 0 | 0.084066 | 0.16815 | 0.23922
SDG&E | GWh | Commercial | Com - Retail (Large Single Level) | AppPlug | No | AppPlug - Vending Machine Controls | 0.15125 | 0.30722 | 0.46728 | 0.63059 | 0.79457 | 0.95582 | 0.95919 | 0.94985 | 0.927 | 0.8907 | 0.84386 | 0.78946
SDG&E | GWh | Commercial | Com - Retail (Large Single Level) | BldgEnv | No | BldgEnv - Wall Spray On Insulation | 0.0049383 | 0.0096296 | 0.014086 | 0.01832 | 0.022343 | 0.026164 | 0.029794 | 0.028304 | 0.026889 | 0.025545 | 0.024267 | 0.023054
SDG&E | GWh | Commercial | Com - Retail (Large Single Level) | BldgEnv | No | BldgEnv - Window Film | 0.045542 | 0.086529 | 0.12847 | 0.17588 | 0.22821 | 0.28416 | 0.34248 | 0.40304 | 0.46534 | 0.52958 | 0.59533 | 0.61635
SDG&E | GWh | Commercial | Com - Retail (Large Single Level) | FoodServ | No | FoodServ - Electric Steamer | 0.0079016 | 0.016313 | 0.02525 | 0.034766 | 0.044764 | 0.055095 | 0.065581 | 0.076338 | 0.087393 | 0.098732 | 0.1104 | 0.12233
SDG&E | GWh | Commercial | Com - Retail (Large Single Level) | FoodServ | No | FoodServ - Oven (Electric) | 0.059654 | 0.12445 | 0.1947 | 0.27098 | 0.3526 | 0.43837 | 0.52671 | 0.61853 | 0.71395 | 0.81278 | 0.91524 | 1.0208
SDG&E | GWh | Commercial | Com - Retail (Large Single Level) | HVAC | Yes | HVAC - Advanced Package Rooftop AC (> EER 12) - Emerging | 0 | 0 | 0.00039688 | 0.0014205 | 0.0032152 | 0.0058818 | 0.0094908 | 0.014106 | 0.019809 | 0.026689 | 0.034837 | 0.044384
SDG&E | GWh | Commercial | Com - Retail (Large Single Level) | HVAC | No | HVAC - Direct Evaporative Cooler | 0.88433 | 1.7677 | 2.6579 | 3.56 | 4.4744 | 5.3994 | 6.333 | 7.2779 | 8.2348 | 9.2112 | 10.2126 | 11.2376
SDG&E | GWh | Commercial | Com - Retail (Large Single Level) | HVAC | No | HVAC - EER Rated Package Rooftop AC (EER 11) | 0 | 0 | 0 | 0 | 0.029983 | 0.06161 | 0.094038 | 0.12734 | 0.16146 | 0.19631 | 0.23199 | 0.26837
SDG&E | GWh | Commercial | Com - Retail (Large Single Level) | HVAC | No | HVAC - Repair Duct System | 0 | 0 | 0 | 0 | 0 | 0.089804 | 0.17083 | 0.24298 | 0.30641 | 0.36175 | 0.40961 | 0.36096
SDG&E | GWh | Commercial | Com - Retail (Large Single Level) | HVAC | No | HVAC - SEER Rated Package Rooftop AC (Recharge) | 0.093968 | 0.17854 | 0.25465 | 0.32316 | 0.29084 | 0.26176 | 0.23558 | 0.21202 | 0.19082 | 0.17174 | 0.15456 | 0.13911
SDG&E | GWh | Commercial | Com - Retail (Large Single Level) | HVAC | No | HVAC - SEER Rated Package Rooftop AC (SEER 14) | 0.24864 | 0.49898 | 0.49898 | 0.49898 | 0.49898 | 0.49898 | 0.49898 | 0.49898 | 0.49898 | 0.49898 | 0.49898 | 0.49898
SDG&E | GWh | Commercial | Com - Retail (Large Single Level) | HVAC | No | HVAC - SEER Rated Package Rooftop AC (SEER 15) | 0.2491 | 0.49958 | 0.61675 | 0.73572 | 0.85573 | 0.97563 | 1.094 | 1.2125 | 1.332 | 1.4526 | 1.5751 | 1.6991
SDG&E | GWh | Commercial | Com - Retail (Large Single Level) | HVAC | No | HVAC - SEER Rated Package Rooftop HP (SEER 14) | 0.027426 | 0.054955 | 0.054955 | 0.054955 | 0.054955 | 0.054955 | 0.054955 | 0.054955 | 0.054955 | 0.054955 | 0.054955 | 0.054955
SDG&E | GWh | Commercial | Com - Retail (Large Single Level) | HVAC | No | HVAC - SEER Rated Package Rooftop HP (SEER 15) | 0.10913 | 0.21886 | 0.27018 | 0.32231 | 0.37488 | 0.42734 | 0.479 | 0.53068 | 0.58271 | 0.63519 | 0.68842 | 0.74227
SDG&E | GWh | Commercial | Com - Retail (Large Single Level) | HVAC | No | HVAC - SEER Rated Split System AC (SEER 14) | 0.091634 | 0.18294 | 0.27358 | 0.27358 | 0.27358 | 0.27358 | 0.27358 | 0.27358 | 0.27358 | 0.27358 | 0.27358 | 0.27358
SDG&E | GWh | Commercial | Com - Retail (Large Single Level) | HVAC | No | HVAC - SEER Rated Split System AC (SEER 15) | 0.036154 | 0.07359 | 0.091407 | 0.10969 | 0.12823 | 0.14679 | 0.16509 | 0.18335 | 0.20167 | 0.2201 | 0.23877 | 0.25761
SDG&E | GWh | Commercial | Com - Retail (Large Single Level) | HVAC | No | HVAC - SEER Rated Split System HP (SEER 14) | 0.11496 | 0.23027 | 0.2459 | 0.26172 | 0.27762 | 0.29343 | 0.30892 | 0.32436 | 0.33986 | 0.35544 | 0.37119 | 0.38708
SDG&E | GWh | Commercial | Com - Retail (Large Single Level) | HVAC | No | HVAC - SEER Rated Split System HP (SEER 15) | 0.050499 | 0.1012 | 0.12487 | 0.14889 | 0.17306 | 0.19711 | 0.22072 | 0.24429 | 0.26798 | 0.29182 | 0.31598 | 0.34038
SDG&E | GWh | Commercial | Com - Retail (Large Single Level) | HVAC | No | HVAC - Thermostat | 0.29231 | 0.65926 | 1.0094 | 1.3463 | 1.6692 | 1.9757 | 2.2624 | 2.5351 | 2.7964 | 3.0477 | 3.2918 | 3.5285
SDG&E | GWh | Commercial | Com - Retail (Large Single Level) | Lighting | Yes | Lighting - LED Fixture (Replacing T8) - Emerging | 0.083403 | 0.20608 | 0.3852 | 0.63962 | 0.9834 | 1.4292 | 1.9803 | 2.6611 | 3.4864 | 4.4706 | 5.6333 | 6.9768
SDG&E | GWh | Commercial | Com - Retail (Large Single Level) | Lighting | Yes | Lighting - LED Lamp (Basic High - Indoor) - Emerging | 0.019791 | 0.052017 | 0.095125 | 0.14807 | 0.21156 | 0.22108 | 0.20374 | 0.17808 | 0.14495 | 0.085209 | 0.10261 | 0.12424
SDG&E | GWh | Commercial | Com - Retail (Large Single Level) | Lighting | Yes | Lighting - LED Lamp (Basic Low - Indoor) - Emerging | 0.10482 | 0.24962 | 0.4288 | 0.64544 | 0.9006 | 0.94506 | 0.87157 | 0.79427 | 0.7119 | 0.51857 | 0.65053 | 0.80279
SDG&E | GWh | Commercial | Com - Retail (Large Single Level) | Lighting | Yes | Lighting - LED Plug-In Indoor Fixture - Emerging | 0.025524 | 0.057352 | 0.096429 | 0.14375 | 0.1999 | 0.20358 | 0.20766 | 0.21239 | 0.21851 | 0.22611 | 0.23531 | 0.24614
SDG&E | GWh | Commercial | Com - Retail (Large Single Level) | Lighting | No | Lighting - Cold Cathode Lamp | 0.02807 | 0.058253 | 0.090334 | 0.12426 | 0.15972 | 0.15972 | 0.15972 | 0.13165 | 0.10147 | 0.069387 | 0.035462 | 0
SDG&E | GWh | Commercial | Com - Retail (Large Single Level) | Lighting | No | Lighting - Compact Fluorescent Fixture (Indoor) | 3.358 | 7.0115 | 10.9664 | 15.2361 | 19.803 | 16.4449 | 12.7915 | 8.8365 | 4.5669 | 0 | 0 | 0
SDG&E | GWh | Commercial | Com - Retail (Large Single Level) | Lighting | No | Lighting - Compact Fluorescent Lamp (Basic High - Indoor) | 0.62936 | 1.3412 | 2.1294 | 2.9873 | 3.9016 | 3.2723 | 2.5604 | 1.7723 | 0.91436 | 0 | 0 | 0
SDG&E | GWh | Commercial | Com - Retail (Large Single Level) | Lighting | No | Lighting - Compact Fluorescent Lamp (Basic Low - Indoor) | 2.662 | 5.4775 | 8.4292 | 11.4976 | 14.6504 | 11.9884 | 9.1729 | 6.2212 | 3.1528 | 0 | 0 | 0
SDG&E | GWh | Commercial | Com - Retail (Large Single Level) | Lighting | No | Lighting - Exit Fixture (LED) | 0.42476 | 0.83448 | 1.2015 | 1.5078 | 1.7523 | 1.9444 | 1.746 | 1.5346 | 1.3504 | 1.2089 | 1.1116 | 1.0508
SDG&E | GWh | Commercial | Com - Retail (Large Single Level) | Lighting | No | Lighting - Halogen Lamp (A-Line) | 0.01946 | 0.044999 | 0.057378 | 0.070855 | 0.085885 | 0.046869 | 0 | 0 | 0 | 0 | 0 | 0
SDG&E | GWh | Commercial | Com - Retail (Large Single Level) | Lighting | No | Lighting - Halogen Lamp (Reflector) | 0.0071472 | 0.016284 | 0.020187 | 0.024135 | 0.028264 | 0.032455 | 0.036192 | 0.039476 | 0.042514 | 0.04529 | 0.048166 | 0.050879
SDG&E | GWh | Commercial | Com - Retail (Large Single Level) | Lighting | No | Lighting - High Bay HID to T5 | 0.34957 | 0.7268 | 1.1281 | 1.54 | 1.9451 | 2.6787 | 3.405 | 4.1205 | 4.8142 | 5.4726 | 6.0861 | 6.6506
SDG&E | GWh | Commercial | Com - Retail (Large Single Level) | Lighting | No | Lighting - Induction Fixture (Indoor) | 0.046802 | 0.10455 | 0.17367 | 0.25503 | 0.34819 | 0.45185 | 0.56393 | 0.68561 | 0.81705 | 0.95785 | 1.1081 | 1.2668
SDG&E | GWh | Commercial | Com - Retail (Large Single Level) | Lighting | No | Lighting - Induction Fixture (Outdoor) | 0.015869 | 0.034987 | 0.057502 | 0.083706 | 0.11345 | 0.14633 | 0.1817 | 0.21997 | 0.26123 | 0.30539 | 0.35254 | 0.40238
SDG&E | GWh | Commercial | Com - Retail (Large Single Level) | Lighting | No | Lighting - Linear Fluorescent Delamping | 0.007748 | 0.015628 | 0.025685 | 0.037994 | 0.052224 | 0 | 0 | 0 | 0 | 0 | 0 | 0
SDG&E | GWh | Commercial | Com - Retail (Large Single Level) | Lighting | No | Lighting - Linear Fluorescent Fixture (Low Wattage T8) | 0.46022 | 0.97918 | 1.5524 | 2.1781 | 2.8456 | 3.5403 | 4.2464 | 4.9667 | 5.6991 | 6.4391 | 7.185 | 7.9312
SDG&E | GWh | Commercial | Com - Retail (Large Single Level) | Lighting | No | Lighting - Low Bay HID to T5 | 0.062906 | 0.13678 | 0.20877 | 0.27947 | 0.34841 | 0.44345 | 0.53998 | 0.63342 | 0.72457 | 0.81342 | 0.9001 | 0.98408
SDG&E | GWh | Commercial | Com - Retail (Large Single Level) | Lighting | No | Lighting - Plug-In Fixture (Compact Fluorescent) | 0.47102 | 0.94111 | 1.4108 | 1.8826 | 2.3533 | 2.3533 | 2.3533 | 2.3533 | 2.3533 | 2.3533 | 2.3533 | 2.3533
SDG&E | GWh | Commercial | Com - Retail (Large Single Level) | Lighting | No | Lighting - Plug-In Fixture (Exterior) | 0.12521 | 0.25165 | 0.37986 | 0.51087 | 0.64391 | 0.77772 | 0.91071 | 1.0447 | 1.1804 | 1.3179 | 1.4581 | 1.6005
SDG&E | GWh | Commercial | Com - Retail (Large Single Level) | Lighting | No | Lighting - Plug-In Fixture (Induction) | 0 | 0 | 0.04209 | 0.1175 | 0.20345 | 0.29562 | 0.3901 | 0.48723 | 0.58691 | 0.68894 | 0.79372 | 0.90078
SDG&E | GWh | Commercial | Com - Retail (Large Single Level) | Lighting | No | Lighting - Plug-In Fixture (Linear Fluorescent) | 1.3155 | 2.752 | 4.2879 | 5.9147 | 7.6075 | 7.6075 | 7.6075 | 7.6075 | 7.6075 | 7.6075 | 7.6075 | 7.6075
SDG&E | GWh | Commercial | Com - Retail (Large Single Level) | Lighting | No | Lighting - Plug-In Fixture (PSMH with Electronic Ballast) | 0.15955 | 0.32445 | 0.48099 | 0.62881 | 0.76957 | 0.90419 | 1.0329 | 1.1589 | 1.2836 | 1.4073 | 1.5311 | 1.6547
SDG&E | GWh | Commercial | Com - Retail (Large Single Level) | Lighting | No | Lighting - Plug-In Fixture (PSMH) | 0.16591 | 0.33721 | 0.49991 | 0.6527 | 0.7964 | 0.93238 | 1.0612 | 1.1861 | 1.3084 | 1.4287 | 1.5479 | 1.6659
SDG&E | GWh | Commercial | Com - Retail (Large Single Level) | SHW | No | SHW - EF Rated Instantaneous Water Heater (Electric) | 0.00021035 | 0.00046994 | 0.00078041 | 0.001145 | 0.0015604 | 0.0020192 | 0.0025108 | 0.0030405 | 0.0036091 | 0.0042145 | 0.0048573 | 0.0055328
SDG&E | GWh | Commercial | Com - Retail (Large Single Level) | SHW | No | SHW - EF Rated Storage Water Heater (Electric) | 0.00016488 | 0.00036515 | 0.00036515 | 0.00036515 | 0.00036515 | 0.00036515 | 0.00036515 | 0.00036515 | 0.00036515 | 0.00036515 | 0.00036515 | 0.00036515
SDG&E | GWh | Commercial | Com - Retail (Large Single Level) | Service | No | HVAC - Comprehensive Rooftop Unit Quality Maintenance | 0.43492 | 0.85392 | 1.2882 | 1.7319 | 2.1774 | 2.6169 | 3.0427 | 3.4474 | 3.8249 | 4.1709 | 4.4828 | 4.3245
SDG&E | GWh | Commercial | Com - Retail (Large Single Level) | Service | No | Service - HVAC Fault Detection & Diagnositics | 0.10134 | 0.24378 | 0.38216 | 0.51773 | 0.64939 | 0.77576 | 0.89511 | 1.0098 | 1.1209 | 1.2287 | 1.336 | 1.441
SDG&E | GWh | Commercial | Com - Retail (Large Single Level) | Service | No | Service - Retro-Commissioning (Electric) | 0 | 0 | 0 | 0 | 0 | 0 | 0 | 0 | 0.31154 | 0.61418 | 0.85696 | 1.0344
SDG&E | GWh | Commercial | Com - Retail (Large Single Level) | WholeBlg | No | HVAC - Energy Management System | 0.2679 | 0.57109 | 0.85492 | 1.1214 | 1.3697 | 1.5987 | 1.8073 | 2.0092 | 2.2061 | 2.3986 | 2.5882 | 2.7745
SDG&E | GWh | Commercial | Com - Retail (Large Single Level) | WholeBlg | No | WholeBlg - Com NC Level 2 | 0.02691 | 0 | 0 | 0 | 0 | 0 | 0 | 0 | 0 | 0 | 0 | 0
SDG&E | GWh | Commercial | Com - Retail (Large Single Level) | WholeBlg | No | WholeBlg - Com NC Level 3 | 0.011165 | 0.011165 | 0.011165 | 0.011165 | 0.011165 | 0.011165 | 0.011165 | 0 | 0 | 0 | 0 | 0
SDG&E | GWh | Commercial | Com - Retail (Large Single Level) | WholeBlg | No | WholeBlg - Com NC ZNE | 0.00068077 | 0.00068077 | 0.00068077 | 0.00068077 | 0.0047712 | 0.012355 | 0.023264 | 0.038555 | 0.058738 | 0.08399 | 0.083478 | 0.083478
SDG&E | GWh | Commercial | Com - Retail (Large Single Level) | WholeBlg | No | WholeBlg - Com RET Level 1 | 0.066907 | 0.15961 | 0.28015 | 0.43066 | 0.61327 | 0.83027 | 1.0838 | 1.3762 | 1.7092 | 2.0848 | 2.5045 | 2.9695
SDG&E | GWh | Commercial | Com - Retail (Large Single Level) | WholeBlg | No | WholeBlg - Com RET Level 2 | 0.16524 | 0.39022 | 0.67954 | 1.0385 | 1.4722 | 1.9864 | 2.5863 | 3.2775 | 4.065 | 4.9536 | 5.9471 | 7.0487
SDG&E | GWh | Commercial | Com - Retail (Small) | AppPlug | No | AppPlug - Desktop Computer (Com - Power Management) | 0.11053 | 0.23044 | 0.355 | 0.48258 | 0.61024 | 0.73503 | 0.85393 | 0.96651 | 1.0724 | 1.1715 | 1.2645 | 1.241
SDG&E | GWh | Commercial | Com - Retail (Small) | AppPlug | No | AppPlug - Occupancy Sensor Plug Strip | 0 | 0 | 0 | 0 | 0 | 0 | 0 | 0 | 0 | 0.084066 | 0.16815 | 0.23922
SDG&E | GWh | Commercial | Com - Retail (Small) | AppPlug | No | AppPlug - Vending Machine Controls | 0.15125 | 0.30722 | 0.46728 | 0.63059 | 0.79457 | 0.95582 | 0.95919 | 0.94985 | 0.927 | 0.8907 | 0.84386 | 0.78946
SDG&E | GWh | Commercial | Com - Retail (Small) | BldgEnv | No | BldgEnv - Wall Spray On Insulation | 0.0048531 | 0.0094635 | 0.013843 | 0.018004 | 0.021957 | 0.025713 | 0.02928 | 0.027816 | 0.026425 | 0.025104 | 0.023849 | 0.022656
SDG&E | GWh | Commercial | Com - Retail (Small) | BldgEnv | No | BldgEnv - Window Film | 0.060142 | 0.11427 | 0.1683 | 0.22835 | 0.29374 | 0.36288 | 0.43426 | 0.50764 | 0.58241 | 0.6588 | 0.73627 | 0.75389
SDG&E | GWh | Commercial | Com - Retail (Small) | FoodServ | No | FoodServ - Electric Steamer | 0.0079014 | 0.016312 | 0.02525 | 0.034766 | 0.044762 | 0.055091 | 0.065574 | 0.076326 | 0.087373 | 0.098704 | 0.11037 | 0.1223
SDG&E | GWh | Commercial | Com - Retail (Small) | HVAC | Yes | HVAC - Advanced Package Rooftop AC (> EER 12) - Emerging | 0 | 0 | 0.0004109 | 0.0014724 | 0.0033317 | 0.0060919 | 0.009824 | 0.014591 | 0.020475 | 0.027568 | 0.035959 | 0.045785
SDG&E | GWh | Commercial | Com - Retail (Small) | HVAC | No | HVAC - Direct Evaporative Cooler | 0.36761 | 0.73484 | 1.1053 | 1.4812 | 1.8631 | 2.2504 | 2.6424 | 3.0404 | 3.445 | 3.8566 | 4.2757 | 4.702
SDG&E | GWh | Commercial | Com - Retail (Small) | HVAC | No | HVAC - EER Rated Package Rooftop AC (EER 11) | 0 | 0 | 0 | 0.022836 | 0.047413 | 0.082166 | 0.11773 | 0.15418 | 0.1915 | 0.2296 | 0.26858 | 0.30833
SDG&E | GWh | Commercial | Com - Retail (Small) | HVAC | No | HVAC - SEER Rated Package Rooftop AC (Recharge) | 0.095874 | 0.18216 | 0.25982 | 0.32971 | 0.29674 | 0.26706 | 0.24036 | 0.21632 | 0.19469 | 0.17522 | 0.1577 | 0.14193
SDG&E | GWh | Commercial | Com - Retail (Small) | HVAC | No | HVAC - SEER Rated Package Rooftop AC (SEER 14) | 0.22277 | 0.44695 | 0.44695 | 0.44695 | 0.44695 | 0.44695 | 0.44695 | 0.44695 | 0.44695 | 0.44695 | 0.44695 | 0.44695
SDG&E | GWh | Commercial | Com - Retail (Small) | HVAC | No | HVAC - SEER Rated Package Rooftop AC (SEER 15) | 0.23597 | 0.47324 | 0.58422 | 0.69691 | 0.81057 | 0.92414 | 1.0362 | 1.1485 | 1.2617 | 1.3759 | 1.4919 | 1.6094
SDG&E | GWh | Commercial | Com - Retail (Small) | HVAC | No | HVAC - SEER Rated Package Rooftop HP (SEER 14) | 0.028397 | 0.056869 | 0.056869 | 0.056869 | 0.056869 | 0.056869 | 0.056869 | 0.056869 | 0.056869 | 0.056869 | 0.056869 | 0.056869
SDG&E | GWh | Commercial | Com - Retail (Small) | HVAC | No | HVAC - SEER Rated Package Rooftop HP (SEER 15) | 0.11153 | 0.22354 | 0.27589 | 0.32904 | 0.3826 | 0.43595 | 0.48835 | 0.54071 | 0.59338 | 0.64647 | 0.70032 | 0.75478
SDG&E | GWh | Commercial | Com - Retail (Small) | HVAC | No | HVAC - SEER Rated Split System AC (SEER 14) | 0.10689 | 0.21388 | 0.32094 | 0.32094 | 0.32094 | 0.32094 | 0.32094 | 0.32094 | 0.32094 | 0.32094 | 0.32094 | 0.32094
SDG&E | GWh | Commercial | Com - Retail (Small) | HVAC | No | HVAC - SEER Rated Split System AC (SEER 15) | 0.049045 | 0.10014 | 0.12472 | 0.15027 | 0.17654 | 0.20319 | 0.22981 | 0.25673 | 0.28407 | 0.31183 | 0.34012 | 0.36885
SDG&E | GWh | Commercial | Com - Retail (Small) | HVAC | No | HVAC - SEER Rated Split System HP (SEER 14) | 0.12911 | 0.25866 | 0.27623 | 0.29401 | 0.31189 | 0.32966 | 0.3471 | 0.3645 | 0.38195 | 0.3995 | 0.41725 | 0.43516
SDG&E | GWh | Commercial | Com - Retail (Small) | HVAC | No | HVAC - SEER Rated Split System HP (SEER 15) | 0.055723 | 0.11168 | 0.13782 | 0.16433 | 0.19103 | 0.21761 | 0.24372 | 0.26979 | 0.296 | 0.32239 | 0.34912 | 0.37612
SDG&E | GWh | Commercial | Com - Retail (Small) | HVAC | No | HVAC - Thermostat | 0.30352 | 0.68453 | 1.0481 | 1.398 | 1.7334 | 2.0517 | 2.3495 | 2.6328 | 2.9043 | 3.1654 | 3.4191 | 3.6651
SDG&E | GWh | Commercial | Com - Retail (Small) | Lighting | Yes | Lighting - LED Fixture (Replacing T8) - Emerging | 0.050952 | 0.12642 | 0.23891 | 0.40195 | 0.6266 | 0.92356 | 1.297 | 1.7662 | 2.3425 | 3.0376 | 3.8672 | 4.8346
SDG&E | GWh | Commercial | Com - Retail (Small) | Lighting | Yes | Lighting - LED Lamp (Basic High - Indoor) - Emerging | 0.01737 | 0.045737 | 0.084206 | 0.13154 | 0.18845 | 0.19701 | 0.18197 | 0.15919 | 0.1297 | 0.076654 | 0.092548 | 0.1123
SDG&E | GWh | Commercial | Com - Retail (Small) | Lighting | Yes | Lighting - LED Lamp (Basic Low - Indoor) - Emerging | 0.093471 | 0.22357 | 0.38473 | 0.57996 | 0.81037 | 0.8506 | 0.78494 | 0.71598 | 0.64248 | 0.4699 | 0.59031 | 0.7294
SDG&E | GWh | Commercial | Com - Retail (Small) | Lighting | Yes | Lighting - LED Plug-In Indoor Fixture - Emerging | 0.0078754 | 0.017477 | 0.029254 | 0.043623 | 0.0609 | 0.062054 | 0.063366 | 0.064859 | 0.066824 | 0.06933 | 0.072437 | 0.076177
SDG&E | GWh | Commercial | Com - Retail (Small) | Lighting | No | Lighting - Cold Cathode Lamp | 0.023186 | 0.048072 | 0.074488 | 0.1024 | 0.13155 | 0.13155 | 0.13155 | 0.10837 | 0.083479 | 0.057063 | 0.029153 | 0
SDG&E | GWh | Commercial | Com - Retail (Small) | Lighting | No | Lighting - Compact Fluorescent Fixture (Indoor) | 3.0538 | 6.3737 | 9.9655 | 13.8409 | 17.9843 | 14.9305 | 11.6105 | 8.0188 | 4.1434 | 0 | 0 | 0
SDG&E | GWh | Commercial | Com - Retail (Small) | Lighting | No | Lighting - Compact Fluorescent Lamp (Basic High - Indoor) | 0.56996 | 1.2155 | 1.9308 | 2.7099 | 3.5406 | 2.9706 | 2.3251 | 1.6098 | 0.83074 | 0 | 0 | 0
SDG&E | GWh | Commercial | Com - Retail (Small) | Lighting | No | Lighting - Compact Fluorescent Lamp (Basic Low - Indoor) | 2.4132 | 4.967 | 7.6455 | 10.4308 | 13.2935 | 10.8803 | 8.3266 | 5.6481 | 2.8627 | 0 | 0 | 0
SDG&E | GWh | Commercial | Com - Retail (Small) | Lighting | No | Lighting - Exit Fixture (LED) | 0.4229 | 0.83084 | 1.1963 | 1.5013 | 1.7447 | 1.936 | 1.7385 | 1.528 | 1.3446 | 1.2038 | 1.1068 | 1.0463
SDG&E | GWh | Commercial | Com - Retail (Small) | Lighting | No | Lighting - Halogen Lamp (A-Line) | 0.01946 | 0.045 | 0.05738 | 0.070858 | 0.08589 | 0.046872 | 0 | 0 | 0 | 0 | 0 | 0
SDG&E | GWh | Commercial | Com - Retail (Small) | Lighting | No | Lighting - Halogen Lamp (Reflector) | 0.0071468 | 0.016283 | 0.020187 | 0.024136 | 0.028266 | 0.03246 | 0.036201 | 0.039488 | 0.042529 | 0.045308 | 0.048187 | 0.050901
SDG&E | GWh | Commercial | Com - Retail (Small) | Lighting | No | Lighting - High Bay HID to T5 | 0.27108 | 0.56382 | 0.87468 | 1.1934 | 1.5067 | 2.0749 | 2.638 | 3.1925 | 3.7301 | 4.2404 | 4.7162 | 5.154
SDG&E | GWh | Commercial | Com - Retail (Small) | Lighting | No | Lighting - Induction Fixture (Indoor) | 0.047656 | 0.10648 | 0.1769 | 0.25981 | 0.35476 | 0.46042 | 0.57467 | 0.69872 | 0.83273 | 0.97628 | 1.1295 | 1.2913
SDG&E | GWh | Commercial | Com - Retail (Small) | Lighting | No | Lighting - Induction Fixture (Outdoor) | 0.015869 | 0.034986 | 0.057502 | 0.083706 | 0.11345 | 0.14633 | 0.1817 | 0.21997 | 0.26123 | 0.30539 | 0.35254 | 0.40238
SDG&E | GWh | Commercial | Com - Retail (Small) | Lighting | No | Lighting - Linear Fluorescent Delamping | 0.0060184 | 0.01214 | 0.019947 | 0.029498 | 0.04054 | 0 | 0 | 0 | 0 | 0 | 0 | 0
SDG&E | GWh | Commercial | Com - Retail (Small) | Lighting | No | Lighting - Linear Fluorescent Fixture (Low Wattage T8) | 0.35009 | 0.74671 | 1.1866 | 1.6687 | 2.1847 | 2.7236 | 3.2728 | 3.8346 | 4.4075 | 4.9878 | 5.5744 | 6.1626
SDG&E | GWh | Commercial | Com - Retail (Small) | Lighting | No | Lighting - Low Bay HID to T5 | 0 | 0 | 0 | 0 | 0 | 0.050934 | 0.099295 | 0.14601 | 0.19148 | 0.23583 | 0.30264 | 0.36746
SDG&E | GWh | Commercial | Com - Retail (Small) | Lighting | No | Lighting - Plug-In Fixture (Compact Fluorescent) | 0.19731 | 0.39513 | 0.59386 | 0.79467 | 0.99629 | 0.99629 | 0.99629 | 0.99629 | 0.99629 | 0.99629 | 0.99629 | 0.99629
SDG&E | GWh | Commercial | Com - Retail (Small) | Lighting | No | Lighting - Plug-In Fixture (Exterior) | 0.1252 | 0.25165 | 0.37986 | 0.51087 | 0.64391 | 0.77772 | 0.91071 | 1.0447 | 1.1804 | 1.3179 | 1.4581 | 1.6005
SDG&E | GWh | Commercial | Com - Retail (Small) | Lighting | No | Lighting - Plug-In Fixture (Induction) | 0 | 0 | 0.061682 | 0.13637 | 0.21937 | 0.30705 | 0.3962 | 0.48753 | 0.58109 | 0.67678 | 0.77503 | 0.87542
SDG&E | GWh | Commercial | Com - Retail (Small) | Lighting | No | Lighting - Plug-In Fixture (Linear Fluorescent) | 0.77609 | 1.6185 | 2.5158 | 3.464 | 4.4493 | 4.4493 | 4.4493 | 4.4493 | 4.4493 | 4.4493 | 4.4493 | 4.4493
SDG&E | GWh | Commercial | Com - Retail (Small) | Lighting | No | Lighting - Plug-In Fixture (PSMH with Electronic Ballast) | 0.15145 | 0.30838 | 0.45257 | 0.58838 | 0.71895 | 0.84479 | 0.96572 | 1.0844 | 1.202 | 1.3189 | 1.4359 | 1.5528
SDG&E | GWh | Commercial | Com - Retail (Small) | Lighting | No | Lighting - Plug-In Fixture (PSMH) | 0.15819 | 0.32198 | 0.47263 | 0.61498 | 0.74991 | 0.8784 | 1.0006 | 1.1193 | 1.2356 | 1.3501 | 1.4636 | 1.576
SDG&E | GWh | Commercial | Com - Retail (Small) | SHW | No | SHW - EF Rated Instantaneous Water Heater (Electric) | 0.0001359 | 0.00030357 | 0.00050393 | 0.000739 | 0.0010066 | 0.001302 | 0.0016183 | 0.0019592 | 0.0023249 | 0.0027142 | 0.0031276 | 0.0035619
SDG&E | GWh | Commercial | Com - Retail (Small) | SHW | No | SHW - EF Rated Storage Water Heater (Electric) | 0.00011498 | 0.00025467 | 0.00025467 | 0.00025467 | 0.00025467 | 0.00025467 | 0.00025467 | 0.00025467 | 0.00025467 | 0.00025467 | 0.00025467 | 0.00025467
SDG&E | GWh | Commercial | Com - Retail (Small) | Service | No | HVAC - Comprehensive Rooftop Unit Quality Maintenance | 0.43492 | 0.85392 | 1.2882 | 1.7319 | 2.1774 | 2.6169 | 3.0427 | 3.4474 | 3.8249 | 4.1709 | 4.4828 | 4.3245
SDG&E | GWh | Commercial | Com - Retail (Small) | Service | No | Service - HVAC Fault Detection & Diagnositics | 0.10134 | 0.24378 | 0.38216 | 0.51773 | 0.64939 | 0.77576 | 0.89511 | 1.0098 | 1.1209 | 1.2287 | 1.336 | 1.441
SDG&E | GWh | Commercial | Com - Retail (Small) | Service | No | Service - Retro-Commissioning (Electric) | 0 | 0 | 0 | 0 | 0 | 0 | 0 | 0 | 0.31154 | 0.61418 | 0.85696 | 1.0344
SDG&E | GWh | Commercial | Com - Retail (Small) | WholeBlg | No | HVAC - Energy Management System | 0.2679 | 0.57109 | 0.85492 | 1.1214 | 1.3697 | 1.5987 | 1.8073 | 2.0092 | 2.2061 | 2.3986 | 2.5882 | 2.7745
SDG&E | GWh | Commercial | Com - Retail (Small) | WholeBlg | No | WholeBlg - Com NC Level 2 | 0.02691 | 0 | 0 | 0 | 0 | 0 | 0 | 0 | 0 | 0 | 0 | 0
SDG&E | GWh | Commercial | Com - Retail (Small) | WholeBlg | No | WholeBlg - Com NC Level 3 | 0.011165 | 0.011165 | 0.011165 | 0.011165 | 0.011165 | 0.011165 | 0.011165 | 0 | 0 | 0 | 0 | 0
SDG&E | GWh | Commercial | Com - Retail (Small) | WholeBlg | No | WholeBlg - Com NC ZNE | 0.00068077 | 0.00068077 | 0.00068077 | 0.00068077 | 0.0047712 | 0.012355 | 0.023264 | 0.038555 | 0.058738 | 0.08399 | 0.083478 | 0.083478
SDG&E | GWh | Commercial | Com - Retail (Small) | WholeBlg | No | WholeBlg - Com RET Level 1 | 0.065944 | 0.15741 | 0.27642 | 0.42511 | 0.60561 | 0.82018 | 1.071 | 1.3603 | 1.6899 | 2.0618 | 2.4773 | 2.9379
SDG&E | GWh | Commercial | Com - Retail (Small) | WholeBlg | No | WholeBlg - Com RET Level 2 | 0.14727 | 0.34784 | 0.60578 | 0.92582 | 1.3126 | 1.7711 | 2.306 | 2.9223 | 3.6243 | 4.4164 | 5.3019 | 6.2838
SDG&E | GWh | Commercial | Com - Storage (Conditioned) | AppPlug | No | AppPlug - Desktop Computer (Com - Power Management) | 0.045162 | 0.094157 | 0.14505 | 0.19718 | 0.24935 | 0.30038 | 0.34901 | 0.39507 | 0.43844 | 0.47902 | 0.51704 | 0.50741
SDG&E | GWh | Commercial | Com - Storage (Conditioned) | AppPlug | No | AppPlug - Occupancy Sensor Plug Strip | 0 | 0 | 0 | 0 | 0 | 0 | 0 | 0 | 0 | 0.034366 | 0.06872 | 0.09776
SDG&E | GWh | Commercial | Com - Storage (Conditioned) | AppPlug | No | AppPlug - Vending Machine Controls | 0.11318 | 0.22988 | 0.34965 | 0.47184 | 0.59458 | 0.71531 | 0.71793 | 0.71109 | 0.6942 | 0.66728 | 0.63219 | 0.59142
SDG&E | GWh | Commercial | Com - Storage (Conditioned) | BldgEnv | No | BldgEnv - Wall Spray On Insulation | 0.0052294 | 0.010197 | 0.014917 | 0.0194 | 0.02366 | 0.027706 | 0.03155 | 0.029973 | 0.028474 | 0.02705 | 0.025698 | 0.024413
SDG&E | GWh | Commercial | Com - Storage (Conditioned) | BldgEnv | No | BldgEnv - Window Film | 0 | 0 | 0 | 0 | 0 | 0 | 0 | 0 | 0 | 0.00062672 | 0.0019626 | 0.0038009
SDG&E | GWh | Commercial | Com - Storage (Conditioned) | ComRefrig | No | ComRefrig - Strip Curtain for Walk In Refrigerator | 0 | 0.12418 | 0.2422 | 0.3506 | 0.44605 | 0.52639 | 0.46684 | 0.39854 | 0.32661 | 0.2564 | 0.19496 | 0.14451
SDG&E | GWh | Commercial | Com - Storage (Conditioned) | HVAC | No | HVAC - Direct Evaporative Cooler | 0.3395 | 0.67772 | 1.017 | 1.3588 | 1.7032 | 2.0496 | 2.3973 | 2.7483 | 3.1051 | 3.4678 | 3.8365 | 4.2109
SDG&E | GWh | Commercial | Com - Storage (Conditioned) | HVAC | No | HVAC - SEER Rated Package Rooftop AC (SEER 14) | 0.042763 | 0.085732 | 0.085732 | 0.085732 | 0.085732 | 0.085732 | 0.085732 | 0.085732 | 0.085732 | 0.085732 | 0.085732 | 0.085732
SDG&E | GWh | Commercial | Com - Storage (Conditioned) | HVAC | No | HVAC - SEER Rated Package Rooftop AC (SEER 15) | 0.031523 | 0.063148 | 0.077926 | 0.092914 | 0.10802 | 0.12309 | 0.13795 | 0.15282 | 0.16779 | 0.18288 | 0.19818 | 0.21366
SDG&E | GWh | Commercial | Com - Storage (Conditioned) | HVAC | No | HVAC - SEER Rated Package Rooftop HP (SEER 14) | 0.0027042 | 0.005418 | 0.005418 | 0.005418 | 0.005418 | 0.005418 | 0.005418 | 0.005418 | 0.005418 | 0.005418 | 0.005418 | 0.005418
SDG&E | GWh | Commercial | Com - Storage (Conditioned) | HVAC | No | HVAC - SEER Rated Package Rooftop HP (SEER 15) | 0.0097686 | 0.019583 | 0.024178 | 0.028849 | 0.033567 | 0.038285 | 0.042945 | 0.047616 | 0.052328 | 0.05709 | 0.061923 | 0.066822
SDG&E | GWh | Commercial | Com - Storage (Conditioned) | HVAC | No | HVAC - SEER Rated Split System AC (SEER 14) | 0.013554 | 0.027031 | 0.040394 | 0.040394 | 0.040394 | 0.040394 | 0.040394 | 0.040394 | 0.040394 | 0.040394 | 0.040394 | 0.040394
SDG&E | GWh | Commercial | Com - Storage (Conditioned) | HVAC | No | HVAC - SEER Rated Split System AC (SEER 15) | 0.0041626 | 0.0084588 | 0.010499 | 0.012586 | 0.014697 | 0.016805 | 0.018878 | 0.020948 | 0.023032 | 0.025128 | 0.027244 | 0.029374
SDG&E | GWh | Commercial | Com - Storage (Conditioned) | HVAC | No | HVAC - SEER Rated Split System HP (SEER 14) | 0.021397 | 0.042851 | 0.045764 | 0.04872 | 0.051698 | 0.054667 | 0.057587 | 0.060507 | 0.063446 | 0.066411 | 0.069418 | 0.072461
SDG&E | GWh | Commercial | Com - Storage (Conditioned) | HVAC | No | HVAC - SEER Rated Split System HP (SEER 15) | 0.0066361 | 0.01329 | 0.016402 | 0.019563 | 0.022751 | 0.025932 | 0.029061 | 0.032193 | 0.03535 | 0.038539 | 0.041778 | 0.045061
SDG&E | GWh | Commercial | Com - Storage (Conditioned) | Lighting | Yes | Lighting - LED Fixture (Replacing T8) - Emerging | 0.0038982 | 0.013352 | 0.030132 | 0.05628 | 0.0933 | 0.14255 | 0.20416 | 0.28141 | 0.37613 | 0.4903 | 0.62666 | 0.7889
SDG&E | GWh | Commercial | Com - Storage (Conditioned) | Lighting | Yes | Lighting - LED Lamp (Basic High - Indoor) - Emerging | 0.0001517 | 0.00036651 | 0.00066519 | 0.0010108 | 0.0013987 | 0.001454 | 0.0013319 | 0.0011743 | 0.0010105 | 0.00069064 | 0.00086361 | 0.0010549
SDG&E | GWh | Commercial | Com - Storage (Conditioned) | Lighting | Yes | Lighting - LED Lamp (Basic Low - Indoor) - Emerging | 0.0013573 | 0.003259 | 0.0055226 | 0.0081848 | 0.011266 | 0.011838 | 0.01115 | 0.010512 | 0.0098995 | 0.0079474 | 0.01006 | 0.012503
SDG&E | GWh | Commercial | Com - Storage (Conditioned) | Lighting | Yes | Lighting - LED Plug-In Indoor Fixture - Emerging | 0.011265 | 0.02531 | 0.042546 | 0.063402 | 0.088126 | 0.089742 | 0.091537 | 0.093622 | 0.096315 | 0.09966 | 0.1037 | 0.10845
SDG&E | GWh | Commercial | Com - Storage (Conditioned) | Lighting | No | Lighting - Cold Cathode Lamp | 0.0047479 | 0.009851 | 0.015269 | 0.020993 | 0.026962 | 0.026962 | 0.026962 | 0.026962 | 0.026962 | 0.022214 | 0.017111 | 0.011693
SDG&E | GWh | Commercial | Com - Storage (Conditioned) | Lighting | No | Lighting - Compact Fluorescent Fixture (Indoor) | 0.038756 | 0.080687 | 0.12587 | 0.17445 | 0.22624 | 0.18749 | 0.14555 | 0.10037 | 0.05179 | 0 | 0 | 0
SDG&E | GWh | Commercial | Com - Storage (Conditioned) | Lighting | No | Lighting - Compact Fluorescent Lamp (Basic High - Indoor) | 0.0065338 | 0.013172 | 0.019884 | 0.0267 | 0.033596 | 0.027062 | 0.020424 | 0.013711 | 0.0068954 | 0 | 0 | 0
SDG&E | GWh | Commercial | Com - Storage (Conditioned) | Lighting | No | Lighting - Compact Fluorescent Lamp (Basic Low - Indoor) | 0.048074 | 0.096405 | 0.14516 | 0.19446 | 0.24416 | 0.19609 | 0.14775 | 0.098996 | 0.049701 | 0 | 0 | 0
SDG&E | GWh | Commercial | Com - Storage (Conditioned) | Lighting | No | Lighting - Exit Fixture (LED) | 0.15967 | 0.31373 | 0.45178 | 0.56705 | 0.65914 | 0.73166 | 0.65741 | 0.57803 | 0.50889 | 0.45574 | 0.41909 | 0.39613
SDG&E | GWh | Commercial | Com - Storage (Conditioned) | Lighting | No | Lighting - Halogen Lamp (A-Line) | 0.0079513 | 0.018386 | 0.023442 | 0.028947 | 0.035086 | 0.019147 | 0 | 0 | 0 | 0 | 0 | 0
SDG&E | GWh | Commercial | Com - Storage (Conditioned) | Lighting | No | Lighting - Halogen Lamp (Reflector) | 0.0029207 | 0.0066538 | 0.0082478 | 0.0098599 | 0.011546 | 0.013255 | 0.014779 | 0.016119 | 0.017358 | 0.018488 | 0.019661 | 0.020768
SDG&E | GWh | Commercial | Com - Storage (Conditioned) | Lighting | No | Lighting - High Bay HID to T5 | 0.044009 | 0.1075 | 0.16916 | 0.22955 | 0.2883 | 0.389 | 0.50625 | 0.6197 | 0.73037 | 0.83808 | 0.94258 | 1.0431
SDG&E | GWh | Commercial | Com - Storage (Conditioned) | Lighting | No | Lighting - Induction Fixture (Indoor) | 0.018787 | 0.042326 | 0.070846 | 0.10476 | 0.14392 | 0.18782 | 0.23559 | 0.28775 | 0.34435 | 0.40522 | 0.47037 | 0.53933
SDG&E | GWh | Commercial | Com - Storage (Conditioned) | Lighting | No | Lighting - Induction Fixture (Outdoor) | 0.006488 | 0.014299 | 0.023498 | 0.034205 | 0.046358 | 0.059793 | 0.074247 | 0.089886 | 0.10675 | 0.12479 | 0.14406 | 0.16442
SDG&E | GWh | Commercial | Com - Storage (Conditioned) | Lighting | No | Lighting - Linear Fluorescent Delamping | 0.001772 | 0.0035745 | 0.0058723 | 0.0086828 | 0.011932 | 0 | 0 | 0 | 0 | 0 | 0 | 0
SDG&E | GWh | Commercial | Com - Storage (Conditioned) | Lighting | No | Lighting - Linear Fluorescent Fixture (Low Wattage T8) | 0.087449 | 0.18265 | 0.28452 | 0.39267 | 0.50532 | 0.62033 | 0.73549 | 0.85153 | 0.96844 | 1.0858 | 1.2036 | 1.3189
SDG&E | GWh | Commercial | Com - Storage (Conditioned) | Lighting | No | Lighting - Low Bay HID to T5 | 0 | 0 | 0 | 0 | 0 | 0 | 0 | 0 | 0.0114 | 0.033409 | 0.055087 | 0.076391
SDG&E | GWh | Commercial | Com - Storage (Conditioned) | Lighting | No | Lighting - Plug-In Fixture (Compact Fluorescent) | 0.20516 | 0.40977 | 0.61417 | 0.81939 | 1.0241 | 1.0241 | 1.0241 | 1.0241 | 1.0241 | 1.0241 | 1.0241 | 1.0241
SDG&E | GWh | Commercial | Com - Storage (Conditioned) | Lighting | No | Lighting - Plug-In Fixture (Exterior) | 0.051184 | 0.10285 | 0.15523 | 0.20876 | 0.26312 | 0.31779 | 0.37214 | 0.42689 | 0.48233 | 0.53855 | 0.59581 | 0.65399
SDG&E | GWh | Commercial | Com - Storage (Conditioned) | Lighting | No | Lighting - Plug-In Fixture (Induction) | 0 | 0 | 0 | 0 | 0.015793 | 0.042951 | 0.07323 | 0.10592 | 0.14041 | 0.17631 | 0.21352 | 0.25179
SDG&E | GWh | Commercial | Com - Storage (Conditioned) | Lighting | No | Lighting - Plug-In Fixture (Linear Fluorescent) | 0.34576 | 0.72121 | 1.1214 | 1.5444 | 1.9841 | 1.9841 | 1.9841 | 1.9841 | 1.9841 | 1.9841 | 1.9841 | 1.9841
SDG&E | GWh | Commercial | Com - Storage (Conditioned) | Lighting | No | Lighting - Plug-In Fixture (PSMH with Electronic Ballast) | 0.060658 | 0.12381 | 0.18666 | 0.24981 | 0.30977 | 0.36538 | 0.41715 | 0.46685 | 0.5154 | 0.56325 | 0.61086 | 0.65828
SDG&E | GWh | Commercial | Com - Storage (Conditioned) | Lighting | No | Lighting - Plug-In Fixture (PSMH) | 0.063881 | 0.13037 | 0.19644 | 0.26269 | 0.32554 | 0.38364 | 0.43701 | 0.48761 | 0.53648 | 0.58412 | 0.63102 | 0.67727
SDG&E | GWh | Commercial | Com - Storage (Conditioned) | SHW | No | SHW - EF Rated Instantaneous Water Heater (Electric) | 1.5248e-05 | 3.4065e-05 | 5.6562e-05 | 8.2969e-05 | 0.00011304 | 0.00014625 | 0.00018182 | 0.00022015 | 0.00026128 | 0.00030508 | 0.00035158 | 0.00040043
SDG&E | GWh | Commercial | Com - Storage (Conditioned) | SHW | No | SHW - EF Rated Storage Water Heater (Electric) | 1.2016e-05 | 2.661e-05 | 2.661e-05 | 2.661e-05 | 2.661e-05 | 2.661e-05 | 2.661e-05 | 2.661e-05 | 2.661e-05 | 2.661e-05 | 2.661e-05 | 2.661e-05
SDG&E | GWh | Commercial | Com - Storage (Conditioned) | Service | No | HVAC - Comprehensive Rooftop Unit Quality Maintenance | 0.1777 | 0.3489 | 0.52634 | 0.70761 | 0.88963 | 1.0692 | 1.2432 | 1.4085 | 1.5628 | 1.7042 | 1.8316 | 1.7669
SDG&E | GWh | Commercial | Com - Storage (Conditioned) | Service | No | Service - HVAC Fault Detection & Diagnositics | 0.041424 | 0.099621 | 0.15616 | 0.21155 | 0.26545 | 0.31726 | 0.36629 | 0.41353 | 0.4594 | 0.50407 | 0.54789 | 0.59082
SDG&E | GWh | Commercial | Com - Storage (Conditioned) | Service | No | Service - Retro-Commissioning (Electric) | 0 | 0 | 0 | 0 | 0 | 0 | 0 | 0 | 0.12729 | 0.25094 | 0.35014 | 0.42262
SDG&E | GWh | Commercial | Com - Storage (Conditioned) | WholeBlg | No | HVAC - Energy Management System | 0.10946 | 0.23334 | 0.3493 | 0.45816 | 0.55962 | 0.65321 | 0.73844 | 0.82093 | 0.90137 | 0.98001 | 1.0575 | 1.1336
SDG&E | GWh | Commercial | Com - Storage (Conditioned) | WholeBlg | No | WholeBlg - Com RET Level 1 | 0.013078 | 0.031167 | 0.054653 | 0.083931 | 0.1194 | 0.16148 | 0.21058 | 0.2671 | 0.33142 | 0.40386 | 0.4847 | 0.57418
SDG&E | GWh | Commercial | Com - Storage (Conditioned) | WholeBlg | No | WholeBlg - Com RET Level 2 | 0.029303 | 0.069163 | 0.12036 | 0.18377 | 0.26033 | 0.35096 | 0.4566 | 0.57818 | 0.71657 | 0.87257 | 1.0468 | 1.2399
SDG&E | GWh | Commercial | Com - Storage (Unconditioned) | AppPlug | No | AppPlug - Desktop Computer (Com - Power Management) | 0.1129 | 0.23539 | 0.36262 | 0.49294 | 0.62338 | 0.75094 | 0.87251 | 0.98768 | 1.0961 | 1.1975 | 1.2926 | 1.2685
SDG&E | GWh | Commercial | Com - Storage (Unconditioned) | AppPlug | No | AppPlug - Occupancy Sensor Plug Strip | 0 | 0 | 0 | 0 | 0 | 0 | 0 | 0 | 0 | 0.085915 | 0.1718 | 0.2444
SDG&E | GWh | Commercial | Com - Storage (Unconditioned) | AppPlug | No | AppPlug - Vending Machine Controls | 0.070736 | 0.14368 | 0.21853 | 0.2949 | 0.37161 | 0.44707 | 0.44871 | 0.44443 | 0.43388 | 0.41705 | 0.39512 | 0.36964
SDG&E | GWh | Commercial | Com - Storage (Unconditioned) | BldgEnv | No | BldgEnv - Window Film | 0 | 0.0080822 | 0.025336 | 0.049008 | 0.075573 | 0.10252 | 0.12853 | 0.15338 | 0.17711 | 0.2001 | 0.22254 | 0.24453
SDG&E | GWh | Commercial | Com - Storage (Unconditioned) | Lighting | Yes | Lighting - LED Fixture (Replacing T8) - Emerging | 0.019345 | 0.047345 | 0.088702 | 0.14849 | 0.23083 | 0.33969 | 0.47641 | 0.64883 | 0.86155 | 1.1195 | 1.4294 | 1.804
SDG&E | GWh | Commercial | Com - Storage (Unconditioned) | Lighting | Yes | Lighting - LED Lamp (Basic High - Indoor) - Emerging | 0.00036259 | 0.00087681 | 0.0015935 | 0.0024272 | 0.0033644 | 0.0034982 | 0.0032069 | 0.00283 | 0.0024354 | 0.0016664 | 0.0020852 | 0.0025484
SDG&E | GWh | Commercial | Com - Storage (Unconditioned) | Lighting | Yes | Lighting - LED Lamp (Basic Low - Indoor) - Emerging | 0.0032625 | 0.0078501 | 0.013317 | 0.019755 | 0.027216 | 0.028602 | 0.026948 | 0.025412 | 0.02393 | 0.019222 | 0.024333 | 0.030246
SDG&E | GWh | Commercial | Com - Storage (Unconditioned) | Lighting | Yes | Lighting - LED Plug-In Indoor Fixture - Emerging | 0.027352 | 0.061485 | 0.10338 | 0.15411 | 0.21425 | 0.21818 | 0.22255 | 0.22761 | 0.23415 | 0.24226 | 0.25205 | 0.26357
SDG&E | GWh | Commercial | Com - Storage (Unconditioned) | Lighting | No | Lighting - Cold Cathode Lamp | 0.01122 | 0.023328 | 0.036217 | 0.049858 | 0.064101 | 0.064101 | 0.064101 | 0.064101 | 0.064101 | 0.052882 | 0.040773 | 0.027885
SDG&E | GWh | Commercial | Com - Storage (Unconditioned) | Lighting | No | Lighting - Compact Fluorescent Fixture (Indoor) | 0.093674 | 0.1955 | 0.3056 | 0.42433 | 0.55117 | 0.4575 | 0.35567 | 0.24557 | 0.12684 | 0 | 0 | 0
SDG&E | GWh | Commercial | Com - Storage (Unconditioned) | Lighting | No | Lighting - Compact Fluorescent Lamp (Basic High - Indoor) | 0.015765 | 0.031792 | 0.048005 | 0.06447 | 0.081128 | 0.065363 | 0.049336 | 0.033123 | 0.016658 | 0 | 0 | 0
SDG&E | GWh | Commercial | Com - Storage (Unconditioned) | Lighting | No | Lighting - Compact Fluorescent Lamp (Basic Low - Indoor) | 0.11614 | 0.23291 | 0.35069 | 0.46977 | 0.58982 | 0.47368 | 0.35692 | 0.23913 | 0.12005 | 0 | 0 | 0
SDG&E | GWh | Commercial | Com - Storage (Unconditioned) | Lighting | No | Lighting - Exit Fixture (LED) | 0.38329 | 0.7532 | 1.0847 | 1.3616 | 1.5829 | 1.7573 | 1.5796 | 1.3892 | 1.2234 | 1.0959 | 1.0079 | 0.95263
SDG&E | GWh | Commercial | Com - Storage (Unconditioned) | Lighting | No | Lighting - Halogen Lamp (A-Line) | 0.019878 | 0.045968 | 0.05862 | 0.072395 | 0.087758 | 0.047892 | 0 | 0 | 0 | 0 | 0 | 0
SDG&E | GWh | Commercial | Com - Storage (Unconditioned) | Lighting | No | Lighting - Halogen Lamp (Reflector) | 0.0072981 | 0.01663 | 0.020621 | 0.024659 | 0.028884 | 0.033183 | 0.037021 | 0.040392 | 0.043511 | 0.046368 | 0.049322 | 0.052098
SDG&E | GWh | Commercial | Com - Storage (Unconditioned) | Lighting | No | Lighting - High Bay HID to T5 | 0.10982 | 0.26414 | 0.41409 | 0.56105 | 0.70406 | 0.95194 | 1.2372 | 1.5133 | 1.7828 | 2.0451 | 2.2998 | 2.5447
SDG&E | GWh | Commercial | Com - Storage (Unconditioned) | Lighting | No | Lighting - Induction Fixture (Indoor) | 0.043918 | 0.099278 | 0.16659 | 0.24679 | 0.33956 | 0.44373 | 0.55726 | 0.68129 | 0.8159 | 0.96059 | 1.1153 | 1.2789
SDG&E | GWh | Commercial | Com - Storage (Unconditioned) | Lighting | No | Lighting - Induction Fixture (Outdoor) | 0.016535 | 0.036586 | 0.060308 | 0.087996 | 0.1195 | 0.15439 | 0.192 | 0.23273 | 0.27666 | 0.32367 | 0.37381 | 0.42677
SDG&E | GWh | Commercial | Com - Storage (Unconditioned) | Lighting | No | Lighting - Linear Fluorescent Delamping | 0.0043525 | 0.0087798 | 0.014424 | 0.021327 | 0.029307 | 0 | 0 | 0 | 0 | 0 | 0 | 0
SDG&E | GWh | Commercial | Com - Storage (Unconditioned) | Lighting | No | Lighting - Linear Fluorescent Fixture (Low Wattage T8) | 0.22041 | 0.45861 | 0.71246 | 0.98137 | 1.2609 | 1.5458 | 1.8305 | 2.1172 | 2.406 | 2.6961 | 2.9873 | 3.2703
SDG&E | GWh | Commercial | Com - Storage (Unconditioned) | Lighting | No | Lighting - Low Bay HID to T5 | 0 | 0 | 0 | 0 | 0 | 0 | 0 | 0 | 0.055041 | 0.10886 | 0.16187 | 0.21396
SDG&E | GWh | Commercial | Com - Storage (Unconditioned) | Lighting | No | Lighting - Plug-In Fixture (Compact Fluorescent) | 0.49724 | 0.99324 | 1.4886 | 1.986 | 2.4821 | 2.4821 | 2.4821 | 2.4821 | 2.4821 | 2.4821 | 2.4821 | 2.4821
SDG&E | GWh | Commercial | Com - Storage (Unconditioned) | Lighting | No | Lighting - Plug-In Fixture (Exterior) | 0.12855 | 0.25836 | 0.39 | 0.52453 | 0.66118 | 0.79865 | 0.93533 | 1.0731 | 1.2126 | 1.354 | 1.4981 | 1.6446
SDG&E | GWh | Commercial | Com - Storage (Unconditioned) | Lighting | No | Lighting - Plug-In Fixture (Induction) | 0 | 0 | 0 | 0.058949 | 0.12979 | 0.20769 | 0.28879 | 0.37304 | 0.46009 | 0.5496 | 0.64179 | 0.7362
SDG&E | GWh | Commercial | Com - Storage (Unconditioned) | Lighting | No | Lighting - Plug-In Fixture (Linear Fluorescent) | 0.84562 | 1.7682 | 2.7539 | 3.7973 | 4.8826 | 4.8826 | 4.8826 | 4.8826 | 4.8826 | 4.8826 | 4.8826 | 4.8826
SDG&E | GWh | Commercial | Com - Storage (Unconditioned) | Lighting | No | Lighting - Plug-In Fixture (PSMH with Electronic Ballast) | 0.14717 | 0.30031 | 0.45269 | 0.59397 | 0.72587 | 0.85139 | 0.97085 | 1.0874 | 1.2024 | 1.3164 | 1.4304 | 1.5441
SDG&E | GWh | Commercial | Com - Storage (Unconditioned) | Lighting | No | Lighting - Plug-In Fixture (PSMH) | 0.15451 | 0.31519 | 0.47484 | 0.62282 | 0.76193 | 0.89237 | 1.015 | 1.1333 | 1.2486 | 1.3618 | 1.4737 | 1.5843
SDG&E | GWh | Commercial | Com - Storage (Unconditioned) | SHW | No | SHW - EF Rated Instantaneous Water Heater (Electric) | 3.6733e-05 | 8.2068e-05 | 0.00013623 | 0.00019974 | 0.00027202 | 0.00035181 | 0.00043728 | 0.00052936 | 0.00062817 | 0.00073335 | 0.00084501 | 0.00096232
SDG&E | GWh | Commercial | Com - Storage (Unconditioned) | SHW | No | SHW - EF Rated Storage Water Heater (Electric) | 2.9016e-05 | 6.4264e-05 | 6.4264e-05 | 6.4264e-05 | 6.4264e-05 | 6.4264e-05 | 6.4264e-05 | 6.4264e-05 | 6.4264e-05 | 6.4264e-05 | 6.4264e-05 | 6.4264e-05
SDG&E | GWh | Commercial | Com - Storage (Unconditioned) | Service | No | HVAC - Comprehensive Rooftop Unit Quality Maintenance | 0.44425 | 0.87224 | 1.3159 | 1.769 | 2.2241 | 2.6731 | 3.108 | 3.5213 | 3.907 | 4.2604 | 4.5789 | 4.4173
SDG&E | GWh | Commercial | Com - Storage (Unconditioned) | Service | No | Service - HVAC Fault Detection & Diagnositics | 0.10356 | 0.24905 | 0.39039 | 0.52888 | 0.66362 | 0.79315 | 0.91573 | 1.0338 | 1.1485 | 1.2602 | 1.3697 | 1.4771
SDG&E | GWh | Commercial | Com - Storage (Unconditioned) | Service | No | Service - Retro-Commissioning (Electric) | 0 | 0 | 0 | 0 | 0 | 0 | 0 | 0 | 0.31822 | 0.62736 | 0.87535 | 1.0566
SDG&E | GWh | Commercial | Com - Storage (Unconditioned) | WholeBlg | No | HVAC - Energy Management System | 0.27365 | 0.58334 | 0.87325 | 1.1454 | 1.399 | 1.633 | 1.8461 | 2.0523 | 2.2534 | 2.45 | 2.6437 | 2.834
SDG&E | GWh | Commercial | Com - Storage (Unconditioned) | WholeBlg | No | WholeBlg - Com NC Level 2 | 0.026519 | 0 | 0 | 0 | 0 | 0 | 0 | 0 | 0 | 0 | 0 | 0
SDG&E | GWh | Commercial | Com - Storage (Unconditioned) | WholeBlg | No | WholeBlg - Com NC Level 3 | 0.011939 | 0.011939 | 0.011939 | 0.011939 | 0.011939 | 0.011939 | 0.011939 | 0 | 0 | 0 | 0 | 0
SDG&E | GWh | Commercial | Com - Storage (Unconditioned) | WholeBlg | No | WholeBlg - Com RET Level 1 | 0.03573 | 0.08465 | 0.14794 | 0.2269 | 0.32294 | 0.43759 | 0.57237 | 0.72883 | 0.90842 | 1.1125 | 1.3421 | 1.5982
SDG&E | GWh | Commercial | Com - Storage (Unconditioned) | WholeBlg | No | WholeBlg - Com RET Level 2 | 0.030094 | 0.07112 | 0.12386 | 0.1892 | 0.26795 | 0.36097 | 0.46911 | 0.59318 | 0.73393 | 0.89203 | 1.068 | 1.2624
SDG&E | GWh | Commercial | Com - Warehouse (Refrigerated) | AppPlug | No | AppPlug - Desktop Computer (Com - Power Management) | 0.0020839 | 0.0043448 | 0.0066932 | 0.0090985 | 0.011506 | 0.013861 | 0.016104 | 0.01823 | 0.020231 | 0.022104 | 0.023858 | 0.023414
SDG&E | GWh | Commercial | Com - Warehouse (Refrigerated) | AppPlug | No | AppPlug - Occupancy Sensor Plug Strip | 0 | 0 | 0 | 0 | 0 | 0 | 0 | 0 | 0 | 0.0015858 | 0.003171 | 0.004511
SDG&E | GWh | Commercial | Com - Warehouse (Refrigerated) | AppPlug | No | AppPlug - Vending Machine Controls | 0.0052225 | 0.010608 | 0.016134 | 0.021773 | 0.027436 | 0.033007 | 0.033128 | 0.032813 | 0.032033 | 0.030791 | 0.029172 | 0.02729
SDG&E | GWh | Commercial | Com - Warehouse (Refrigerated) | BldgEnv | No | BldgEnv - Wall Spray On Insulation | 0.00010751 | 0.00020965 | 0.00030668 | 0.00039885 | 0.00048642 | 0.00056961 | 0.00064864 | 0.00061621 | 0.0005854 | 0.00055613 | 0.00052832 | 0.00050191
SDG&E | GWh | Commercial | Com - Warehouse (Refrigerated) | BldgEnv | No | BldgEnv - Window Film | 0 | 0.00010563 | 0.00033113 | 0.00064052 | 0.00098771 | 0.0013399 | 0.0016799 | 0.0020047 | 0.0023148 | 0.0026152 | 0.0029086 | 0.003196
SDG&E | GWh | Commercial | Com - Warehouse (Refrigerated) | ComRefrig | No | ComRefrig - Strip Curtain for Walk In Refrigerator | 0 | 0.0057303 | 0.011176 | 0.016178 | 0.020583 | 0.02429 | 0.021542 | 0.01839 | 0.015071 | 0.011831 | 0.0089964 | 0.0066682
SDG&E | GWh | Commercial | Com - Warehouse (Refrigerated) | Lighting | Yes | Lighting - LED Fixture (Replacing T8) - Emerging | 0.0015823 | 0.0038297 | 0.006963 | 0.011237 | 0.01681 | 0.023805 | 0.032203 | 0.042311 | 0.054325 | 0.06842 | 0.085348 | 0.10563
SDG&E | GWh | Commercial | Com - Warehouse (Refrigerated) | Lighting | Yes | Lighting - LED Lamp (Basic High - Indoor) - Emerging | 2.6566e-05 | 6.3151e-05 | 0.00010697 | 0.00015555 | 0.00020884 | 0.00021626 | 0.00019371 | 0.00016913 | 0.00014428 | 9.2303e-05 | 0.00011196 | 0.00013382
SDG&E | GWh | Commercial | Com - Warehouse (Refrigerated) | Lighting | Yes | Lighting - LED Lamp (Basic Low - Indoor) - Emerging | 0.00019978 | 0.00045746 | 0.00076113 | 0.001112 | 0.0015102 | 0.0015832 | 0.0014804 | 0.0013806 | 0.0012827 | 0.00098737 | 0.0012328 | 0.0015135
SDG&E | GWh | Commercial | Com - Warehouse (Refrigerated) | Lighting | Yes | Lighting - LED Plug-In Indoor Fixture - Emerging | 0.0005782 | 0.0012993 | 0.0021833 | 0.0032513 | 0.0045153 | 0.0045978 | 0.0046894 | 0.0047964 | 0.0049346 | 0.0051062 | 0.0053133 | 0.0055566
SDG&E | GWh | Commercial | Com - Warehouse (Refrigerated) | Lighting | No | Lighting - Cold Cathode Lamp | 0.00054772 | 0.00113 | 0.001745 | 0.0023926 | 0.0030688 | 0.0030688 | 0.0025211 | 0.0019387 | 0.0013238 | 0.00067619 | 0 | 0
SDG&E | GWh | Commercial | Com - Warehouse (Refrigerated) | Lighting | No | Lighting - Compact Fluorescent Fixture (Indoor) | 0.0046565 | 0.0097315 | 0.015236 | 0.021188 | 0.027564 | 0.022907 | 0.017832 | 0.012328 | 0.0063763 | 0 | 0 | 0
SDG&E | GWh | Commercial | Com - Warehouse (Refrigerated) | Lighting | No | Lighting - Compact Fluorescent Lamp (Basic High - Indoor) | 0.00080842 | 0.0016199 | 0.0024364 | 0.0032619 | 0.0040942 | 0.0032858 | 0.0024743 | 0.0016577 | 0.0008323 | 0 | 0 | 0
SDG&E | GWh | Commercial | Com - Warehouse (Refrigerated) | Lighting | No | Lighting - Compact Fluorescent Lamp (Basic Low - Indoor) | 0.0058735 | 0.01178 | 0.017733 | 0.023744 | 0.029801 | 0.023927 | 0.01802 | 0.012068 | 0.0060566 | 0 | 0 | 0
SDG&E | GWh | Commercial | Com - Warehouse (Refrigerated) | Lighting | No | Lighting - Halogen Lamp (A-Line) | 0.00036691 | 0.00084848 | 0.001082 | 0.0013362 | 0.0016198 | 0.00088398 | 0 | 0 | 0 | 0 | 0 | 0
SDG&E | GWh | Commercial | Com - Warehouse (Refrigerated) | Lighting | No | Lighting - Halogen Lamp (Reflector) | 0.00013471 | 0.00030695 | 0.00038061 | 0.00045514 | 0.00053313 | 0.00061248 | 0.00068332 | 0.00074553 | 0.0008031 | 0.00085584 | 0.00091036 | 0.00096161
SDG&E | GWh | Commercial | Com - Warehouse (Refrigerated) | Lighting | No | Lighting - High Bay HID to T5 | 0.0048088 | 0.011268 | 0.017518 | 0.023614 | 0.029524 | 0.040023 | 0.051868 | 0.063292 | 0.074398 | 0.085169 | 0.095589 | 0.10558
SDG&E | GWh | Commercial | Com - Warehouse (Refrigerated) | Lighting | No | Lighting - Induction Fixture (Indoor) | 0.00080964 | 0.0017988 | 0.0029743 | 0.0043499 | 0.0059173 | 0.0076542 | 0.0095253 | 0.011551 | 0.013733 | 0.016065 | 0.018549 | 0.021169
SDG&E | GWh | Commercial | Com - Warehouse (Refrigerated) | Lighting | No | Lighting - Induction Fixture (Outdoor) | 0.00029938 | 0.00065981 | 0.0010843 | 0.0015783 | 0.0021392 | 0.0027591 | 0.003426 | 0.0041477 | 0.0049257 | 0.0057585 | 0.0066474 | 0.0075871
SDG&E | GWh | Commercial | Com - Warehouse (Refrigerated) | Lighting | No | Lighting - Linear Fluorescent Delamping | 0.00011313 | 0.0002282 | 0.00037504 | 0.00055475 | 0.00076252 | 0 | 0 | 0 | 0 | 0 | 0 | 0
SDG&E | GWh | Commercial | Com - Warehouse (Refrigerated) | Lighting | No | Lighting - Linear Fluorescent Fixture (Low Wattage T8) | 0.0097954 | 0.020253 | 0.031281 | 0.042843 | 0.054762 | 0.066826 | 0.07882 | 0.090826 | 0.10284 | 0.11484 | 0.12648 | 0.1375
SDG&E | GWh | Commercial | Com - Warehouse (Refrigerated) | Lighting | No | Lighting - Low Bay HID to T5 | 0.0022703 | 0.0053197 | 0.0082704 | 0.011148 | 0.013939 | 0.017648 | 0.021566 | 0.025339 | 0.029002 | 0.032555 | 0.036005 | 0.039336
SDG&E | GWh | Commercial | Com - Warehouse (Refrigerated) | Lighting | No | Lighting - Occupancy Sensor | 0 | 0 | 0 | 0 | 0 | 0.02017 | 0.038862 | 0.054675 | 0.04806 | 0.041252 | 0.036096 | 0.032334
SDG&E | GWh | Commercial | Com - Warehouse (Refrigerated) | Lighting | No | Lighting - Plug-In Fixture (Compact Fluorescent) | 0.010368 | 0.020709 | 0.031038 | 0.041407 | 0.051752 | 0.051752 | 0.051752 | 0.051752 | 0.051752 | 0.051752 | 0.051752 | 0.051752
SDG&E | GWh | Commercial | Com - Warehouse (Refrigerated) | Lighting | No | Lighting - Plug-In Fixture (Exterior) | 0.0023618 | 0.0047457 | 0.0071631 | 0.0096329 | 0.012141 | 0.014664 | 0.017172 | 0.019698 | 0.022257 | 0.024851 | 0.027493 | 0.030177
SDG&E | GWh | Commercial | Com - Warehouse (Refrigerated) | Lighting | No | Lighting - Plug-In Fixture (Induction) | 0.0039828 | 0.0080246 | 0.012115 | 0.016296 | 0.020533 | 0.024772 | 0.028951 | 0.033143 | 0.037375 | 0.041654 | 0.046004 | 0.050415
SDG&E | GWh | Commercial | Com - Warehouse (Refrigerated) | Lighting | No | Lighting - Plug-In Fixture (Linear Fluorescent) | 0.017348 | 0.036221 | 0.056363 | 0.077671 | 0.099842 | 0.099842 | 0.099842 | 0.099842 | 0.099842 | 0.099842 | 0.099842 | 0.099842
SDG&E | GWh | Commercial | Com - Warehouse (Refrigerated) | Lighting | No | Lighting - Plug-In Fixture (MH Directional) | 0 | 0 | 0 | 0 | 0 | 0 | 0 | 0.0023654 | 0.0054597 | 0.0087048 | 0.012069 | 0.015525
SDG&E | GWh | Commercial | Com - Warehouse (Refrigerated) | Lighting | No | Lighting - Plug-In Fixture (PSMH with Electronic Ballast) | 0.0042786 | 0.0086665 | 0.013019 | 0.017378 | 0.021718 | 0.026002 | 0.030182 | 0.03432 | 0.03844 | 0.042549 | 0.046666 | 0.050787
SDG&E | GWh | Commercial | Com - Warehouse (Refrigerated) | Lighting | No | Lighting - Plug-In Fixture (PSMH) | 0.0038369 | 0.0077738 | 0.011675 | 0.015574 | 0.019444 | 0.023253 | 0.026961 | 0.03062 | 0.03425 | 0.037858 | 0.041461 | 0.045054
SDG&E | GWh | Commercial | Com - Warehouse (Refrigerated) | Service | No | HVAC - Comprehensive Rooftop Unit Quality Maintenance | 0.0081998 | 0.016099 | 0.024287 | 0.032652 | 0.041051 | 0.049339 | 0.057366 | 0.064995 | 0.072113 | 0.078637 | 0.084516 | 0.081532
SDG&E | GWh | Commercial | Com - Warehouse (Refrigerated) | Service | No | Service - HVAC Fault Detection & Diagnositics | 0.0019114 | 0.0045969 | 0.0072057 | 0.0097618 | 0.012249 | 0.01464 | 0.016902 | 0.019082 | 0.021199 | 0.02326 | 0.025282 | 0.027263
SDG&E | GWh | Commercial | Com - Warehouse (Refrigerated) | Service | No | Service - Retro-Commissioning (Electric) | 0 | 0 | 0 | 0 | 0 | 0 | 0 | 0 | 0.0058736 | 0.011579 | 0.016157 | 0.019501
SDG&E | GWh | Commercial | Com - Warehouse (Refrigerated) | WholeBlg | No | HVAC - Energy Management System | 0.0050508 | 0.010767 | 0.016118 | 0.021141 | 0.025823 | 0.030142 | 0.034075 | 0.037881 | 0.041593 | 0.045222 | 0.048796 | 0.05231
SDG&E | GWh | Commercial | Com - Warehouse (Refrigerated) | WholeBlg | No | WholeBlg - Com RET Level 1 | 0.00023877 | 0.00064186 | 0.0012243 | 0.0020037 | 0.0029991 | 0.0042297 | 0.0057149 | 0.0074754 | 0.0095305 | 0.0119 | 0.014363 | 0.017012
SDG&E | GWh | Commercial | Com - Warehouse (Refrigerated) | WholeBlg | No | WholeBlg - Com RET Level 2 | 0.0017684 | 0.0040244 | 0.0068101 | 0.010166 | 0.014132 | 0.01875 | 0.024061 | 0.0301 | 0.036902 | 0.04449 | 0.052882 | 0.062084
SDG&E | MW | Commercial | Com - Assembly | AppPlug | No | AppPlug - Computer Monitor | 0.0017241 | 0.0034388 | 0.0051604 | 0.0069299 | 0.0087053 | 0.010424 | 0.010289 | 0.010131 | 0.0099727 | 0.0097845 | 0.0096441 | 0.0096032
SDG&E | MW | Commercial | Com - Assembly | AppPlug | No | AppPlug - Desktop Computer (Com - Power Management) | 0.0078547 | 0.016376 | 0.025225 | 0.034285 | 0.043353 | 0.052218 | 0.060667 | 0.068671 | 0.076206 | 0.083258 | 0.089866 | 0.088188
SDG&E | MW | Commercial | Com - Assembly | AppPlug | No | AppPlug - Occupancy Sensor Plug Strip | 0 | 0 | 0 | 0 | 0 | 0 | 0 | 0 | 0 | 0.016186 | 0.032366 | 0.046043
SDG&E | MW | Commercial | Com - Assembly | BldgEnv | No | BldgEnv - Wall Spray On Insulation | 0.0086347 | 0.016838 | 0.02463 | 0.032034 | 0.039066 | 0.045748 | 0.052095 | 0.04949 | 0.047016 | 0.044665 | 0.042432 | 0.04031
SDG&E | MW | Commercial | Com - Assembly | BldgEnv | No | BldgEnv - Window Film | 0.012782 | 0.024449 | 0.036309 | 0.048655 | 0.061449 | 0.074513 | 0.087647 | 0.10077 | 0.11376 | 0.12659 | 0.13917 | 0.1386
SDG&E | MW | Commercial | Com - Assembly | HVAC | Yes | HVAC - Advanced Package Rooftop AC (> EER 12) - Emerging | 0 | 0 | 0.00023295 | 0.00083952 | 0.0019071 | 0.0034948 | 0.005644 | 0.0083932 | 0.011793 | 0.015899 | 0.020768 | 0.026486
SDG&E | MW | Commercial | Com - Assembly | HVAC | No | HVAC - Demand Controlled Ventilation | 0.0072051 | 0.014983 | 0.022794 | 0.030532 | 0.038041 | 0.045174 | 0.051793 | 0.057937 | 0.063629 | 0.068897 | 0.073795 | 0.071142
SDG&E | MW | Commercial | Com - Assembly | HVAC | No | HVAC - Direct Evaporative Cooler | 0.26105 | 0.52137 | 0.78287 | 1.0468 | 1.3133 | 1.5819 | 1.8521 | 2.1246 | 2.3997 | 2.679 | 2.9642 | 3.2548
SDG&E | MW | Commercial | Com - Assembly | HVAC | No | HVAC - EER Rated Package Rooftop AC (EER 11) | 0 | 0 | 0 | 0.037896 | 0.078534 | 0.1209 | 0.16388 | 0.20774 | 0.25252 | 0.2982 | 0.34491 | 0.39258
SDG&E | MW | Commercial | Com - Assembly | HVAC | No | HVAC - SEER Rated Package Rooftop AC (Recharge) | 0.073486 | 0.13962 | 0.19915 | 0.25272 | 0.22745 | 0.2047 | 0.18423 | 0.16581 | 0.14923 | 0.13431 | 0.12087 | 0.10879
SDG&E | MW | Commercial | Com - Assembly | HVAC | No | HVAC - SEER Rated Package Rooftop AC (SEER 14) | 0.068935 | 0.13817 | 0.13817 | 0.13817 | 0.13817 | 0.13817 | 0.13817 | 0.13817 | 0.13817 | 0.13817 | 0.13817 | 0.13817
SDG&E | MW | Commercial | Com - Assembly | HVAC | No | HVAC - SEER Rated Package Rooftop AC (SEER 15) | 0.13689 | 0.27453 | 0.3389 | 0.40426 | 0.47017 | 0.53601 | 0.60098 | 0.66605 | 0.73161 | 0.79779 | 0.86492 | 0.93289
SDG&E | MW | Commercial | Com - Assembly | HVAC | No | HVAC - SEER Rated Package Rooftop HP (SEER 14) | 0.017988 | 0.036063 | 0.036063 | 0.036063 | 0.036063 | 0.036063 | 0.036063 | 0.036063 | 0.036063 | 0.036063 | 0.036063 | 0.036063
SDG&E | MW | Commercial | Com - Assembly | HVAC | No | HVAC - SEER Rated Package Rooftop HP (SEER 15) | 0.068366 | 0.13714 | 0.16933 | 0.20204 | 0.23506 | 0.26805 | 0.3006 | 0.3332 | 0.36606 | 0.39923 | 0.43288 | 0.46694
SDG&E | MW | Commercial | Com - Assembly | HVAC | No | HVAC - SEER Rated Split System AC (SEER 14) | 0.020097 | 0.040086 | 0.059915 | 0.059915 | 0.059915 | 0.059915 | 0.059915 | 0.059915 | 0.059915 | 0.059915 | 0.059915 | 0.059915
SDG&E | MW | Commercial | Com - Assembly | HVAC | No | HVAC - SEER Rated Split System AC (SEER 15) | 0.016652 | 0.033923 | 0.042167 | 0.050655 | 0.059297 | 0.067982 | 0.076577 | 0.08519 | 0.093861 | 0.10262 | 0.11151 | 0.12052
SDG&E | MW | Commercial | Com - Assembly | HVAC | No | HVAC - SEER Rated Split System HP (SEER 14) | 0.069607 | 0.13951 | 0.149 | 0.15861 | 0.16828 | 0.17792 | 0.18741 | 0.19688 | 0.2064 | 0.21599 | 0.22569 | 0.23549
SDG&E | MW | Commercial | Com - Assembly | HVAC | No | HVAC - SEER Rated Split System HP (SEER 15) | 0.03376 | 0.067712 | 0.083599 | 0.099744 | 0.11604 | 0.13231 | 0.14834 | 0.1644 | 0.18058 | 0.19692 | 0.21349 | 0.23028
SDG&E | MW | Commercial | Com - Assembly | Lighting | Yes | Lighting - LED Fixture (Replacing T8) - Emerging | 0 | 0.0050469 | 0.016257 | 0.035277 | 0.0633 | 0.10157 | 0.15056 | 0.21265 | 0.28891 | 0.38064 | 0.48948 | 0.61562
SDG&E | MW | Commercial | Com - Assembly | Lighting | Yes | Lighting - LED Lamp (Basic High - Indoor) - Emerging | 0.0016562 | 0.0042984 | 0.0081271 | 0.012506 | 0.017516 | 0.018456 | 0.017645 | 0.016383 | 0.01524 | 0.012498 | 0.016061 | 0.020097
SDG&E | MW | Commercial | Com - Assembly | Lighting | Yes | Lighting - LED Lamp (Basic Low - Indoor) - Emerging | 0.0041207 | 0.010005 | 0.017019 | 0.025308 | 0.034957 | 0.036881 | 0.034925 | 0.033155 | 0.031477 | 0.025742 | 0.032674 | 0.040707
SDG&E | MW | Commercial | Com - Assembly | Lighting | Yes | Lighting - LED Plug-In Indoor Fixture - Emerging | 0.0015288 | 0.003392 | 0.005695 | 0.0085394 | 0.012006 | 0.01224 | 0.012509 | 0.012819 | 0.013204 | 0.013695 | 0.014305 | 0.015042
SDG&E | MW | Commercial | Com - Assembly | Lighting | No | Lighting - Cold Cathode Lamp | 0.00061173 | 0.0012676 | 0.0019616 | 0.0026929 | 0.0034526 | 0.0034526 | 0.0034526 | 0.0034526 | 0.0034526 | 0.0034526 | 0.0034526 | 0.0028409
SDG&E | MW | Commercial | Com - Assembly | Lighting | No | Lighting - Compact Fluorescent Fixture (Indoor) | 0.2098 | 0.43657 | 0.68063 | 0.94278 | 1.222 | 1.0122 | 0.78538 | 0.54133 | 0.27917 | 0 | 0 | 0
SDG&E | MW | Commercial | Com - Assembly | Lighting | No | Lighting - Compact Fluorescent Lamp (Basic High - Indoor) | 0.15041 | 0.30219 | 0.45517 | 0.61019 | 0.76682 | 0.61641 | 0.46463 | 0.31165 | 0.15662 | 0 | 0 | 0
SDG&E | MW | Commercial | Com - Assembly | Lighting | No | Lighting - Compact Fluorescent Lamp (Basic Low - Indoor) | 0.1557 | 0.3123 | 0.47034 | 0.63018 | 0.79137 | 0.63567 | 0.47908 | 0.32104 | 0.1612 | 0 | 0 | 0
SDG&E | MW | Commercial | Com - Assembly | Lighting | No | Lighting - Exit Fixture (LED) | 0.034468 | 0.067718 | 0.097505 | 0.12236 | 0.14221 | 0.15781 | 0.14172 | 0.12456 | 0.10962 | 0.098141 | 0.090236 | 0.085299
SDG&E | MW | Commercial | Com - Assembly | Lighting | No | Lighting - Halogen Lamp (A-Line) | 0.00027637 | 0.00063908 | 0.00081486 | 0.0010062 | 0.0012196 | 0.00066556 | 0 | 0 | 0 | 0 | 0 | 0
SDG&E | MW | Commercial | Com - Assembly | Lighting | No | Lighting - Halogen Lamp (Reflector) | 0.00010152 | 0.00023128 | 0.0002867 | 0.00034274 | 0.00040135 | 0.00046076 | 0.00051373 | 0.00056031 | 0.00060338 | 0.00064269 | 0.00068345 | 0.00072194
SDG&E | MW | Commercial | Com - Assembly | Lighting | No | Lighting - High Bay HID to T5 | 0 | 0 | 0 | 0 | 0 | 0.010266 | 0.022305 | 0.033462 | 0.043631 | 0.052809 | 0.071446 | 0.091121
SDG&E | MW | Commercial | Com - Assembly | Lighting | No | Lighting - Induction Fixture (Indoor) | 0.0055224 | 0.012359 | 0.020563 | 0.03024 | 0.04134 | 0.05371 | 0.067102 | 0.081659 | 0.097399 | 0.11427 | 0.13229 | 0.15132
SDG&E | MW | Commercial | Com - Assembly | Lighting | No | Lighting - Induction Fixture (Outdoor) | 0.0022204 | 0.0048953 | 0.0080459 | 0.011712 | 0.015875 | 0.020476 | 0.025425 | 0.030781 | 0.036555 | 0.042736 | 0.049334 | 0.056308
SDG&E | MW | Commercial | Com - Assembly | Lighting | No | Lighting - Linear Fluorescent Delamping | 0.0011256 | 0.0022707 | 0.0037292 | 0.0055125 | 0.0055125 | 0 | 0 | 0 | 0 | 0 | 0 | 0
SDG&E | MW | Commercial | Com - Assembly | Lighting | No | Lighting - Linear Fluorescent Fixture (Low Wattage T8) | 0.014723 | 0.032686 | 0.053645 | 0.077664 | 0.10448 | 0.13358 | 0.16435 | 0.19684 | 0.23102 | 0.26664 | 0.30354 | 0.34136
SDG&E | MW | Commercial | Com - Assembly | Lighting | No | Lighting - Plug-In Fixture (Compact Fluorescent) | 0.039336 | 0.078817 | 0.11854 | 0.15873 | 0.19911 | 0.19911 | 0.19911 | 0.19911 | 0.19911 | 0.19911 | 0.19911 | 0.19911
SDG&E | MW | Commercial | Com - Assembly | Lighting | No | Lighting - Plug-In Fixture (Linear Fluorescent) | 0 | 0.05494 | 0.13751 | 0.22521 | 0.31641 | 0.31641 | 0.31641 | 0.31641 | 0.31641 | 0.31641 | 0.31641 | 0.31641
SDG&E | MW | Commercial | Com - Assembly | Lighting | No | Lighting - Plug-In Fixture (PSMH with Electronic Ballast) | 0 | 0 | 0 | 0.0083576 | 0.017001 | 0.029066 | 0.041238 | 0.053517 | 0.065868 | 0.078238 | 0.090764 | 0.10344
SDG&E | MW | Commercial | Com - Assembly | Lighting | No | Lighting - Plug-In Fixture (PSMH) | 0.016041 | 0.033688 | 0.051455 | 0.068737 | 0.085971 | 0.10263 | 0.11857 | 0.13416 | 0.14955 | 0.16478 | 0.17976 | 0.19438
SDG&E | MW | Commercial | Com - Assembly | SHW | No | SHW - EF Rated Instantaneous Water Heater (Electric) | 0.00016002 | 0.00035726 | 0.00059473 | 0.00087574 | 0.0011979 | 0.0015555 | 0.0019398 | 0.0023551 | 0.0028016 | 0.0032777 | 0.0037838 | 0.0043162
SDG&E | MW | Commercial | Com - Assembly | SHW | No | SHW - EF Rated Storage Water Heater (Electric) | 0.00014188 | 0.00031447 | 0.00031447 | 0.00031447 | 0.00031447 | 0.00031447 | 0.00031447 | 0.00031447 | 0.00031447 | 0.00031447 | 0.00031447 | 0.00031447
SDG&E | MW | Commercial | Com - Assembly | Service | No | HVAC - Comprehensive Rooftop Unit Quality Maintenance | 4.4518e-08 | 8.7407e-08 | 1.3186e-07 | 1.7727e-07 | 2.2287e-07 | 2.6787e-07 | 3.1145e-07 | 3.5287e-07 | 3.9152e-07 | 4.2693e-07 | 4.5885e-07 | 4.4265e-07
SDG&E | MW | Commercial | Com - Assembly | Service | No | Service - HVAC Fault Detection & Diagnositics | 3.4949e-05 | 8.405e-05 | 0.00013175 | 0.00017848 | 0.00022396 | 0.00026767 | 0.00030904 | 0.0003489 | 0.00038759 | 0.00042528 | 0.00046226 | 0.00049847
SDG&E | MW | Commercial | Com - Assembly | Service | No | Service - Retro-Commissioning (Electric) | 0 | 0 | 0 | 0 | 0 | 0 | 0 | 0 | 0.00011337 | 0.0002235 | 0.00031185 | 0.0003764
SDG&E | MW | Commercial | Com - Assembly | WholeBlg | No | HVAC - Energy Management System | 1.7283e-05 | 3.6842e-05 | 5.5153e-05 | 7.2342e-05 | 8.8361e-05 | 0.00010314 | 0.0001166 | 0.00012962 | 0.00014232 | 0.00015474 | 0.00016697 | 0.00017899
SDG&E | MW | Commercial | Com - Assembly | WholeBlg | No | WholeBlg - Com NC Level 2 | 0.0018453 | 0 | 0 | 0 | 0 | 0 | 0 | 0 | 0 | 0 | 0 | 0
SDG&E | MW | Commercial | Com - Assembly | WholeBlg | No | WholeBlg - Com NC Level 3 | 0.0012977 | 0.0012977 | 0.0012977 | 0.0012977 | 0.0012977 | 0.0012977 | 0.0012977 | 0 | 0 | 0 | 0 | 0
SDG&E | MW | Commercial | Com - Assembly | WholeBlg | No | WholeBlg - Com RET Level 1 | 0.021501 | 0.050986 | 0.08903 | 0.13625 | 0.19325 | 0.26069 | 0.33919 | 0.42936 | 0.53175 | 0.64734 | 0.77686 | 0.92124
SDG&E | MW | Commercial | Com - Assembly | WholeBlg | No | WholeBlg - Com RET Level 2 | 0.037868 | 0.089509 | 0.15597 | 0.23848 | 0.3382 | 0.45638 | 0.59418 | 0.75286 | 0.93346 | 1.1365 | 1.3623 | 1.6109
SDG&E | MW | Commercial | Com - Education (Community College) | AppPlug | No | AppPlug - Computer Monitor | 0.0010684 | 0.0021311 | 0.0031979 | 0.0042945 | 0.0053947 | 0.00646 | 0.0063764 | 0.0062785 | 0.0061801 | 0.0060635 | 0.0059765 | 0.0059511
SDG&E | MW | Commercial | Com - Education (Community College) | AppPlug | No | AppPlug - Desktop Computer (Com - Power Management) | 0.0048814 | 0.010177 | 0.015678 | 0.021312 | 0.026952 | 0.032467 | 0.037723 | 0.042703 | 0.04739 | 0.051776 | 0.055886 | 0.054845
SDG&E | MW | Commercial | Com - Education (Community College) | AppPlug | No | AppPlug - Occupancy Sensor Plug Strip | 0 | 0 | 0 | 0 | 0 | 0 | 0 | 0 | 0 | 0.01003 | 0.020057 | 0.028533
SDG&E | MW | Commercial | Com - Education (Community College) | BldgEnv | No | BldgEnv - Wall Spray On Insulation | 0.0033959 | 0.006622 | 0.0096868 | 0.012598 | 0.015364 | 0.017992 | 0.020488 | 0.019464 | 0.018491 | 0.017566 | 0.016688 | 0.015853
SDG&E | MW | Commercial | Com - Education (Community College) | FoodServ | No | FoodServ - Electric Griddle | 0.00049484 | 0.0010417 | 0.0016453 | 0.002313 | 0.0030408 | 0.0038193 | 0.0046347 | 0.0054957 | 0.0064036 | 0.0073561 | 0.0083542 | 0.0093923
SDG&E | MW | Commercial | Com - Education (Community College) | FoodServ | No | FoodServ - Electric Steamer | 0.00052824 | 0.0010905 | 0.001688 | 0.0023241 | 0.0029926 | 0.0036834 | 0.0043846 | 0.005104 | 0.0058434 | 0.006602 | 0.0073817 | 0.0081796
SDG&E | MW | Commercial | Com - Education (Community College) | FoodServ | No | FoodServ - Fryer (Electric) | 0 | 0 | 0 | 0 | 0 | 0 | 0 | 0 | 0 | 0 | 3.9644e-05 | 8.0907e-05
SDG&E | MW | Commercial | Com - Education (Community College) | FoodServ | No | FoodServ - Oven (Electric) | 0.0085843 | 0.017908 | 0.028017 | 0.038994 | 0.05074 | 0.063085 | 0.075801 | 0.089019 | 0.10276 | 0.11699 | 0.13173 | 0.14692
SDG&E | MW | Commercial | Com - Education (Community College) | HVAC | No | HVAC - Chiller (Centrifugal) | 0.010918 | 0.022065 | 0.033444 | 0.045063 | 0.056917 | 0.069002 | 0.081303 | 0.093788 | 0.10645 | 0.11928 | 0.13228 | 0.14546
SDG&E | MW | Commercial | Com - Education (Community College) | HVAC | No | HVAC - Chiller (Reciprocating) | 0.020432 | 0.040999 | 0.061742 | 0.08281 | 0.10406 | 0.12529 | 0.14625 | 0.16723 | 0.18834 | 0.20961 | 0.23112 | 0.25286
SDG&E | MW | Commercial | Com - Education (Community College) | HVAC | No | HVAC - Demand Controlled Ventilation | 0.0031731 | 0.0065985 | 0.01004 | 0.013448 | 0.016758 | 0.019901 | 0.022819 | 0.025529 | 0.028039 | 0.030363 | 0.032524 | 0.03136
SDG&E | MW | Commercial | Com - Education (Community College) | HVAC | No | HVAC - Direct Evaporative Cooler | 0.070966 | 0.14171 | 0.21274 | 0.28441 | 0.35675 | 0.42968 | 0.50305 | 0.57708 | 0.65184 | 0.72741 | 0.80385 | 0.88112
SDG&E | MW | Commercial | Com - Education (Community College) | HVAC | No | HVAC - EER Rated Package Rooftop AC (EER 11) | 0 | 0 | 0 | 0 | 0.010732 | 0.026625 | 0.043096 | 0.060136 | 0.077676 | 0.095643 | 0.11406 | 0.13285
SDG&E | MW | Commercial | Com - Education (Community College) | HVAC | No | HVAC - SEER Rated Package Rooftop AC (Recharge) | 0 | 0 | 0 | 0 | 0 | 0 | 0 | 0.018827 | 0.036301 | 0.050484 | 0.061504 | 0.052595
SDG&E | MW | Commercial | Com - Education (Community College) | HVAC | No | HVAC - SEER Rated Package Rooftop AC (SEER 14) | 0.021166 | 0.04242 | 0.04242 | 0.04242 | 0.04242 | 0.04242 | 0.04242 | 0.04242 | 0.04242 | 0.04242 | 0.04242 | 0.04242
SDG&E | MW | Commercial | Com - Education (Community College) | HVAC | No | HVAC - SEER Rated Package Rooftop AC (SEER 15) | 0.047698 | 0.095681 | 0.11814 | 0.14094 | 0.16396 | 0.18699 | 0.20977 | 0.23261 | 0.25563 | 0.27889 | 0.30248 | 0.32637
SDG&E | MW | Commercial | Com - Education (Community College) | HVAC | No | HVAC - SEER Rated Package Rooftop HP (SEER 14) | 0.0061644 | 0.012345 | 0.012345 | 0.012345 | 0.012345 | 0.012345 | 0.012345 | 0.012345 | 0.012345 | 0.012345 | 0.012345 | 0.012345
SDG&E | MW | Commercial | Com - Education (Community College) | HVAC | No | HVAC - SEER Rated Package Rooftop HP (SEER 15) | 0.02358 | 0.047259 | 0.058328 | 0.069568 | 0.080897 | 0.092189 | 0.10329 | 0.11439 | 0.12556 | 0.13682 | 0.14823 | 0.15978
SDG&E | MW | Commercial | Com - Education (Community College) | HVAC | No | HVAC - SEER Rated Split System AC (SEER 14) | 0.0073338 | 0.014665 | 0.02199 | 0.02199 | 0.02199 | 0.02199 | 0.02199 | 0.02199 | 0.02199 | 0.02199 | 0.02199 | 0.02199
SDG&E | MW | Commercial | Com - Education (Community College) | HVAC | No | HVAC - SEER Rated Split System AC (SEER 15) | 0.0075861 | 0.015486 | 0.019284 | 0.023228 | 0.02728 | 0.031388 | 0.03549 | 0.039636 | 0.043845 | 0.048117 | 0.052468 | 0.056886
SDG&E | MW | Commercial | Com - Education (Community College) | HVAC | No | HVAC - SEER Rated Split System HP (SEER 14) | 0.025535 | 0.051164 | 0.054641 | 0.058162 | 0.061704 | 0.06523 | 0.068695 | 0.072153 | 0.075625 | 0.079118 | 0.082649 | 0.086211
SDG&E | MW | Commercial | Com - Education (Community College) | HVAC | No | HVAC - SEER Rated Split System HP (SEER 15) | 0.012278 | 0.024611 | 0.030376 | 0.036225 | 0.042118 | 0.047993 | 0.053775 | 0.059554 | 0.065367 | 0.071223 | 0.077151 | 0.083142
SDG&E | MW | Commercial | Com - Education (Community College) | Lighting | Yes | Lighting - LED Fixture (Replacing T8) - Emerging | 0 | 0 | 0.015011 | 0.04448 | 0.089354 | 0.15054 | 0.22791 | 0.32454 | 0.44159 | 0.58087 | 0.74476 | 0.93359
SDG&E | MW | Commercial | Com - Education (Community College) | Lighting | Yes | Lighting - LED Lamp (Basic High - Indoor) - Emerging | 0.00053519 | 0.0010781 | 0.0019385 | 0.0032825 | 0.0052494 | 0.005595 | 0.0055645 | 0.0053582 | 0.0048306 | 0.0033221 | 0.0040878 | 0.0049025
SDG&E | MW | Commercial | Com - Education (Community College) | Lighting | Yes | Lighting - LED Lamp (Basic Low - Indoor) - Emerging | 0.00059899 | 0.0014512 | 0.002455 | 0.003641 | 0.0053894 | 0.0058067 | 0.0056643 | 0.0055721 | 0.0055163 | 0.0045882 | 0.0058257 | 0.0072581
SDG&E | MW | Commercial | Com - Education (Community College) | Lighting | Yes | Lighting - LED Plug-In Indoor Fixture - Emerging | 0.0012586 | 0.0028146 | 0.0047358 | 0.00709 | 0.009925 | 0.010114 | 0.010327 | 0.010569 | 0.010878 | 0.011268 | 0.011746 | 0.012318
SDG&E | MW | Commercial | Com - Education (Community College) | Lighting | No | Lighting - Cold Cathode Lamp | 0.00029671 | 0.0006134 | 0.00094763 | 0.0012993 | 0.0016642 | 0.0016642 | 0.0016642 | 0.0016642 | 0.0016642 | 0.0016642 | 0.0016642 | 0.0013675
SDG&E | MW | Commercial | Com - Education (Community College) | Lighting | No | Lighting - Compact Fluorescent Fixture (Indoor) | 0.24344 | 0.50688 | 0.79067 | 1.0958 | 1.4209 | 1.1774 | 0.91401 | 0.63022 | 0.32513 | 0 | 0 | 0
SDG&E | MW | Commercial | Com - Education (Community College) | Lighting | No | Lighting - Compact Fluorescent Lamp (Basic High - Indoor) | 0.02378 | 0.048755 | 0.073601 | 0.098378 | 0.12286 | 0.099083 | 0.074108 | 0.049262 | 0.024485 | 0 | 0 | 0
SDG&E | MW | Commercial | Com - Education (Community College) | Lighting | No | Lighting - Compact Fluorescent Lamp (Basic Low - Indoor) | 0.027406 | 0.055027 | 0.082952 | 0.11124 | 0.1392 | 0.1118 | 0.084175 | 0.05625 | 0.027962 | 0 | 0 | 0
SDG&E | MW | Commercial | Com - Education (Community College) | Lighting | No | Lighting - Exit Fixture (LED) | 0.024207 | 0.047557 | 0.068473 | 0.085926 | 0.099852 | 0.1108 | 0.09948 | 0.087423 | 0.076923 | 0.068857 | 0.063306 | 0.059844
SDG&E | MW | Commercial | Com - Education (Community College) | Lighting | No | Lighting - Halogen Lamp (A-Line) | 0.00017127 | 0.00039599 | 0.00050483 | 0.0006233 | 0.00075541 | 0.00041221 | 0 | 0 | 0 | 0 | 0 | 0
SDG&E | MW | Commercial | Com - Education (Community College) | Lighting | No | Lighting - Halogen Lamp (Reflector) | 6.2943e-05 | 0.00014337 | 0.00017766 | 0.00021231 | 0.00024854 | 0.0002851 | 0.00031768 | 0.00034638 | 0.00037286 | 0.00039695 | 0.00042201 | 0.00044578
SDG&E | MW | Commercial | Com - Education (Community College) | Lighting | No | Lighting - High Bay HID to T5 | 0 | 0 | 0 | 0 | 0 | 0 | 0.0082682 | 0.015677 | 0.022397 | 0.028635 | 0.034776 | 0.049115
SDG&E | MW | Commercial | Com - Education (Community College) | Lighting | No | Lighting - Induction Fixture (Indoor) | 0.0035866 | 0.008089 | 0.013549 | 0.020045 | 0.02755 | 0.035968 | 0.04513 | 0.055136 | 0.065998 | 0.07768 | 0.090185 | 0.10342
SDG&E | MW | Commercial | Com - Education (Community College) | Lighting | No | Lighting - Induction Fixture (Outdoor) | 0.001376 | 0.0030337 | 0.0049861 | 0.0072583 | 0.0098376 | 0.012689 | 0.015756 | 0.019075 | 0.022654 | 0.026484 | 0.030572 | 0.034894
SDG&E | MW | Commercial | Com - Education (Community College) | Lighting | No | Lighting - Light Sensor | 0 | 0 | 0 | 0 | 0.0037085 | 0.0075389 | 0.011309 | 0.015139 | 0.019066 | 0.02555 | 0.032021 | 0.038457
SDG&E | MW | Commercial | Com - Education (Community College) | Lighting | No | Lighting - Linear Fluorescent Delamping | 0.00026112 | 0.00052676 | 0.00086505 | 0.0012786 | 0.0012786 | 0 | 0 | 0 | 0 | 0 | 0 | 0
SDG&E | MW | Commercial | Com - Education (Community College) | Lighting | No | Lighting - Linear Fluorescent Fixture (Low Wattage T8) | 0.013753 | 0.031392 | 0.052646 | 0.077256 | 0.10483 | 0.13483 | 0.1666 | 0.20024 | 0.23576 | 0.27297 | 0.31177 | 0.35183
SDG&E | MW | Commercial | Com - Education (Community College) | Lighting | No | Lighting - Plug-In Fixture (Compact Fluorescent) | 0.027668 | 0.055358 | 0.083117 | 0.1111 | 0.13911 | 0.13911 | 0.13911 | 0.13911 | 0.13911 | 0.13911 | 0.13911 | 0.13911
SDG&E | MW | Commercial | Com - Education (Community College) | Lighting | No | Lighting - Plug-In Fixture (Induction) | 0 | 0 | 0 | 0 | 0 | 0 | 0 | 0 | 0 | 0 | 0.0030269 | 0.006701
SDG&E | MW | Commercial | Com - Education (Community College) | Lighting | No | Lighting - Plug-In Fixture (Linear Fluorescent) | 0 | 0 | 0 | 0 | 0.054317 | 0.054317 | 0.054317 | 0.054317 | 0.054317 | 0.054317 | 0.054317 | 0.054317
SDG&E | MW | Commercial | Com - Education (Community College) | Lighting | No | Lighting - Plug-In Fixture (PSMH with Electronic Ballast) | 0 | 0.0025698 | 0.010981 | 0.019795 | 0.028772 | 0.037729 | 0.046494 | 0.055182 | 0.063832 | 0.072442 | 0.080804 | 0.088745
SDG&E | MW | Commercial | Com - Education (Community College) | Lighting | No | Lighting - Plug-In Fixture (PSMH) | 0.010729 | 0.022186 | 0.032935 | 0.043601 | 0.054178 | 0.064575 | 0.074678 | 0.084644 | 0.094531 | 0.10434 | 0.11314 | 0.12138
SDG&E | MW | Commercial | Com - Education (Community College) | SHW | No | SHW - EF Rated Instantaneous Water Heater (Electric) | 4.5476e-05 | 0.00010162 | 0.00016917 | 0.00024904 | 0.00034054 | 0.00044205 | 0.00055115 | 0.000669 | 0.00079573 | 0.00093085 | 0.0010745 | 0.0012256
SDG&E | MW | Commercial | Com - Education (Community College) | SHW | No | SHW - EF Rated Storage Water Heater (Electric) | 3.5183e-05 | 7.7924e-05 | 7.7924e-05 | 7.7924e-05 | 7.7924e-05 | 7.7924e-05 | 7.7924e-05 | 7.7924e-05 | 7.7924e-05 | 7.7924e-05 | 7.7924e-05 | 7.7924e-05
SDG&E | MW | Commercial | Com - Education (Community College) | Service | No | HVAC - Comprehensive Rooftop Unit Quality Maintenance | 2.7588e-08 | 5.4167e-08 | 8.1715e-08 | 1.0986e-07 | 1.3812e-07 | 1.66e-07 | 1.9301e-07 | 2.1867e-07 | 2.4263e-07 | 2.6457e-07 | 2.8435e-07 | 2.7431e-07
SDG&E | MW | Commercial | Com - Education (Community College) | Service | No | Service - HVAC Fault Detection & Diagnositics | 2.1658e-05 | 5.2086e-05 | 8.1646e-05 | 0.00011061 | 0.00013879 | 0.00016588 | 0.00019151 | 0.00021621 | 0.00024019 | 0.00026355 | 0.00028646 | 0.00030891
SDG&E | MW | Commercial | Com - Education (Community College) | Service | No | Service - Retro-Commissioning (Electric) | 0 | 0 | 0 | 0 | 0 | 0 | 0 | 0 | 7.0255e-05 | 0.0001385 | 0.00019325 | 0.00023326
SDG&E | MW | Commercial | Com - Education (Community College) | WholeBlg | No | HVAC - Energy Management System | 1.071e-05 | 2.2832e-05 | 3.4179e-05 | 4.4831e-05 | 5.4758e-05 | 6.3916e-05 | 7.2255e-05 | 8.0327e-05 | 8.8198e-05 | 9.5893e-05 | 0.00010347 | 0.00011092
SDG&E | MW | Commercial | Com - Education (Community College) | WholeBlg | No | WholeBlg - Com NC Level 2 | 0.0011435 | 0 | 0 | 0 | 0 | 0 | 0 | 0 | 0 | 0 | 0 | 0
SDG&E | MW | Commercial | Com - Education (Community College) | WholeBlg | No | WholeBlg - Com NC Level 3 | 0.00080419 | 0.00080419 | 0.00080419 | 0.00080419 | 0.00080419 | 0.00080419 | 0.00080419 | 0 | 0 | 0 | 0 | 0
SDG&E | MW | Commercial | Com - Education (Community College) | WholeBlg | No | WholeBlg - Com RET Level 1 | 0.0095119 | 0.022528 | 0.039299 | 0.060097 | 0.085194 | 0.11488 | 0.14942 | 0.18909 | 0.23414 | 0.28478 | 0.3412 | 0.40363
SDG&E | MW | Commercial | Com - Education (Community College) | WholeBlg | No | WholeBlg - Com RET Level 2 | 0.018748 | 0.044325 | 0.077273 | 0.11823 | 0.1678 | 0.22663 | 0.29536 | 0.37464 | 0.46503 | 0.56713 | 0.68137 | 0.80808
SDG&E | MW | Commercial | Com - Education (Primary School) | AppPlug | No | AppPlug - Desktop Computer (Com - Power Management) | 0.0079287 | 0.016527 | 0.025578 | 0.034948 | 0.044401 | 0.05369 | 0.062561 | 0.070955 | 0.078831 | 0.086167 | 0.093004 | 0.091433
SDG&E | MW | Commercial | Com - Education (Primary School) | AppPlug | No | AppPlug - Occupancy Sensor Plug Strip | 0 | 0 | 0 | 0 | 0 | 0 | 0 | 0 | 0 | 0.014654 | 0.029302 | 0.041685
SDG&E | MW | Commercial | Com - Education (Primary School) | BldgEnv | No | BldgEnv - Wall Spray On Insulation | 0.0050885 | 0.0099225 | 0.014515 | 0.018878 | 0.023022 | 0.02696 | 0.0307 | 0.029165 | 0.027707 | 0.026322 | 0.025005 | 0.023755
SDG&E | MW | Commercial | Com - Education (Primary School) | BldgEnv | No | BldgEnv - Window Film | 0 | 0 | 0 | 0 | 0.0056341 | 0.017549 | 0.033802 | 0.052285 | 0.071431 | 0.090554 | 0.10934 | 0.12768
SDG&E | MW | Commercial | Com - Education (Primary School) | FoodServ | No | FoodServ - Electric Griddle | 0.0083137 | 0.0175 | 0.027642 | 0.03886 | 0.051087 | 0.064167 | 0.077866 | 0.092332 | 0.10759 | 0.12359 | 0.14036 | 0.1578
SDG&E | MW | Commercial | Com - Education (Primary School) | FoodServ | No | FoodServ - Electric Steamer | 0.0016721 | 0.0034519 | 0.0053431 | 0.0073567 | 0.0094725 | 0.011659 | 0.013879 | 0.016156 | 0.018497 | 0.020898 | 0.023366 | 0.025891
SDG&E | MW | Commercial | Com - Education (Primary School) | FoodServ | No | FoodServ - Fryer (Electric) | 0 | 0 | 0 | 0 | 0 | 0 | 0 | 0 | 0 | 0 | 0.00016217 | 0.00033096
SDG&E | MW | Commercial | Com - Education (Primary School) | FoodServ | No | FoodServ - Oven (Electric) | 0.0028603 | 0.005967 | 0.0093353 | 0.012993 | 0.016906 | 0.02102 | 0.025257 | 0.029661 | 0.034238 | 0.03898 | 0.043893 | 0.048953
SDG&E | MW | Commercial | Com - Education (Primary School) | HVAC | No | HVAC - Direct Evaporative Cooler | 0.11852 | 0.23754 | 0.3586 | 0.48268 | 0.60995 | 0.74027 | 0.87337 | 1.0098 | 1.1496 | 1.2931 | 1.4418 | 1.5963
SDG&E | MW | Commercial | Com - Education (Primary School) | HVAC | No | HVAC - SEER Rated Package Rooftop AC (SEER 14) | 0.03117 | 0.06241 | 0.06241 | 0.06241 | 0.06241 | 0.06241 | 0.06241 | 0.06241 | 0.06241 | 0.06241 | 0.06241 | 0.06241
SDG&E | MW | Commercial | Com - Education (Primary School) | HVAC | No | HVAC - SEER Rated Package Rooftop AC (SEER 15) | 0.077543 | 0.15549 | 0.19193 | 0.22891 | 0.26618 | 0.3034 | 0.34014 | 0.37691 | 0.41394 | 0.45128 | 0.48913 | 0.52742
SDG&E | MW | Commercial | Com - Education (Primary School) | HVAC | No | HVAC - SEER Rated Package Rooftop HP (SEER 14) | 0.0059155 | 0.011853 | 0.011853 | 0.011853 | 0.011853 | 0.011853 | 0.011853 | 0.011853 | 0.011853 | 0.011853 | 0.011853 | 0.011853
SDG&E | MW | Commercial | Com - Education (Primary School) | HVAC | No | HVAC - SEER Rated Package Rooftop HP (SEER 15) | 0.021866 | 0.04385 | 0.054137 | 0.064593 | 0.075146 | 0.085685 | 0.096073 | 0.10648 | 0.11696 | 0.12755 | 0.13829 | 0.14917
SDG&E | MW | Commercial | Com - Education (Primary School) | HVAC | No | HVAC - SEER Rated Split System AC (SEER 14) | 0.012697 | 0.025328 | 0.037862 | 0.037862 | 0.037862 | 0.037862 | 0.037862 | 0.037862 | 0.037862 | 0.037862 | 0.037862 | 0.037862
SDG&E | MW | Commercial | Com - Education (Primary School) | HVAC | No | HVAC - SEER Rated Split System AC (SEER 15) | 0.012604 | 0.025692 | 0.031952 | 0.038406 | 0.044988 | 0.051611 | 0.058176 | 0.064758 | 0.071382 | 0.078043 | 0.0848 | 0.091646
SDG&E | MW | Commercial | Com - Education (Primary School) | HVAC | No | HVAC - SEER Rated Split System HP (SEER 14) | 0.021631 | 0.043356 | 0.046305 | 0.049292 | 0.052298 | 0.055293 | 0.05824 | 0.061183 | 0.06414 | 0.067116 | 0.070124 | 0.073159
SDG&E | MW | Commercial | Com - Education (Primary School) | HVAC | No | HVAC - SEER Rated Split System HP (SEER 15) | 0.012054 | 0.024168 | 0.029831 | 0.035579 | 0.041372 | 0.04715 | 0.052841 | 0.058532 | 0.064258 | 0.070029 | 0.075874 | 0.081782
SDG&E | MW | Commercial | Com - Education (Primary School) | Lighting | Yes | Lighting - LED Fixture (Replacing T8) - Emerging | 0 | 0 | 0.018629 | 0.055674 | 0.11199 | 0.18835 | 0.28417 | 0.40295 | 0.54552 | 0.71363 | 0.90969 | 1.1337
SDG&E | MW | Commercial | Com - Education (Primary School) | Lighting | Yes | Lighting - LED Lamp (Basic High - Indoor) - Emerging | 0.00073795 | 0.0014899 | 0.00268 | 0.0045586 | 0.0073338 | 0.007825 | 0.007802 | 0.0075439 | 0.0068312 | 0.0047407 | 0.0058474 | 0.0070286
SDG&E | MW | Commercial | Com - Education (Primary School) | Lighting | Yes | Lighting - LED Lamp (Basic Low - Indoor) - Emerging | 0.00084105 | 0.0020537 | 0.0034868 | 0.0051885 | 0.0076947 | 0.0082928 | 0.0080966 | 0.0079711 | 0.0078934 | 0.0065865 | 0.008371 | 0.010438
SDG&E | MW | Commercial | Com - Education (Primary School) | Lighting | Yes | Lighting - LED Plug-In Indoor Fixture - Emerging | 8.9607e-05 | 0.00020048 | 0.00033748 | 0.00050554 | 0.00070804 | 0.00072151 | 0.00073672 | 0.000754 | 0.00077606 | 0.00080381 | 0.00083783 | 0.00087841
SDG&E | MW | Commercial | Com - Education (Primary School) | Lighting | No | Lighting - Cold Cathode Lamp | 2.315e-06 | 4.7903e-06 | 7.4057e-06 | 1.0159e-05 | 1.3019e-05 | 1.3019e-05 | 1.3019e-05 | 1.3019e-05 | 1.3019e-05 | 1.3019e-05 | 1.3019e-05 | 1.0704e-05
SDG&E | MW | Commercial | Com - Education (Primary School) | Lighting | No | Lighting - Compact Fluorescent Fixture (Indoor) | 0.34989 | 0.72834 | 1.1358 | 1.5736 | 2.0397 | 1.6898 | 1.3114 | 0.90395 | 0.46617 | 0 | 0 | 0
SDG&E | MW | Commercial | Com - Education (Primary School) | Lighting | No | Lighting - Compact Fluorescent Lamp (Basic High - Indoor) | 0.034171 | 0.070085 | 0.10582 | 0.14146 | 0.17668 | 0.14251 | 0.10659 | 0.070857 | 0.035216 | 0 | 0 | 0
SDG&E | MW | Commercial | Com - Education (Primary School) | Lighting | No | Lighting - Compact Fluorescent Lamp (Basic Low - Indoor) | 0.039296 | 0.078886 | 0.11891 | 0.15944 | 0.19951 | 0.16021 | 0.12062 | 0.080605 | 0.040069 | 0 | 0 | 0
SDG&E | MW | Commercial | Com - Education (Primary School) | Lighting | No | Lighting - Exit Fixture (LED) | 0.029487 | 0.057929 | 0.083408 | 0.10467 | 0.12164 | 0.13497 | 0.1212 | 0.10651 | 0.093726 | 0.083903 | 0.077141 | 0.072923
SDG&E | MW | Commercial | Com - Education (Primary School) | Lighting | No | Lighting - Halogen Lamp (A-Line) | 0.00025021 | 0.00057856 | 0.00073766 | 0.00091086 | 0.001104 | 0.00060245 | 0 | 0 | 0 | 0 | 0 | 0
SDG&E | MW | Commercial | Com - Education (Primary School) | Lighting | No | Lighting - Halogen Lamp (Reflector) | 9.1925e-05 | 0.00020941 | 0.00025956 | 0.00031026 | 0.00036328 | 0.00041694 | 0.00046479 | 0.00050688 | 0.00054578 | 0.00058123 | 0.00061804 | 0.00065286
SDG&E | MW | Commercial | Com - Education (Primary School) | Lighting | No | Lighting - High Bay HID to T5 | 0 | 0 | 0 | 0 | 0 | 0 | 0 | 0 | 0 | 0 | 0.0033551 | 0.010117
SDG&E | MW | Commercial | Com - Education (Primary School) | Lighting | No | Lighting - Induction Fixture (Indoor) | 0.0055751 | 0.012588 | 0.021104 | 0.031248 | 0.04298 | 0.056147 | 0.070486 | 0.086154 | 0.10317 | 0.12147 | 0.14107 | 0.16182
SDG&E | MW | Commercial | Com - Education (Primary School) | Lighting | No | Lighting - Induction Fixture (Outdoor) | 0.0020102 | 0.004432 | 0.0072843 | 0.010604 | 0.014372 | 0.018538 | 0.023019 | 0.027868 | 0.033095 | 0.038691 | 0.044664 | 0.050978
SDG&E | MW | Commercial | Com - Education (Primary School) | Lighting | No | Lighting - Light Sensor | 0 | 0 | 0 | 0 | 0 | 0 | 0 | 0 | 0 | 0 | 0 | 0.003242
SDG&E | MW | Commercial | Com - Education (Primary School) | Lighting | No | Lighting - Linear Fluorescent Delamping | 1.2462e-05 | 2.514e-05 | 4.1276e-05 | 6.0996e-05 | 6.0996e-05 | 0 | 0 | 0 | 0 | 0 | 0 | 0
SDG&E | MW | Commercial | Com - Education (Primary School) | Lighting | No | Lighting - Linear Fluorescent Fixture (Low Wattage T8) | 0.015392 | 0.035146 | 0.05927 | 0.087454 | 0.11922 | 0.15395 | 0.19083 | 0.22996 | 0.27133 | 0.31468 | 0.35989 | 0.40655
SDG&E | MW | Commercial | Com - Education (Primary School) | Lighting | No | Lighting - Plug-In Fixture (Compact Fluorescent) | 0.0019629 | 0.0039262 | 0.0058934 | 0.0078756 | 0.009859 | 0.009859 | 0.009859 | 0.009859 | 0.009859 | 0.009859 | 0.009859 | 0.009859
SDG&E | MW | Commercial | Com - Education (Primary School) | Lighting | No | Lighting - Plug-In Fixture (Induction) | 0 | 0 | 0 | 0 | 0 | 0 | 0 | 0 | 0 | 0 | 0.00014319 | 0.00038141
SDG&E | MW | Commercial | Com - Education (Primary School) | Lighting | No | Lighting - Plug-In Fixture (Linear Fluorescent) | 0 | 0 | 0 | 0.0026983 | 0.0066445 | 0.0066445 | 0.0066445 | 0.0066445 | 0.0066445 | 0.0066445 | 0.0066445 | 0.0066445
SDG&E | MW | Commercial | Com - Education (Primary School) | Lighting | No | Lighting - Plug-In Fixture (PSMH with Electronic Ballast) | 0 | 0.0004069 | 0.00099325 | 0.0016088 | 0.0022391 | 0.0028699 | 0.0034884 | 0.0041019 | 0.0047131 | 0.0053216 | 0.0059322 | 0.0065095
SDG&E | MW | Commercial | Com - Education (Primary School) | Lighting | No | Lighting - Plug-In Fixture (PSMH) | 0.00075885 | 0.0015631 | 0.0023424 | 0.0031138 | 0.0038752 | 0.0046216 | 0.0053453 | 0.0060587 | 0.0067662 | 0.0074684 | 0.0081112 | 0.0087107
SDG&E | MW | Commercial | Com - Education (Primary School) | SHW | No | SHW - EF Rated Instantaneous Water Heater (Electric) | 6.0411e-05 | 0.00013498 | 0.00022478 | 0.00033106 | 0.00045288 | 0.00058803 | 0.00073321 | 0.00089003 | 0.0010587 | 0.0012385 | 0.0014298 | 0.0016309
SDG&E | MW | Commercial | Com - Education (Primary School) | SHW | No | SHW - EF Rated Storage Water Heater (Electric) | 4.6811e-05 | 0.00010365 | 0.00010365 | 0.00010365 | 0.00010365 | 0.00010365 | 0.00010365 | 0.00010365 | 0.00010365 | 0.00010365 | 0.00010365 | 0.00010365
SDG&E | MW | Commercial | Com - Education (Primary School) | Service | No | HVAC - Comprehensive Rooftop Unit Quality Maintenance | 4.0304e-08 | 7.9134e-08 | 1.1938e-07 | 1.6049e-07 | 2.0178e-07 | 2.4251e-07 | 2.8197e-07 | 3.1947e-07 | 3.5446e-07 | 3.8652e-07 | 4.1542e-07 | 4.0075e-07
SDG&E | MW | Commercial | Com - Education (Primary School) | Service | No | Service - HVAC Fault Detection & Diagnositics | 3.1641e-05 | 7.6094e-05 | 0.00011928 | 0.00016159 | 0.00020276 | 0.00024234 | 0.00027979 | 0.00031587 | 0.00035091 | 0.00038503 | 0.0004185 | 0.00045129
SDG&E | MW | Commercial | Com - Education (Primary School) | Service | No | Service - Retro-Commissioning (Electric) | 0 | 0 | 0 | 0 | 0 | 0 | 0 | 0 | 0.00010264 | 0.00020234 | 0.00028233 | 0.00034077
SDG&E | MW | Commercial | Com - Education (Primary School) | WholeBlg | No | HVAC - Energy Management System | 1.5647e-05 | 3.3355e-05 | 4.9933e-05 | 6.5494e-05 | 7.9997e-05 | 9.3377e-05 | 0.00010556 | 0.00011735 | 0.00012885 | 0.00014009 | 0.00015117 | 0.00016205
SDG&E | MW | Commercial | Com - Education (Primary School) | WholeBlg | No | WholeBlg - Com NC Level 2 | 0.0016706 | 0 | 0 | 0 | 0 | 0 | 0 | 0 | 0 | 0 | 0 | 0
SDG&E | MW | Commercial | Com - Education (Primary School) | WholeBlg | No | WholeBlg - Com NC Level 3 | 0.0011749 | 0.0011749 | 0.0011749 | 0.0011749 | 0.0011749 | 0.0011749 | 0.0011749 | 0 | 0 | 0 | 0 | 0
SDG&E | MW | Commercial | Com - Education (Primary School) | WholeBlg | No | WholeBlg - Com RET Level 1 | 0.022733 | 0.051999 | 0.087798 | 0.13073 | 0.18156 | 0.24108 | 0.30999 | 0.38899 | 0.47863 | 0.57944 | 0.69178 | 0.81599
SDG&E | MW | Commercial | Com - Education (Primary School) | WholeBlg | No | WholeBlg - Com RET Level 2 | 0 | 0.028576 | 0.070756 | 0.12753 | 0.19932 | 0.28668 | 0.39017 | 0.51052 | 0.64843 | 0.80466 | 0.97984 | 1.1746
SDG&E | MW | Commercial | Com - Education (Relocatable Classroom) | AppPlug | No | AppPlug - Desktop Computer (Com - Power Management) | 0.0071314 | 0.014868 | 0.022905 | 0.031136 | 0.039375 | 0.047432 | 0.055111 | 0.062386 | 0.069234 | 0.075641 | 0.081645 | 0.080125
SDG&E | MW | Commercial | Com - Education (Relocatable Classroom) | AppPlug | No | AppPlug - Occupancy Sensor Plug Strip | 0 | 0 | 0 | 0 | 0 | 0 | 0 | 0 | 0 | 0.014654 | 0.029302 | 0.041685
SDG&E | MW | Commercial | Com - Education (Relocatable Classroom) | BldgEnv | No | BldgEnv - Wall Spray On Insulation | 0.0050885 | 0.0099225 | 0.014515 | 0.018878 | 0.023022 | 0.02696 | 0.0307 | 0.029165 | 0.027707 | 0.026322 | 0.025005 | 0.023755
SDG&E | MW | Commercial | Com - Education (Relocatable Classroom) | FoodServ | No | FoodServ - Electric Griddle | 0.0083137 | 0.0175 | 0.027642 | 0.03886 | 0.051087 | 0.064167 | 0.077866 | 0.092332 | 0.10759 | 0.12359 | 0.14036 | 0.1578
SDG&E | MW | Commercial | Com - Education (Relocatable Classroom) | FoodServ | No | FoodServ - Electric Steamer | 0.0016721 | 0.0034519 | 0.0053431 | 0.0073567 | 0.0094725 | 0.011659 | 0.013879 | 0.016156 | 0.018497 | 0.020898 | 0.023366 | 0.025891
SDG&E | MW | Commercial | Com - Education (Relocatable Classroom) | FoodServ | No | FoodServ - Fryer (Electric) | 0 | 0 | 0 | 0 | 0 | 0 | 0 | 0 | 0 | 0 | 0.00016217 | 0.00033096
SDG&E | MW | Commercial | Com - Education (Relocatable Classroom) | FoodServ | No | FoodServ - Oven (Electric) | 0.0028603 | 0.005967 | 0.0093353 | 0.012993 | 0.016906 | 0.02102 | 0.025257 | 0.029661 | 0.034238 | 0.03898 | 0.043893 | 0.048953
SDG&E | MW | Commercial | Com - Education (Relocatable Classroom) | HVAC | No | HVAC - Demand Controlled Ventilation | 0.0025167 | 0.0052379 | 0.0079767 | 0.010696 | 0.013343 | 0.015865 | 0.018211 | 0.020398 | 0.022429 | 0.024315 | 0.026073 | 0.025193
SDG&E | MW | Commercial | Com - Education (Relocatable Classroom) | HVAC | No | HVAC - SEER Rated Package Rooftop AC (SEER 14) | 0.063526 | 0.12746 | 0.12746 | 0.12746 | 0.12746 | 0.12746 | 0.12746 | 0.12746 | 0.12746 | 0.12746 | 0.12746 | 0.12746
SDG&E | MW | Commercial | Com - Education (Relocatable Classroom) | HVAC | No | HVAC - SEER Rated Package Rooftop AC (SEER 15) | 0.080378 | 0.16153 | 0.19962 | 0.23831 | 0.27745 | 0.31679 | 0.35602 | 0.39547 | 0.43531 | 0.47557 | 0.51639 | 0.55774
SDG&E | MW | Commercial | Com - Education (Relocatable Classroom) | HVAC | No | HVAC - SEER Rated Package Rooftop HP (SEER 14) | 0.0078406 | 0.015706 | 0.015706 | 0.015706 | 0.015706 | 0.015706 | 0.015706 | 0.015706 | 0.015706 | 0.015706 | 0.015706 | 0.015706
SDG&E | MW | Commercial | Com - Education (Relocatable Classroom) | HVAC | No | HVAC - SEER Rated Package Rooftop HP (SEER 15) | 0.050543 | 0.10132 | 0.12505 | 0.14917 | 0.17347 | 0.1977 | 0.22152 | 0.24532 | 0.26929 | 0.29345 | 0.31796 | 0.34275
SDG&E | MW | Commercial | Com - Education (Relocatable Classroom) | HVAC | No | HVAC - SEER Rated Split System AC (SEER 14) | 0.038189 | 0.076499 | 0.11505 | 0.11505 | 0.11505 | 0.11505 | 0.11505 | 0.11505 | 0.11505 | 0.11505 | 0.11505 | 0.11505
SDG&E | MW | Commercial | Com - Education (Relocatable Classroom) | HVAC | No | HVAC - SEER Rated Split System AC (SEER 15) | 0.021796 | 0.044607 | 0.055666 | 0.067249 | 0.079277 | 0.091626 | 0.10414 | 0.11693 | 0.13005 | 0.14351 | 0.15734 | 0.17152
SDG&E | MW | Commercial | Com - Education (Relocatable Classroom) | HVAC | No | HVAC - SEER Rated Split System HP (SEER 14) | 0.035936 | 0.072053 | 0.076957 | 0.081924 | 0.086925 | 0.09191 | 0.096822 | 0.10173 | 0.10666 | 0.11162 | 0.11663 | 0.12169
SDG&E | MW | Commercial | Com - Education (Relocatable Classroom) | HVAC | No | HVAC - SEER Rated Split System HP (SEER 15) | 0.017844 | 0.03579 | 0.044184 | 0.0527 | 0.061285 | 0.069856 | 0.07831 | 0.086768 | 0.095277 | 0.10385 | 0.11253 | 0.12129
SDG&E | MW | Commercial | Com - Education (Relocatable Classroom) | Lighting | Yes | Lighting - LED Fixture (Replacing T8) - Emerging | 0 | 0.0047507 | 0.027152 | 0.067249 | 0.12634 | 0.20582 | 0.30574 | 0.43025 | 0.58099 | 0.76033 | 0.9714 | 1.2147
SDG&E | MW | Commercial | Com - Education (Relocatable Classroom) | Lighting | Yes | Lighting - LED Lamp (Basic High - Indoor) - Emerging | 0.000892 | 0.0017994 | 0.0032363 | 0.0054612 | 0.0086927 | 0.0092568 | 0.0091855 | 0.0088142 | 0.0079166 | 0.0054061 | 0.0066386 | 0.0079475
SDG&E | MW | Commercial | Com - Education (Relocatable Classroom) | Lighting | Yes | Lighting - LED Lamp (Basic Low - Indoor) - Emerging | 0.0009891 | 0.0023866 | 0.0040352 | 0.0059841 | 0.0088524 | 0.0095339 | 0.009293 | 0.0091269 | 0.0090138 | 0.0074596 | 0.0094574 | 0.011767
SDG&E | MW | Commercial | Com - Education (Relocatable Classroom) | Lighting | Yes | Lighting - LED Plug-In Indoor Fixture - Emerging | 9.1035e-05 | 0.00020365 | 0.00034279 | 0.00051345 | 0.00071906 | 0.00073274 | 0.00074818 | 0.00076572 | 0.00078809 | 0.00081622 | 0.00085071 | 0.00089187
SDG&E | MW | Commercial | Com - Education (Relocatable Classroom) | Lighting | No | Lighting - Cold Cathode Lamp | 3.0421e-06 | 6.3294e-06 | 9.8296e-06 | 1.3535e-05 | 1.7401e-05 | 1.7401e-05 | 1.7401e-05 | 1.7401e-05 | 1.7401e-05 | 1.7401e-05 | 1.4358e-05 | 1.1071e-05
SDG&E | MW | Commercial | Com - Education (Relocatable Classroom) | Lighting | No | Lighting - Compact Fluorescent Fixture (Indoor) | 0.39396 | 0.82081 | 1.2811 | 1.7763 | 2.3042 | 1.9103 | 1.4834 | 1.0232 | 0.52796 | 0 | 0 | 0
SDG&E | MW | Commercial | Com - Education (Relocatable Classroom) | Lighting | No | Lighting - Compact Fluorescent Lamp (Basic High - Indoor) | 0.038476 | 0.078857 | 0.11901 | 0.15904 | 0.1986 | 0.16012 | 0.11974 | 0.079591 | 0.039555 | 0 | 0 | 0
SDG&E | MW | Commercial | Com - Education (Relocatable Classroom) | Lighting | No | Lighting - Compact Fluorescent Lamp (Basic Low - Indoor) | 0.044425 | 0.089187 | 0.13443 | 0.18024 | 0.22552 | 0.18109 | 0.13633 | 0.09109 | 0.045274 | 0 | 0 | 0
SDG&E | MW | Commercial | Com - Education (Relocatable Classroom) | Lighting | No | Lighting - Exit Fixture (LED) | 0.026909 | 0.05288 | 0.076155 | 0.095595 | 0.11114 | 0.12339 | 0.11091 | 0.097548 | 0.085903 | 0.076948 | 0.070765 | 0.066882
SDG&E | MW | Commercial | Com - Education (Relocatable Classroom) | Lighting | No | Lighting - Halogen Lamp (A-Line) | 0.00025021 | 0.00057859 | 0.00073772 | 0.00091096 | 0.0011042 | 0.00060255 | 0 | 0 | 0 | 0 | 0 | 0
SDG&E | MW | Commercial | Com - Education (Relocatable Classroom) | Lighting | No | Lighting - Halogen Lamp (Reflector) | 9.1913e-05 | 0.00020939 | 0.00025956 | 0.00031029 | 0.00036335 | 0.00041712 | 0.00046507 | 0.00050724 | 0.00054622 | 0.00058179 | 0.00061868 | 0.00065353
SDG&E | MW | Commercial | Com - Education (Relocatable Classroom) | Lighting | No | Lighting - High Bay HID to T5 | 0 | 0 | 0 | 0 | 0 | 0.0037251 | 0.014398 | 0.023979 | 0.032688 | 0.040789 | 0.052517 | 0.071091
SDG&E | MW | Commercial | Com - Education (Relocatable Classroom) | Lighting | No | Lighting - Induction Fixture (Indoor) | 0.0045783 | 0.010261 | 0.017094 | 0.025165 | 0.034434 | 0.044776 | 0.055982 | 0.068172 | 0.08136 | 0.095506 | 0.11061 | 0.12658
SDG&E | MW | Commercial | Com - Education (Relocatable Classroom) | Lighting | No | Lighting - Induction Fixture (Outdoor) | 0.0020102 | 0.004432 | 0.0072843 | 0.010604 | 0.014372 | 0.018538 | 0.023019 | 0.027868 | 0.033095 | 0.038691 | 0.044664 | 0.050978
SDG&E | MW | Commercial | Com - Education (Relocatable Classroom) | Lighting | No | Lighting - Linear Fluorescent Delamping | 1.2523e-05 | 2.5263e-05 | 4.1485e-05 | 6.1314e-05 | 6.1314e-05 | 0 | 0 | 0 | 0 | 0 | 0 | 0
SDG&E | MW | Commercial | Com - Education (Relocatable Classroom) | Lighting | No | Lighting - Linear Fluorescent Fixture (Low Wattage T8) | 0.017771 | 0.040171 | 0.067092 | 0.098323 | 0.13339 | 0.17159 | 0.21207 | 0.25493 | 0.30021 | 0.34764 | 0.39709 | 0.44816
SDG&E | MW | Commercial | Com - Education (Relocatable Classroom) | Lighting | No | Lighting - Plug-In Fixture (Compact Fluorescent) | 0.0019978 | 0.0039965 | 0.0059995 | 0.008018 | 0.010038 | 0.010038 | 0.010038 | 0.010038 | 0.010038 | 0.010038 | 0.010038 | 0.010038
SDG&E | MW | Commercial | Com - Education (Relocatable Classroom) | Lighting | No | Lighting - Plug-In Fixture (Induction) | 0 | 0 | 0 | 0 | 0 | 0 | 0 | 0 | 0 | 0 | 7.2762e-05 | 0.00031461
SDG&E | MW | Commercial | Com - Education (Relocatable Classroom) | Lighting | No | Lighting - Plug-In Fixture (Linear Fluorescent) | 0 | 0 | 0 | 0 | 0.003997 | 0.003997 | 0.003997 | 0.003997 | 0.003997 | 0.003997 | 0.003997 | 0.003997
SDG&E | MW | Commercial | Com - Education (Relocatable Classroom) | Lighting | No | Lighting - Plug-In Fixture (PSMH with Electronic Ballast) | 0 | 0 | 0.00018507 | 0.00080201 | 0.0014464 | 0.0020952 | 0.0027333 | 0.0033678 | 0.0040007 | 0.0046317 | 0.0052468 | 0.0058564
SDG&E | MW | Commercial | Com - Education (Relocatable Classroom) | Lighting | No | Lighting - Plug-In Fixture (PSMH) | 0.00079982 | 0.0016839 | 0.002553 | 0.0033768 | 0.0041838 | 0.0049738 | 0.0057393 | 0.0064937 | 0.0072418 | 0.0079841 | 0.0087072 | 0.0093457
SDG&E | MW | Commercial | Com - Education (Relocatable Classroom) | SHW | No | SHW - EF Rated Instantaneous Water Heater (Electric) | 0.00011557 | 0.00025794 | 0.00042951 | 0.00063288 | 0.00086618 | 0.0011249 | 0.0014025 | 0.0017021 | 0.0020243 | 0.0023678 | 0.0027331 | 0.0031174
SDG&E | MW | Commercial | Com - Education (Relocatable Classroom) | SHW | No | SHW - EF Rated Storage Water Heater (Electric) | 9.8371e-05 | 0.00021792 | 0.00021792 | 0.00021792 | 0.00021792 | 0.00021792 | 0.00021792 | 0.00021792 | 0.00021792 | 0.00021792 | 0.00021792 | 0.00021792
SDG&E | MW | Commercial | Com - Education (Relocatable Classroom) | Service | No | HVAC - Comprehensive Rooftop Unit Quality Maintenance | 4.0304e-08 | 7.9134e-08 | 1.1938e-07 | 1.6049e-07 | 2.0178e-07 | 2.4251e-07 | 2.8197e-07 | 3.1947e-07 | 3.5446e-07 | 3.8652e-07 | 4.1542e-07 | 4.0075e-07
SDG&E | MW | Commercial | Com - Education (Relocatable Classroom) | Service | No | Service - HVAC Fault Detection & Diagnositics | 3.1641e-05 | 7.6094e-05 | 0.00011928 | 0.00016159 | 0.00020276 | 0.00024234 | 0.00027979 | 0.00031587 | 0.00035091 | 0.00038503 | 0.0004185 | 0.00045129
SDG&E | MW | Commercial | Com - Education (Relocatable Classroom) | Service | No | Service - Retro-Commissioning (Electric) | 0 | 0 | 0 | 0 | 0 | 0 | 0 | 0 | 0.00010264 | 0.00020234 | 0.00028233 | 0.00034077
SDG&E | MW | Commercial | Com - Education (Relocatable Classroom) | WholeBlg | No | HVAC - Energy Management System | 1.5647e-05 | 3.3355e-05 | 4.9933e-05 | 6.5494e-05 | 7.9997e-05 | 9.3377e-05 | 0.00010556 | 0.00011735 | 0.00012885 | 0.00014009 | 0.00015117 | 0.00016205
SDG&E | MW | Commercial | Com - Education (Relocatable Classroom) | WholeBlg | No | WholeBlg - Com NC Level 2 | 0.0016706 | 0 | 0 | 0 | 0 | 0 | 0 | 0 | 0 | 0 | 0 | 0
SDG&E | MW | Commercial | Com - Education (Relocatable Classroom) | WholeBlg | No | WholeBlg - Com NC Level 3 | 0.0011749 | 0.0011749 | 0.0011749 | 0.0011749 | 0.0011749 | 0.0011749 | 0.0011749 | 0 | 0 | 0 | 0 | 0
SDG&E | MW | Commercial | Com - Education (Relocatable Classroom) | WholeBlg | No | WholeBlg - Com RET Level 1 | 0.018581 | 0.044035 | 0.076873 | 0.11765 | 0.16692 | 0.22526 | 0.29325 | 0.37142 | 0.46029 | 0.56031 | 0.67184 | 0.79517
SDG&E | MW | Commercial | Com - Education (Relocatable Classroom) | WholeBlg | No | WholeBlg - Com RET Level 2 | 0.026338 | 0.062249 | 0.10847 | 0.16584 | 0.23518 | 0.31738 | 0.41324 | 0.52365 | 0.64934 | 0.79107 | 0.94939 | 1.1249
SDG&E | MW | Commercial | Com - Education (Secondary School) | AppPlug | No | AppPlug - Desktop Computer (Com - Power Management) | 0.003959 | 0.0082523 | 0.012771 | 0.017449 | 0.022167 | 0.026803 | 0.03123 | 0.03542 | 0.039351 | 0.043013 | 0.046426 | 0.045641
SDG&E | MW | Commercial | Com - Education (Secondary School) | AppPlug | No | AppPlug - Occupancy Sensor Plug Strip | 0 | 0 | 0 | 0 | 0 | 0 | 0 | 0 | 0 | 0.0073268 | 0.014651 | 0.020842
SDG&E | MW | Commercial | Com - Education (Secondary School) | BldgEnv | No | BldgEnv - Attic Batt Insulation | 0.0014671 | 0.0028609 | 0.004185 | 0.0054429 | 0.0066379 | 0.0077731 | 0.0088516 | 0.008409 | 0.0079885 | 0.0075891 | 0.0072097 | 0.0068492
SDG&E | MW | Commercial | Com - Education (Secondary School) | BldgEnv | No | BldgEnv - Wall Spray On Insulation | 0.0025319 | 0.0049373 | 0.0072224 | 0.0093932 | 0.011455 | 0.013415 | 0.015276 | 0.014512 | 0.013786 | 0.013097 | 0.012442 | 0.01182
SDG&E | MW | Commercial | Com - Education (Secondary School) | BldgEnv | No | BldgEnv - Window Film | 0 | 0 | 0 | 0 | 0 | 0 | 0 | 0 | 0 | 0 | 0.0012821 | 0.004028
SDG&E | MW | Commercial | Com - Education (Secondary School) | FoodServ | No | FoodServ - Electric Griddle | 0.0041568 | 0.0087502 | 0.013821 | 0.01943 | 0.025544 | 0.032083 | 0.038933 | 0.046166 | 0.053793 | 0.061794 | 0.070178 | 0.078899
SDG&E | MW | Commercial | Com - Education (Secondary School) | FoodServ | No | FoodServ - Electric Steamer | 0.00083603 | 0.0017259 | 0.0026715 | 0.0036784 | 0.0047363 | 0.0058296 | 0.0069394 | 0.008078 | 0.0092483 | 0.010449 | 0.011683 | 0.012946
SDG&E | MW | Commercial | Com - Education (Secondary School) | FoodServ | No | FoodServ - Fryer (Electric) | 0 | 0 | 0 | 0 | 0 | 0 | 0 | 0 | 0 | 0 | 8.1084e-05 | 0.00016548
SDG&E | MW | Commercial | Com - Education (Secondary School) | FoodServ | No | FoodServ - Oven (Electric) | 0.0014301 | 0.0029835 | 0.0046676 | 0.0064963 | 0.0084532 | 0.01051 | 0.012628 | 0.01483 | 0.017119 | 0.01949 | 0.021946 | 0.024477
SDG&E | MW | Commercial | Com - Education (Secondary School) | HVAC | No | HVAC - Chiller (Centrifugal) | 0.005653 | 0.011424 | 0.017316 | 0.023333 | 0.029471 | 0.03573 | 0.042101 | 0.048568 | 0.055126 | 0.061773 | 0.068509 | 0.075339
SDG&E | MW | Commercial | Com - Education (Secondary School) | HVAC | No | HVAC - Chiller (Reciprocating) | 0.0068304 | 0.013709 | 0.020649 | 0.0277 | 0.034815 | 0.041927 | 0.048957 | 0.055998 | 0.063083 | 0.070223 | 0.077449 | 0.084751
SDG&E | MW | Commercial | Com - Education (Secondary School) | HVAC | No | HVAC - Demand Controlled Ventilation | 0.00019323 | 0.00040198 | 0.00061185 | 0.00081998 | 0.0010223 | 0.0012146 | 0.0013934 | 0.0015597 | 0.001714 | 0.0018569 | 0.00199 | 0.0019206
SDG&E | MW | Commercial | Com - Education (Secondary School) | HVAC | No | HVAC - Direct Evaporative Cooler | 0.072655 | 0.14548 | 0.21927 | 0.29452 | 0.3713 | 0.44949 | 0.52891 | 0.6098 | 0.69227 | 0.77743 | 0.86531 | 0.95581
SDG&E | MW | Commercial | Com - Education (Secondary School) | HVAC | No | HVAC - EER Rated Package Rooftop AC (EER 11) | 0 | 0 | 0 | 0 | 0 | 0 | 0 | 0 | 0 | 0 | 0.0092017 | 0.019019
SDG&E | MW | Commercial | Com - Education (Secondary School) | HVAC | No | HVAC - SEER Rated Package Rooftop AC (SEER 14) | 0.015658 | 0.031335 | 0.031335 | 0.031335 | 0.031335 | 0.031335 | 0.031335 | 0.031335 | 0.031335 | 0.031335 | 0.031335 | 0.031335
SDG&E | MW | Commercial | Com - Education (Secondary School) | HVAC | No | HVAC - SEER Rated Package Rooftop AC (SEER 15) | 0.039242 | 0.078678 | 0.097116 | 0.11582 | 0.13468 | 0.1535 | 0.17207 | 0.19066 | 0.20937 | 0.22825 | 0.24737 | 0.26672
SDG&E | MW | Commercial | Com - Education (Secondary School) | HVAC | No | HVAC - SEER Rated Package Rooftop HP (SEER 14) | 0.0030411 | 0.0060926 | 0.0060926 | 0.0060926 | 0.0060926 | 0.0060926 | 0.0060926 | 0.0060926 | 0.0060926 | 0.0060926 | 0.0060926 | 0.0060926
SDG&E | MW | Commercial | Com - Education (Secondary School) | HVAC | No | HVAC - SEER Rated Package Rooftop HP (SEER 15) | 0.011236 | 0.022529 | 0.027811 | 0.033179 | 0.038596 | 0.044003 | 0.049328 | 0.054658 | 0.060029 | 0.06545 | 0.070951 | 0.07652
SDG&E | MW | Commercial | Com - Education (Secondary School) | HVAC | No | HVAC - SEER Rated Split System AC (SEER 14) | 0.0052701 | 0.0105 | 0.015671 | 0.015671 | 0.015671 | 0.015671 | 0.015671 | 0.015671 | 0.015671 | 0.015671 | 0.015671 | 0.015671
SDG&E | MW | Commercial | Com - Education (Secondary School) | HVAC | No | HVAC - SEER Rated Split System AC (SEER 15) | 0.0054895 | 0.011174 | 0.01388 | 0.016656 | 0.019472 | 0.022289 | 0.025066 | 0.027835 | 0.03061 | 0.033408 | 0.036237 | 0.039088
SDG&E | MW | Commercial | Com - Education (Secondary School) | HVAC | No | HVAC - SEER Rated Split System HP (SEER 14) | 0.010171 | 0.02038 | 0.021764 | 0.023167 | 0.024579 | 0.025984 | 0.027365 | 0.028743 | 0.030128 | 0.031521 | 0.032929 | 0.03435
SDG&E | MW | Commercial | Com - Education (Secondary School) | HVAC | No | HVAC - SEER Rated Split System HP (SEER 15) | 0.0059327 | 0.011893 | 0.014679 | 0.017506 | 0.020356 | 0.023197 | 0.025993 | 0.02879 | 0.031603 | 0.034438 | 0.03731 | 0.040213
SDG&E | MW | Commercial | Com - Education (Secondary School) | Lighting | Yes | Lighting - LED Fixture (Replacing T8) - Emerging | 0 | 0 | 0.010291 | 0.030641 | 0.061578 | 0.10359 | 0.15642 | 0.22209 | 0.30121 | 0.39488 | 0.50457 | 0.63038
SDG&E | MW | Commercial | Com - Education (Secondary School) | Lighting | Yes | Lighting - LED Lamp (Basic High - Indoor) - Emerging | 0.00041663 | 0.00084099 | 0.0015127 | 0.0025686 | 0.0041227 | 0.0043969 | 0.0043795 | 0.0042277 | 0.0038215 | 0.0026429 | 0.0032568 | 0.0039113
SDG&E | MW | Commercial | Com - Education (Secondary School) | Lighting | Yes | Lighting - LED Lamp (Basic Low - Indoor) - Emerging | 0.00047203 | 0.0011496 | 0.0019499 | 0.0028993 | 0.0042973 | 0.0046306 | 0.0045194 | 0.0044471 | 0.0044014 | 0.0036664 | 0.0046574 | 0.0058049
SDG&E | MW | Commercial | Com - Education (Secondary School) | Lighting | Yes | Lighting - LED Plug-In Indoor Fixture - Emerging | 4.0807e-05 | 9.1083e-05 | 0.00015326 | 0.00022969 | 0.00032201 | 0.00032818 | 0.00033519 | 0.00034318 | 0.00035329 | 0.00036605 | 0.00038178 | 0.00040062
SDG&E | MW | Commercial | Com - Education (Secondary School) | Lighting | No | Lighting - Cold Cathode Lamp | 1.4416e-06 | 2.9837e-06 | 4.6137e-06 | 6.33e-06 | 8.1134e-06 | 8.1134e-06 | 8.1134e-06 | 8.1134e-06 | 8.1134e-06 | 8.1134e-06 | 8.1134e-06 | 6.6718e-06
SDG&E | MW | Commercial | Com - Education (Secondary School) | Lighting | No | Lighting - Compact Fluorescent Fixture (Indoor) | 0.19454 | 0.40504 | 0.63174 | 0.87539 | 1.1349 | 0.94037 | 0.72987 | 0.50317 | 0.25952 | 0 | 0 | 0
SDG&E | MW | Commercial | Com - Education (Secondary School) | Lighting | No | Lighting - Compact Fluorescent Lamp (Basic High - Indoor) | 0.019 | 0.038963 | 0.058825 | 0.078632 | 0.098203 | 0.079203 | 0.05924 | 0.039379 | 0.019571 | 0 | 0 | 0
SDG&E | MW | Commercial | Com - Education (Secondary School) | Lighting | No | Lighting - Compact Fluorescent Lamp (Basic Low - Indoor) | 0.021869 | 0.043902 | 0.066173 | 0.088732 | 0.11103 | 0.08916 | 0.067127 | 0.044855 | 0.022297 | 0 | 0 | 0
SDG&E | MW | Commercial | Com - Education (Secondary School) | Lighting | No | Lighting - Exit Fixture (LED) | 0.014533 | 0.02855 | 0.041106 | 0.051582 | 0.059938 | 0.066503 | 0.059705 | 0.052465 | 0.04616 | 0.041318 | 0.037986 | 0.03591
SDG&E | MW | Commercial | Com - Education (Secondary School) | Lighting | No | Lighting - Halogen Lamp (A-Line) | 0.00012511 | 0.00028929 | 0.00036886 | 0.00045548 | 0.00055208 | 0.00030128 | 0 | 0 | 0 | 0 | 0 | 0
SDG&E | MW | Commercial | Com - Education (Secondary School) | Lighting | No | Lighting - Halogen Lamp (Reflector) | 4.5956e-05 | 0.0001047 | 0.00012978 | 0.00015515 | 0.00018167 | 0.00020856 | 0.00023254 | 0.00025362 | 0.00027311 | 0.00029089 | 0.00030934 | 0.00032676
SDG&E | MW | Commercial | Com - Education (Secondary School) | Lighting | No | Lighting - High Bay HID to T5 | 0 | 0 | 0 | 0 | 0 | 0 | 0 | 0 | 0.0024002 | 0.0064812 | 0.010505 | 0.014461
SDG&E | MW | Commercial | Com - Education (Secondary School) | Lighting | No | Lighting - Induction Fixture (Indoor) | 0.0027943 | 0.0063122 | 0.010587 | 0.015681 | 0.021575 | 0.028192 | 0.035401 | 0.04328 | 0.051838 | 0.061046 | 0.070905 | 0.081343
SDG&E | MW | Commercial | Com - Education (Secondary School) | Lighting | No | Lighting - Induction Fixture (Outdoor) | 0.0010051 | 0.002216 | 0.0036422 | 0.0053019 | 0.007186 | 0.0092688 | 0.011509 | 0.013934 | 0.016548 | 0.019345 | 0.022332 | 0.025489
SDG&E | MW | Commercial | Com - Education (Secondary School) | Lighting | No | Lighting - Light Sensor | 0 | 0 | 0 | 0 | 0 | 0 | 0 | 0 | 0 | 0 | 0 | 0.0018126
SDG&E | MW | Commercial | Com - Education (Secondary School) | Lighting | No | Lighting - Linear Fluorescent Delamping | 6.2473e-06 | 1.2603e-05 | 2.0694e-05 | 3.0583e-05 | 3.0583e-05 | 0 | 0 | 0 | 0 | 0 | 0 | 0
SDG&E | MW | Commercial | Com - Education (Secondary School) | Lighting | No | Lighting - Linear Fluorescent Fixture (Low Wattage T8) | 0.0089225 | 0.020363 | 0.034236 | 0.050375 | 0.068508 | 0.088269 | 0.10921 | 0.13138 | 0.1548 | 0.17933 | 0.2049 | 0.23129
SDG&E | MW | Commercial | Com - Education (Secondary School) | Lighting | No | Lighting - Plug-In Fixture (Compact Fluorescent) | 0.00094588 | 0.001893 | 0.0028432 | 0.0038017 | 0.0047618 | 0.0047618 | 0.0047618 | 0.0047618 | 0.0047618 | 0.0047618 | 0.0047618 | 0.0047618
SDG&E | MW | Commercial | Com - Education (Secondary School) | Lighting | No | Lighting - Plug-In Fixture (PSMH with Electronic Ballast) | 0 | 0 | 0 | 0 | 0.00019235 | 0.00039149 | 0.00066523 | 0.00094525 | 0.0012295 | 0.0015159 | 0.0018075 | 0.0021036
SDG&E | MW | Commercial | Com - Education (Secondary School) | Lighting | No | Lighting - Plug-In Fixture (PSMH) | 0.00038001 | 0.00080319 | 0.0012293 | 0.0016627 | 0.0020798 | 0.0024889 | 0.0028782 | 0.0032565 | 0.0036282 | 0.0039953 | 0.0043551 | 0.0047058
SDG&E | MW | Commercial | Com - Education (Secondary School) | SHW | No | SHW - EF Rated Instantaneous Water Heater (Electric) | 4.3468e-05 | 9.7136e-05 | 0.00016185 | 0.00023856 | 0.00032659 | 0.00042436 | 0.00052948 | 0.00064311 | 0.00076536 | 0.00089579 | 0.0010345 | 0.0011805
SDG&E | MW | Commercial | Com - Education (Secondary School) | SHW | No | SHW - EF Rated Storage Water Heater (Electric) | 3.3421e-05 | 7.4003e-05 | 7.4003e-05 | 7.4003e-05 | 7.4003e-05 | 7.4003e-05 | 7.4003e-05 | 7.4003e-05 | 7.4003e-05 | 7.4003e-05 | 7.4003e-05 | 7.4003e-05
SDG&E | MW | Commercial | Com - Education (Secondary School) | Service | No | HVAC - Comprehensive Rooftop Unit Quality Maintenance | 2.0152e-08 | 3.9567e-08 | 5.969e-08 | 8.0247e-08 | 1.0089e-07 | 1.2126e-07 | 1.4099e-07 | 1.5973e-07 | 1.7723e-07 | 1.9326e-07 | 2.0771e-07 | 2.0038e-07
SDG&E | MW | Commercial | Com - Education (Secondary School) | Service | No | Service - HVAC Fault Detection & Diagnositics | 1.5821e-05 | 3.8047e-05 | 5.964e-05 | 8.0796e-05 | 0.00010138 | 0.00012117 | 0.00013989 | 0.00015794 | 0.00017545 | 0.00019251 | 0.00020925 | 0.00022565
SDG&E | MW | Commercial | Com - Education (Secondary School) | Service | No | Service - Retro-Commissioning (Electric) | 0 | 0 | 0 | 0 | 0 | 0 | 0 | 0 | 5.1319e-05 | 0.00010117 | 0.00014116 | 0.00017039
SDG&E | MW | Commercial | Com - Education (Secondary School) | WholeBlg | No | HVAC - Energy Management System | 7.8235e-06 | 1.6678e-05 | 2.4966e-05 | 3.2747e-05 | 3.9999e-05 | 4.6688e-05 | 5.278e-05 | 5.8676e-05 | 6.4426e-05 | 7.0046e-05 | 7.5583e-05 | 8.1025e-05
SDG&E | MW | Commercial | Com - Education (Secondary School) | WholeBlg | No | WholeBlg - Com NC Level 2 | 0.00083532 | 0 | 0 | 0 | 0 | 0 | 0 | 0 | 0 | 0 | 0 | 0
SDG&E | MW | Commercial | Com - Education (Secondary School) | WholeBlg | No | WholeBlg - Com NC Level 3 | 0.00058743 | 0.00058743 | 0.00058743 | 0.00058743 | 0.00058743 | 0.00058743 | 0.00058743 | 0 | 0 | 0 | 0 | 0
SDG&E | MW | Commercial | Com - Education (Secondary School) | WholeBlg | No | WholeBlg - Com RET Level 1 | 0.012163 | 0.027884 | 0.047175 | 0.070346 | 0.097788 | 0.12991 | 0.16709 | 0.20967 | 0.25796 | 0.31223 | 0.37267 | 0.43952
SDG&E | MW | Commercial | Com - Education (Secondary School) | WholeBlg | No | WholeBlg - Com RET Level 2 | 0 | 0.015588 | 0.038232 | 0.068473 | 0.10657 | 0.15282 | 0.20754 | 0.27113 | 0.34393 | 0.42637 | 0.51875 | 0.62136
SDG&E | MW | Commercial | Com - Education (University) | AppPlug | No | AppPlug - Desktop Computer (Com - Power Management) | 0.0048814 | 0.010177 | 0.015678 | 0.021312 | 0.026952 | 0.032467 | 0.037723 | 0.042703 | 0.04739 | 0.051776 | 0.055886 | 0.054845
SDG&E | MW | Commercial | Com - Education (University) | AppPlug | No | AppPlug - Occupancy Sensor Plug Strip | 0 | 0 | 0 | 0 | 0 | 0 | 0 | 0 | 0 | 0.01003 | 0.020057 | 0.028533
SDG&E | MW | Commercial | Com - Education (University) | BldgEnv | No | BldgEnv - Wall Spray On Insulation | 0.0033959 | 0.006622 | 0.0096868 | 0.012598 | 0.015364 | 0.017992 | 0.020488 | 0.019464 | 0.018491 | 0.017566 | 0.016688 | 0.015853
SDG&E | MW | Commercial | Com - Education (University) | BldgEnv | No | BldgEnv - Window Film | 0 | 0 | 0 | 0 | 0 | 0 | 0 | 0 | 0 | 0 | 0 | 0.00066157
SDG&E | MW | Commercial | Com - Education (University) | FoodServ | No | FoodServ - Electric Griddle | 0.00049484 | 0.0010417 | 0.0016453 | 0.002313 | 0.0030408 | 0.0038193 | 0.0046347 | 0.0054957 | 0.0064036 | 0.0073561 | 0.0083542 | 0.0093923
SDG&E | MW | Commercial | Com - Education (University) | FoodServ | No | FoodServ - Electric Steamer | 0.00052824 | 0.0010905 | 0.001688 | 0.0023241 | 0.0029926 | 0.0036834 | 0.0043846 | 0.005104 | 0.0058434 | 0.006602 | 0.0073817 | 0.0081796
SDG&E | MW | Commercial | Com - Education (University) | FoodServ | No | FoodServ - Fryer (Electric) | 0 | 0 | 0 | 0 | 0 | 0 | 0 | 0 | 0 | 0 | 3.9644e-05 | 8.0907e-05
SDG&E | MW | Commercial | Com - Education (University) | FoodServ | No | FoodServ - Oven (Electric) | 0.0085843 | 0.017908 | 0.028017 | 0.038994 | 0.05074 | 0.063085 | 0.075801 | 0.089019 | 0.10276 | 0.11699 | 0.13173 | 0.14692
SDG&E | MW | Commercial | Com - Education (University) | HVAC | No | HVAC - Chiller (Centrifugal) | 0.011177 | 0.022594 | 0.034257 | 0.046177 | 0.058346 | 0.07076 | 0.083405 | 0.096246 | 0.10928 | 0.12249 | 0.13588 | 0.14947
SDG&E | MW | Commercial | Com - Education (University) | HVAC | No | HVAC - Chiller (Reciprocating) | 0.019046 | 0.038219 | 0.057562 | 0.077213 | 0.097039 | 0.11685 | 0.13642 | 0.15601 | 0.17572 | 0.19558 | 0.21568 | 0.236
SDG&E | MW | Commercial | Com - Education (University) | HVAC | No | HVAC - EER Rated Package Rooftop AC (EER 11) | 0 | 0 | 0.015621 | 0.032578 | 0.050489 | 0.068913 | 0.087417 | 0.10618 | 0.12528 | 0.1447 | 0.16453 | 0.18474
SDG&E | MW | Commercial | Com - Education (University) | HVAC | No | HVAC - SEER Rated Package Rooftop AC (Recharge) | 0 | 0 | 0 | 0 | 0 | 0 | 0 | 0 | 0 | 0 | 0 | 0.011568
SDG&E | MW | Commercial | Com - Education (University) | HVAC | No | HVAC - SEER Rated Package Rooftop AC (SEER 14) | 0.024483 | 0.049048 | 0.049048 | 0.049048 | 0.049048 | 0.049048 | 0.049048 | 0.049048 | 0.049048 | 0.049048 | 0.049048 | 0.049048
SDG&E | MW | Commercial | Com - Education (University) | HVAC | No | HVAC - SEER Rated Package Rooftop AC (SEER 15) | 0.048558 | 0.097442 | 0.12034 | 0.1436 | 0.1671 | 0.19063 | 0.21395 | 0.23736 | 0.26097 | 0.28483 | 0.30904 | 0.33358
SDG&E | MW | Commercial | Com - Education (University) | HVAC | No | HVAC - SEER Rated Package Rooftop HP (SEER 14) | 0.0063328 | 0.01268 | 0.01268 | 0.01268 | 0.01268 | 0.01268 | 0.01268 | 0.01268 | 0.01268 | 0.01268 | 0.01268 | 0.01268
SDG&E | MW | Commercial | Com - Education (University) | HVAC | No | HVAC - SEER Rated Package Rooftop HP (SEER 15) | 0.024605 | 0.049305 | 0.060851 | 0.072578 | 0.0844 | 0.09618 | 0.10775 | 0.11932 | 0.13097 | 0.14272 | 0.15463 | 0.16668
SDG&E | MW | Commercial | Com - Education (University) | HVAC | No | HVAC - SEER Rated Split System AC (SEER 14) | 0.013571 | 0.027147 | 0.040778 | 0.040778 | 0.040778 | 0.040778 | 0.040778 | 0.040778 | 0.040778 | 0.040778 | 0.040778 | 0.040778
SDG&E | MW | Commercial | Com - Education (University) | HVAC | No | HVAC - SEER Rated Split System AC (SEER 15) | 0.01293 | 0.02643 | 0.032967 | 0.039819 | 0.046933 | 0.054227 | 0.061594 | 0.069126 | 0.076858 | 0.084792 | 0.092959 | 0.10134
SDG&E | MW | Commercial | Com - Education (University) | HVAC | No | HVAC - SEER Rated Split System HP (SEER 14) | 0.025591 | 0.051276 | 0.05476 | 0.05829 | 0.06184 | 0.065374 | 0.068849 | 0.072317 | 0.0758 | 0.079304 | 0.082846 | 0.08642
SDG&E | MW | Commercial | Com - Education (University) | HVAC | No | HVAC - SEER Rated Split System HP (SEER 15) | 0.012593 | 0.025242 | 0.031153 | 0.037153 | 0.043198 | 0.049224 | 0.055154 | 0.061082 | 0.067044 | 0.073052 | 0.079136 | 0.085284
SDG&E | MW | Commercial | Com - Education (University) | Lighting | Yes | Lighting - LED Fixture (Replacing T8) - Emerging | 0 | 0.0032987 | 0.019081 | 0.047395 | 0.089117 | 0.1452 | 0.21565 | 0.30333 | 0.40931 | 0.5352 | 0.6831 | 0.85329
SDG&E | MW | Commercial | Com - Education (University) | Lighting | Yes | Lighting - LED Lamp (Basic High - Indoor) - Emerging | 0.00054708 | 0.0011021 | 0.0019811 | 0.0033555 | 0.005369 | 0.0057229 | 0.005693 | 0.0054842 | 0.0049464 | 0.0034047 | 0.0041902 | 0.0050265
SDG&E | MW | Commercial | Com - Education (University) | Lighting | Yes | Lighting - LED Lamp (Basic Low - Indoor) - Emerging | 0.00061285 | 0.0014859 | 0.0025137 | 0.0037277 | 0.0055177 | 0.0059452 | 0.0057995 | 0.0057058 | 0.0056503 | 0.0047024 | 0.0059716 | 0.007441
SDG&E | MW | Commercial | Com - Education (University) | Lighting | Yes | Lighting - LED Plug-In Indoor Fixture - Emerging | 0.0012756 | 0.002851 | 0.0047966 | 0.0071822 | 0.010056 | 0.010248 | 0.010464 | 0.01071 | 0.011024 | 0.011419 | 0.011904 | 0.012485
SDG&E | MW | Commercial | Com - Education (University) | Lighting | No | Lighting - Cold Cathode Lamp | 0.00030673 | 0.00063365 | 0.00097844 | 0.001341 | 0.0017174 | 0.0017174 | 0.0017174 | 0.0017174 | 0.0017174 | 0.0017174 | 0.0017174 | 0.0014107
SDG&E | MW | Commercial | Com - Education (University) | Lighting | No | Lighting - Compact Fluorescent Fixture (Indoor) | 0.24963 | 0.51973 | 0.81067 | 1.1234 | 1.4567 | 1.2071 | 0.93701 | 0.64606 | 0.3333 | 0 | 0 | 0
SDG&E | MW | Commercial | Com - Education (University) | Lighting | No | Lighting - Compact Fluorescent Lamp (Basic High - Indoor) | 0.024386 | 0.049999 | 0.075481 | 0.10089 | 0.12601 | 0.10162 | 0.076009 | 0.050527 | 0.025114 | 0 | 0 | 0
SDG&E | MW | Commercial | Com - Education (University) | Lighting | No | Lighting - Compact Fluorescent Lamp (Basic Low - Indoor) | 0.028097 | 0.056415 | 0.085047 | 0.11405 | 0.14272 | 0.11463 | 0.086308 | 0.057676 | 0.028672 | 0 | 0 | 0
SDG&E | MW | Commercial | Com - Education (University) | Lighting | No | Lighting - Exit Fixture (LED) | 0.022849 | 0.044885 | 0.064624 | 0.081093 | 0.094229 | 0.10455 | 0.093854 | 0.082469 | 0.072555 | 0.064941 | 0.059704 | 0.056441
SDG&E | MW | Commercial | Com - Education (University) | Lighting | No | Lighting - Halogen Lamp (A-Line) | 0.00017127 | 0.00039601 | 0.00050489 | 0.00062341 | 0.00075558 | 0.00041232 | 0 | 0 | 0 | 0 | 0 | 0
SDG&E | MW | Commercial | Com - Education (University) | Lighting | No | Lighting - Halogen Lamp (Reflector) | 6.293e-05 | 0.00014335 | 0.00017766 | 0.00021235 | 0.00024862 | 0.00028529 | 0.00031798 | 0.00034675 | 0.00037332 | 0.00039753 | 0.00042267 | 0.00044648
SDG&E | MW | Commercial | Com - Education (University) | Lighting | No | Lighting - High Bay HID to T5 | 0 | 0 | 0 | 0 | 0 | 0 | 0.0024977 | 0.0091039 | 0.015098 | 0.020665 | 0.026146 | 0.03404
SDG&E | MW | Commercial | Com - Education (University) | Lighting | No | Lighting - Induction Fixture (Indoor) | 0.0035723 | 0.0080503 | 0.013475 | 0.019923 | 0.027369 | 0.035714 | 0.044793 | 0.054703 | 0.065457 | 0.077019 | 0.089394 | 0.10249
SDG&E | MW | Commercial | Com - Education (University) | Lighting | No | Lighting - Induction Fixture (Outdoor) | 0.001376 | 0.0030337 | 0.0049861 | 0.0072583 | 0.0098376 | 0.012689 | 0.015756 | 0.019076 | 0.022654 | 0.026484 | 0.030572 | 0.034894
SDG&E | MW | Commercial | Com - Education (University) | Lighting | No | Lighting - Light Sensor | 0.0097917 | 0.031888 | 0.048562 | 0.06516 | 0.081527 | 0.097421 | 0.11255 | 0.12728 | 0.14175 | 0.15602 | 0.17021 | 0.18428
SDG&E | MW | Commercial | Com - Education (University) | Lighting | No | Lighting - Linear Fluorescent Delamping | 0.00022974 | 0.00046347 | 0.00076108 | 0.0011249 | 0.0011249 | 0 | 0 | 0 | 0 | 0 | 0 | 0
SDG&E | MW | Commercial | Com - Education (University) | Lighting | No | Lighting - Linear Fluorescent Fixture (Low Wattage T8) | 0.012262 | 0.027747 | 0.046424 | 0.068136 | 0.092553 | 0.1192 | 0.14746 | 0.17742 | 0.20909 | 0.24226 | 0.27686 | 0.31259
SDG&E | MW | Commercial | Com - Education (University) | Lighting | No | Lighting - Plug-In Fixture (Compact Fluorescent) | 0.028482 | 0.056995 | 0.08559 | 0.11442 | 0.1433 | 0.1433 | 0.1433 | 0.1433 | 0.1433 | 0.1433 | 0.1433 | 0.1433
SDG&E | MW | Commercial | Com - Education (University) | Lighting | No | Lighting - Plug-In Fixture (Induction) | 0 | 0 | 0 | 0 | 0 | 0 | 0 | 0 | 0.0010434 | 0.0023333 | 0.0060974 | 0.010396
SDG&E | MW | Commercial | Com - Education (University) | Lighting | No | Lighting - Plug-In Fixture (PSMH with Electronic Ballast) | 0.0029834 | 0.0063449 | 0.015418 | 0.024829 | 0.034301 | 0.043688 | 0.052844 | 0.061901 | 0.070681 | 0.07924 | 0.087535 | 0.095502
SDG&E | MW | Commercial | Com - Education (University) | Lighting | No | Lighting - Plug-In Fixture (PSMH) | 0.010602 | 0.021678 | 0.032318 | 0.042915 | 0.053484 | 0.063901 | 0.074029 | 0.08402 | 0.093698 | 0.10312 | 0.11176 | 0.11993
SDG&E | MW | Commercial | Com - Education (University) | SHW | No | SHW - EF Rated Instantaneous Water Heater (Electric) | 3.4696e-05 | 7.7541e-05 | 0.00012905 | 0.00018989 | 0.00025952 | 0.00033671 | 0.00041962 | 0.00050916 | 0.00060541 | 0.00070803 | 0.00081709 | 0.0009318
SDG&E | MW | Commercial | Com - Education (University) | SHW | No | SHW - EF Rated Storage Water Heater (Electric) | 2.5324e-05 | 5.607e-05 | 5.607e-05 | 5.607e-05 | 5.607e-05 | 5.607e-05 | 5.607e-05 | 5.607e-05 | 5.607e-05 | 5.607e-05 | 5.607e-05 | 5.607e-05
SDG&E | MW | Commercial | Com - Education (University) | Service | No | HVAC - Comprehensive Rooftop Unit Quality Maintenance | 2.7588e-08 | 5.4167e-08 | 8.1715e-08 | 1.0986e-07 | 1.3812e-07 | 1.66e-07 | 1.9301e-07 | 2.1867e-07 | 2.4263e-07 | 2.6457e-07 | 2.8435e-07 | 2.7431e-07
SDG&E | MW | Commercial | Com - Education (University) | Service | No | Service - HVAC Fault Detection & Diagnositics | 2.1658e-05 | 5.2086e-05 | 8.1646e-05 | 0.00011061 | 0.00013879 | 0.00016588 | 0.00019151 | 0.00021621 | 0.00024019 | 0.00026355 | 0.00028646 | 0.00030891
SDG&E | MW | Commercial | Com - Education (University) | Service | No | Service - Retro-Commissioning (Electric) | 0 | 0 | 0 | 0 | 0 | 0 | 0 | 0 | 7.0255e-05 | 0.0001385 | 0.00019325 | 0.00023326
SDG&E | MW | Commercial | Com - Education (University) | WholeBlg | No | HVAC - Energy Management System | 1.071e-05 | 2.2832e-05 | 3.4179e-05 | 4.4831e-05 | 5.4758e-05 | 6.3916e-05 | 7.2255e-05 | 8.0327e-05 | 8.8198e-05 | 9.5893e-05 | 0.00010347 | 0.00011092
SDG&E | MW | Commercial | Com - Education (University) | WholeBlg | No | WholeBlg - Com NC Level 2 | 0.0011435 | 0 | 0 | 0 | 0 | 0 | 0 | 0 | 0 | 0 | 0 | 0
SDG&E | MW | Commercial | Com - Education (University) | WholeBlg | No | WholeBlg - Com NC Level 3 | 0.00080419 | 0.00080419 | 0.00080419 | 0.00080419 | 0.00080419 | 0.00080419 | 0.00080419 | 0 | 0 | 0 | 0 | 0
SDG&E | MW | Commercial | Com - Education (University) | WholeBlg | No | WholeBlg - Com RET Level 1 | 0.009736 | 0.023048 | 0.040195 | 0.061457 | 0.087114 | 0.11746 | 0.15278 | 0.19335 | 0.23942 | 0.29121 | 0.34892 | 0.41278
SDG&E | MW | Commercial | Com - Education (University) | WholeBlg | No | WholeBlg - Com RET Level 2 | 0.01666 | 0.03938 | 0.068622 | 0.10493 | 0.14881 | 0.20081 | 0.26147 | 0.33132 | 0.41084 | 0.50049 | 0.60063 | 0.71148
SDG&E | MW | Commercial | Com - Grocery | AppPlug | No | AppPlug - Desktop Computer (Com - Power Management) | 0.011532 | 0.024041 | 0.037028 | 0.050323 | 0.063622 | 0.076617 | 0.088995 | 0.10071 | 0.11172 | 0.12201 | 0.13164 | 0.12908
SDG&E | MW | Commercial | Com - Grocery | AppPlug | No | AppPlug - Occupancy Sensor Plug Strip | 0 | 0 | 0 | 0 | 0 | 0 | 0 | 0 | 0 | 0.023671 | 0.047315 | 0.067275
SDG&E | MW | Commercial | Com - Grocery | BldgEnv | No | BldgEnv - Wall Spray On Insulation | 0.0080501 | 0.015698 | 0.022963 | 0.029865 | 0.036422 | 0.042651 | 0.048568 | 0.04614 | 0.043833 | 0.041641 | 0.039559 | 0.037581
SDG&E | MW | Commercial | Com - Grocery | BldgEnv | No | BldgEnv - Window Film | 0 | 0 | 0 | 0 | 0 | 0 | 0 | 0 | 0 | 0.00091203 | 0.0028609 | 0.0055482
SDG&E | MW | Commercial | Com - Grocery | ComRefrig | No | ComRefrig - Refrigerated Case Night Cover (Low Temp) | 0 | 0 | 0 | 0 | 0 | 0 | 0 | 0.14479 | 0.29013 | 0.42462 | 0.54151 | 0.63793
SDG&E | MW | Commercial | Com - Grocery | ComRefrig | No | ComRefrig - Refrigerated Case Night Cover (Med Temp) | 0 | 0 | 0.16369 | 0.35709 | 0.57896 | 0.82414 | 1.083 | 1.3425 | 1.425 | 1.4526 | 1.4193 | 1.3279
SDG&E | MW | Commercial | Com - Grocery | ComRefrig | No | ComRefrig - Strip Curtain for Walk In Refrigerator | 0 | 0.10039 | 0.1933 | 0.27625 | 0.3473 | 0.40554 | 0.35088 | 0.29233 | 0.2339 | 0.18051 | 0.1355 | 0.099697
SDG&E | MW | Commercial | Com - Grocery | FoodServ | No | FoodServ - Electric Steamer | 0.015186 | 0.031349 | 0.048522 | 0.066802 | 0.086006 | 0.10585 | 0.12599 | 0.14665 | 0.16787 | 0.18965 | 0.21202 | 0.23491
SDG&E | MW | Commercial | Com - Grocery | FoodServ | No | FoodServ - Oven (Electric) | 0.0056936 | 0.011877 | 0.018581 | 0.025858 | 0.033644 | 0.041825 | 0.050251 | 0.059007 | 0.068107 | 0.077529 | 0.08729 | 0.097341
SDG&E | MW | Commercial | Com - Grocery | HVAC | No | HVAC - Direct Evaporative Cooler | 0.31295 | 0.31295 | 0.31295 | 0.31295 | 0.31295 | 0.31295 | 0.31295 | 0.31295 | 0.31295 | 0.31295 | 0.31295 | 0.31295
SDG&E | MW | Commercial | Com - Grocery | HVAC | No | HVAC - SEER Rated Package Rooftop AC (Recharge) | 0.13556 | 0.25756 | 0.36736 | 0.46618 | 0.41956 | 0.3776 | 0.33984 | 0.30586 | 0.27527 | 0.24774 | 0.22297 | 0.20067
SDG&E | MW | Commercial | Com - Grocery | HVAC | No | HVAC - SEER Rated Package Rooftop AC (SEER 14) | 0.12638 | 0.25358 | 0.25358 | 0.25358 | 0.25358 | 0.25358 | 0.25358 | 0.25358 | 0.25358 | 0.25358 | 0.25358 | 0.25358
SDG&E | MW | Commercial | Com - Grocery | HVAC | No | HVAC - SEER Rated Package Rooftop AC (SEER 15) | 0.15315 | 0.30705 | 0.37894 | 0.45185 | 0.52531 | 0.59858 | 0.67076 | 0.74297 | 0.81567 | 0.88901 | 0.96335 | 1.0386
SDG&E | MW | Commercial | Com - Grocery | HVAC | No | HVAC - SEER Rated Package Rooftop HP (SEER 14) | 0.018041 | 0.036116 | 0.036116 | 0.036116 | 0.036116 | 0.036116 | 0.036116 | 0.036116 | 0.036116 | 0.036116 | 0.036116 | 0.036116
SDG&E | MW | Commercial | Com - Grocery | HVAC | No | HVAC - SEER Rated Package Rooftop HP (SEER 15) | 0.072473 | 0.14517 | 0.17907 | 0.21345 | 0.24802 | 0.28235 | 0.31593 | 0.34941 | 0.38302 | 0.41686 | 0.45111 | 0.4857
SDG&E | MW | Commercial | Com - Grocery | HVAC | No | HVAC - SEER Rated Split System AC (SEER 14) | 0.051822 | 0.12902 | 0.20657 | 0.20657 | 0.20657 | 0.20657 | 0.20657 | 0.20657 | 0.20657 | 0.20657 | 0.20657 | 0.20657
SDG&E | MW | Commercial | Com - Grocery | HVAC | No | HVAC - SEER Rated Split System AC (SEER 15) | 0.015908 | 0.054037 | 0.072488 | 0.091809 | 0.11184 | 0.13235 | 0.15301 | 0.17411 | 0.19573 | 0.2179 | 0.24069 | 0.26405
SDG&E | MW | Commercial | Com - Grocery | Lighting | Yes | Lighting - LED Fixture (Replacing T8) - Emerging | 0.018406 | 0.045477 | 0.084886 | 0.1407 | 0.21588 | 0.31312 | 0.43308 | 0.58107 | 0.76026 | 0.9737 | 1.2254 | 1.5159
SDG&E | MW | Commercial | Com - Grocery | Lighting | Yes | Lighting - LED Lamp (Basic High - Indoor) - Emerging | 0.00092095 | 0.0022057 | 0.0039017 | 0.0058018 | 0.0079119 | 0.0082094 | 0.0074647 | 0.006548 | 0.0056245 | 0.0037557 | 0.004632 | 0.0055977
SDG&E | MW | Commercial | Com - Grocery | Lighting | Yes | Lighting - LED Lamp (Basic Low - Indoor) - Emerging | 0.012303 | 0.0329 | 0.061939 | 0.10115 | 0.15203 | 0.16172 | 0.1559 | 0.14497 | 0.12744 | 0.089666 | 0.10598 | 0.12262
SDG&E | MW | Commercial | Com - Grocery | Lighting | Yes | Lighting - LED Plug-In Indoor Fixture - Emerging | 0.0046888 | 0.010551 | 0.017739 | 0.026416 | 0.036665 | 0.037331 | 0.038069 | 0.038933 | 0.040041 | 0.041409 | 0.043053 | 0.044979
SDG&E | MW | Commercial | Com - Grocery | Lighting | No | Lighting - Cold Cathode Lamp | 0.0020472 | 0.0042328 | 0.0065446 | 0.0089814 | 0.011524 | 0.011524 | 0.011524 | 0.0094763 | 0.0072908 | 0.004979 | 0.0025421 | 0
SDG&E | MW | Commercial | Com - Grocery | Lighting | No | Lighting - Compact Fluorescent Fixture (Indoor) | 0.20838 | 0.43483 | 0.67966 | 0.94366 | 1.2257 | 1.0173 | 0.79086 | 0.54604 | 0.28204 | 0 | 0 | 0
SDG&E | MW | Commercial | Com - Grocery | Lighting | No | Lighting - Compact Fluorescent Lamp (Basic High - Indoor) | 0.034679 | 0.069556 | 0.10458 | 0.14 | 0.17571 | 0.14103 | 0.10615 | 0.071124 | 0.035707 | 0 | 0 | 0
SDG&E | MW | Commercial | Com - Grocery | Lighting | No | Lighting - Compact Fluorescent Lamp (Basic Low - Indoor) | 0.08964 | 0.2071 | 0.35255 | 0.52676 | 0.72934 | 0.6397 | 0.52223 | 0.37679 | 0.20258 | 0 | 0 | 0
SDG&E | MW | Commercial | Com - Grocery | Lighting | No | Lighting - Exit Fixture (LED) | 0.052911 | 0.10397 | 0.14972 | 0.18793 | 0.21845 | 0.2425 | 0.21791 | 0.19161 | 0.1687 | 0.15109 | 0.13894 | 0.13132
SDG&E | MW | Commercial | Com - Grocery | Lighting | No | Lighting - Halogen Lamp (A-Line) | 0.00040473 | 0.00093578 | 0.001193 | 0.001473 | 0.0017852 | 0.00097417 | 0 | 0 | 0 | 0 | 0 | 0
SDG&E | MW | Commercial | Com - Grocery | Lighting | No | Lighting - Halogen Lamp (Reflector) | 0.00014873 | 0.00033878 | 0.00041982 | 0.00050175 | 0.00058738 | 0.00067384 | 0.0007509 | 0.00081876 | 0.00088141 | 0.0009384 | 0.00099767 | 0.0010539
SDG&E | MW | Commercial | Com - Grocery | Lighting | No | Lighting - High Bay HID to T5 | 0.0062665 | 0.01307 | 0.020148 | 0.027257 | 0.034114 | 0.046784 | 0.05935 | 0.071596 | 0.083353 | 0.094411 | 0.10464 | 0.11415
SDG&E | MW | Commercial | Com - Grocery | Lighting | No | Lighting - Induction Fixture (Indoor) | 0.0080076 | 0.017886 | 0.029707 | 0.043623 | 0.059557 | 0.077286 | 0.096455 | 0.11727 | 0.13976 | 0.16385 | 0.18956 | 0.21671
SDG&E | MW | Commercial | Com - Grocery | Lighting | No | Lighting - Induction Fixture (Outdoor) | 0.0032517 | 0.0071688 | 0.011782 | 0.017151 | 0.023245 | 0.029981 | 0.037226 | 0.045066 | 0.053517 | 0.062562 | 0.072217 | 0.082422
SDG&E | MW | Commercial | Com - Grocery | Lighting | No | Lighting - Linear Fluorescent Delamping | 0.00045144 | 0.00091058 | 0.0014965 | 0.0022136 | 0.0030425 | 0 | 0 | 0 | 0 | 0 | 0 | 0
SDG&E | MW | Commercial | Com - Grocery | Lighting | No | Lighting - Linear Fluorescent Fixture (Low Wattage T8) | 0.075724 | 0.16277 | 0.26052 | 0.36889 | 0.48605 | 0.60945 | 0.73613 | 0.86652 | 1.0002 | 1.136 | 1.2737 | 1.4119
SDG&E | MW | Commercial | Com - Grocery | Lighting | No | Lighting - Low Bay HID to T5 | 0.00034928 | 0.017474 | 0.031594 | 0.045411 | 0.058839 | 0.071889 | 0.091878 | 0.11004 | 0.1277 | 0.14488 | 0.1616 | 0.17776
SDG&E | MW | Commercial | Com - Grocery | Lighting | No | Lighting - Plug-In Fixture (Compact Fluorescent) | 0.081095 | 0.1619 | 0.2425 | 0.32334 | 0.40387 | 0.40387 | 0.40387 | 0.40387 | 0.40387 | 0.40387 | 0.40387 | 0.40387
SDG&E | MW | Commercial | Com - Grocery | Lighting | No | Lighting - Plug-In Fixture (Induction) | 0 | 0.0045374 | 0.0096692 | 0.022263 | 0.036029 | 0.050487 | 0.065136 | 0.080109 | 0.095416 | 0.11103 | 0.12702 | 0.1433
SDG&E | MW | Commercial | Com - Grocery | Lighting | No | Lighting - Plug-In Fixture (Linear Fluorescent) | 0.13474 | 0.28165 | 0.43856 | 0.60465 | 0.77735 | 0.77735 | 0.77735 | 0.77735 | 0.77735 | 0.77735 | 0.77735 | 0.77735
SDG&E | MW | Commercial | Com - Grocery | Lighting | No | Lighting - Plug-In Fixture (PSMH with Electronic Ballast) | 0.022331 | 0.044457 | 0.065972 | 0.086723 | 0.10662 | 0.12571 | 0.14397 | 0.16183 | 0.17947 | 0.19698 | 0.21449 | 0.23196
SDG&E | MW | Commercial | Com - Grocery | Lighting | No | Lighting - Plug-In Fixture (PSMH) | 0.022698 | 0.045186 | 0.067063 | 0.087431 | 0.10681 | 0.12525 | 0.14279 | 0.15981 | 0.17652 | 0.19298 | 0.20932 | 0.22553
SDG&E | MW | Commercial | Com - Grocery | SHW | No | SHW - EF Rated Instantaneous Water Heater (Electric) | 0.00015131 | 0.00033895 | 0.00056518 | 0.0008328 | 0.0011397 | 0.0014812 | 0.0018497 | 0.0022488 | 0.0026787 | 0.0031376 | 0.0036257 | 0.0041395
SDG&E | MW | Commercial | Com - Grocery | SHW | No | SHW - EF Rated Storage Water Heater (Electric) | 8.2138e-05 | 0.0001817 | 0.0001817 | 0.0001817 | 0.0001817 | 0.0001817 | 0.0001817 | 0.0001817 | 0.0001817 | 0.0001817 | 0.0001817 | 0.0001817
SDG&E | MW | Commercial | Com - Grocery | Service | No | HVAC - Comprehensive Rooftop Unit Quality Maintenance | 6.5194e-08 | 1.28e-07 | 1.931e-07 | 2.5961e-07 | 3.2639e-07 | 3.9228e-07 | 4.561e-07 | 5.1675e-07 | 5.7335e-07 | 6.2522e-07 | 6.7196e-07 | 6.4824e-07
SDG&E | MW | Commercial | Com - Grocery | Service | No | Service - HVAC Fault Detection & Diagnositics | 5.1093e-05 | 0.00012286 | 0.00019242 | 0.00026038 | 0.00032626 | 0.00038934 | 0.0004488 | 0.0005058 | 0.00056082 | 0.00061404 | 0.00066584 | 0.00071613
SDG&E | MW | Commercial | Com - Grocery | Service | No | Service - Retro-Commissioning (Electric) | 0 | 0 | 0 | 0 | 0 | 0 | 0 | 0 | 0.00016602 | 0.0003273 | 0.00045668 | 0.00055122
SDG&E | MW | Commercial | Com - Grocery | WholeBlg | No | HVAC - Energy Management System | 2.531e-05 | 5.3954e-05 | 8.0768e-05 | 0.00010594 | 0.0001294 | 0.00015104 | 0.00017075 | 0.00018982 | 0.00020842 | 0.00022661 | 0.00024452 | 0.00026212
SDG&E | MW | Commercial | Com - Grocery | WholeBlg | No | WholeBlg - Com NC Level 2 | 0.0028425 | 0 | 0 | 0 | 0 | 0 | 0 | 0 | 0 | 0 | 0 | 0
SDG&E | MW | Commercial | Com - Grocery | WholeBlg | No | WholeBlg - Com NC Level 3 | 0.0017766 | 0.0017766 | 0.0017766 | 0.0017766 | 0.0017766 | 0.0017766 | 0.0017766 | 0 | 0 | 0 | 0 | 0
SDG&E | MW | Commercial | Com - Grocery | WholeBlg | No | WholeBlg - Com NC ZNE | 0.0014871 | 0.0038675 | 0.0088438 | 0.016973 | 0.028949 | 0.044791 | 0.063735 | 0.086862 | 0.11484 | 0.14806 | 0.18671 | 0.2314
SDG&E | MW | Commercial | Com - Grocery | WholeBlg | No | WholeBlg - Com RET Level 1 | 0.025833 | 0.068864 | 0.13041 | 0.21204 | 0.31539 | 0.44226 | 0.59442 | 0.77371 | 0.98186 | 1.2206 | 1.4654 | 1.7264
SDG&E | MW | Commercial | Com - Grocery | WholeBlg | No | WholeBlg - Com RET Level 2 | 0.1132 | 0.2597 | 0.443 | 0.66691 | 0.93494 | 1.2509 | 1.6184 | 2.0411 | 2.5222 | 3.0647 | 3.6709 | 4.3426
SDG&E | MW | Commercial | Com - Hospital | AppPlug | No | AppPlug - Desktop Computer (Com - Power Management) | 0.0065906 | 0.013743 | 0.021172 | 0.028781 | 0.036386 | 0.043813 | 0.050881 | 0.057606 | 0.063937 | 0.06986 | 0.07541 | 0.074007
SDG&E | MW | Commercial | Com - Hospital | AppPlug | No | AppPlug - Occupancy Sensor Plug Strip | 0 | 0 | 0 | 0 | 0 | 0 | 0 | 0 | 0 | 0.013546 | 0.027088 | 0.038535
SDG&E | MW | Commercial | Com - Hospital | BldgEnv | No | BldgEnv - Wall Spray On Insulation | 0.0046559 | 0.0090789 | 0.013281 | 0.017273 | 0.021065 | 0.024668 | 0.02809 | 0.026686 | 0.025351 | 0.024084 | 0.02288 | 0.021736
SDG&E | MW | Commercial | Com - Hospital | FoodServ | No | FoodServ - Electric Steamer | 0.0020213 | 0.0041728 | 0.006459 | 0.0088933 | 0.011451 | 0.014094 | 0.016776 | 0.019529 | 0.022358 | 0.025261 | 0.028244 | 0.031298
SDG&E | MW | Commercial | Com - Hospital | FoodServ | No | FoodServ - Oven (Electric) | 0.0016271 | 0.0033944 | 0.0053106 | 0.0073911 | 0.0096174 | 0.011957 | 0.014367 | 0.016872 | 0.019476 | 0.022174 | 0.024968 | 0.027847
SDG&E | MW | Commercial | Com - Hospital | HVAC | Yes | HVAC - Advanced Package Rooftop AC (> EER 12) - Emerging | 0 | 0 | 0.00011943 | 0.00042674 | 0.00096186 | 0.0017512 | 0.0028134 | 0.0041666 | 0.0058349 | 0.0078459 | 0.010227 | 0.013019
SDG&E | MW | Commercial | Com - Hospital | HVAC | Yes | HVAC - Energy Recovery Ventilation - Emerging | 0.013518 | 0.030222 | 0.047381 | 0.065163 | 0.082842 | 0.10032 | 0.11705 | 0.13328 | 0.14926 | 0.16488 | 0.18007 | 0.19506
SDG&E | MW | Commercial | Com - Hospital | HVAC | No | HVAC - Chiller (Centrifugal) | 0.023518 | 0.047521 | 0.073394 | 0.099864 | 0.12686 | 0.15431 | 0.18209 | 0.21022 | 0.2387 | 0.26752 | 0.29673 | 0.32631
SDG&E | MW | Commercial | Com - Hospital | HVAC | No | HVAC - Chiller (Reciprocating) | 0.051692 | 0.10366 | 0.15604 | 0.20922 | 0.26281 | 0.31628 | 0.36896 | 0.42164 | 0.47461 | 0.52794 | 0.5819 | 0.6364
SDG&E | MW | Commercial | Com - Hospital | HVAC | No | HVAC - Demand Controlled Ventilation | 0.0018317 | 0.0038049 | 0.0057821 | 0.0077345 | 0.0096231 | 0.01141 | 0.013062 | 0.01459 | 0.016 | 0.0173 | 0.018505 | 0.017795
SDG&E | MW | Commercial | Com - Hospital | HVAC | No | HVAC - Direct Evaporative Cooler | 0.23357 | 0.46592 | 0.69848 | 0.93222 | 1.1671 | 1.4028 | 1.6388 | 1.8763 | 2.1173 | 2.3618 | 2.6099 | 2.8613
SDG&E | MW | Commercial | Com - Hospital | HVAC | No | HVAC - EER Rated Package Rooftop AC (EER 11) | 0.024301 | 0.048871 | 0.073773 | 0.099209 | 0.12503 | 0.151 | 0.17683 | 0.20287 | 0.22925 | 0.25604 | 0.28335 | 0.31117
SDG&E | MW | Commercial | Com - Hospital | HVAC | No | HVAC - SEER Rated Package Rooftop AC (Recharge) | 0 | 0 | 0 | 0 | 0.032513 | 0.061554 | 0.087543 | 0.11093 | 0.099472 | 0.089377 | 0.080439 | 0.072395
SDG&E | MW | Commercial | Com - Hospital | HVAC | No | HVAC - SEER Rated Package Rooftop AC (SEER 14) | 0.050751 | 0.10181 | 0.10181 | 0.10181 | 0.10181 | 0.10181 | 0.10181 | 0.10181 | 0.10181 | 0.10181 | 0.10181 | 0.10181
SDG&E | MW | Commercial | Com - Hospital | HVAC | No | HVAC - SEER Rated Package Rooftop AC (SEER 15) | 0.073092 | 0.14675 | 0.18128 | 0.21636 | 0.25184 | 0.28743 | 0.32282 | 0.35838 | 0.39428 | 0.43057 | 0.46739 | 0.50469
SDG&E | MW | Commercial | Com - Hospital | HVAC | No | HVAC - SEER Rated Package Rooftop HP (SEER 14) | 0.0082974 | 0.016619 | 0.016619 | 0.016619 | 0.016619 | 0.016619 | 0.016619 | 0.016619 | 0.016619 | 0.016619 | 0.016619 | 0.016619
SDG&E | MW | Commercial | Com - Hospital | HVAC | No | HVAC - SEER Rated Package Rooftop HP (SEER 15) | 0.032247 | 0.064621 | 0.079746 | 0.095087 | 0.11053 | 0.12592 | 0.14105 | 0.15617 | 0.17136 | 0.18665 | 0.20213 | 0.21776
SDG&E | MW | Commercial | Com - Hospital | HVAC | No | HVAC - SEER Rated Split System AC (SEER 14) | 0.011744 | 0.023419 | 0.034977 | 0.034977 | 0.034977 | 0.034977 | 0.034977 | 0.034977 | 0.034977 | 0.034977 | 0.034977 | 0.034977
SDG&E | MW | Commercial | Com - Hospital | HVAC | No | HVAC - SEER Rated Split System AC (SEER 15) | 0.0069127 | 0.014081 | 0.017494 | 0.020988 | 0.024534 | 0.028095 | 0.03163 | 0.035175 | 0.038755 | 0.042367 | 0.046018 | 0.049699
SDG&E | MW | Commercial | Com - Hospital | HVAC | No | HVAC - SEER Rated Split System HP (SEER 14) | 0.045161 | 0.09046 | 0.096603 | 0.10282 | 0.10908 | 0.1153 | 0.1214 | 0.12749 | 0.13361 | 0.13976 | 0.14597 | 0.15223
SDG&E | MW | Commercial | Com - Hospital | HVAC | No | HVAC - SEER Rated Split System HP (SEER 15) | 0.019712 | 0.039505 | 0.048751 | 0.058126 | 0.067565 | 0.076969 | 0.08622 | 0.095462 | 0.10475 | 0.1141 | 0.12355 | 0.13309
SDG&E | MW | Commercial | Com - Hospital | Lighting | Yes | Lighting - LED Fixture (Replacing T8) - Emerging | 0.014951 | 0.035517 | 0.063815 | 0.10214 | 0.15218 | 0.2156 | 0.29304 | 0.38751 | 0.50099 | 0.63542 | 0.79315 | 0.97457
SDG&E | MW | Commercial | Com - Hospital | Lighting | Yes | Lighting - LED Lamp (Basic High - Indoor) - Emerging | 0.00065981 | 0.0017987 | 0.0034373 | 0.0055118 | 0.0080761 | 0.0084737 | 0.0079457 | 0.0070492 | 0.0058367 | 0.0035942 | 0.0041494 | 0.0046829
SDG&E | MW | Commercial | Com - Hospital | Lighting | Yes | Lighting - LED Lamp (Basic Low - Indoor) - Emerging | 0.004667 | 0.010827 | 0.018054 | 0.026492 | 0.038339 | 0.041181 | 0.039874 | 0.038816 | 0.037954 | 0.030825 | 0.038803 | 0.047966
SDG&E | MW | Commercial | Com - Hospital | Lighting | Yes | Lighting - LED Plug-In Indoor Fixture - Emerging | 0.0038141 | 0.0085828 | 0.014421 | 0.021455 | 0.02975 | 0.030289 | 0.030885 | 0.03159 | 0.032495 | 0.033613 | 0.034954 | 0.036524
SDG&E | MW | Commercial | Com - Hospital | Lighting | No | Lighting - Cold Cathode Lamp | 0.0018654 | 0.0038613 | 0.0059762 | 0.0082082 | 0.010539 | 0.010539 | 0.010539 | 0.008674 | 0.0066782 | 0.0045633 | 0.0023312 | 0
SDG&E | MW | Commercial | Com - Hospital | Lighting | No | Lighting - Compact Fluorescent Fixture (Indoor) | 0.31237 | 0.65209 | 1.0198 | 1.4166 | 1.841 | 1.5286 | 1.1889 | 0.82123 | 0.4244 | 0 | 0 | 0
SDG&E | MW | Commercial | Com - Hospital | Lighting | No | Lighting - Compact Fluorescent Lamp (Basic High - Indoor) | 0.0061228 | 0.01417 | 0.024116 | 0.036023 | 0.049858 | 0.043735 | 0.035688 | 0.025742 | 0.013834 | 0 | 0 | 0
SDG&E | MW | Commercial | Com - Hospital | Lighting | No | Lighting - Compact Fluorescent Lamp (Basic Low - Indoor) | 0.18292 | 0.36733 | 0.55363 | 0.74218 | 0.92919 | 0.74627 | 0.56186 | 0.37557 | 0.18701 | 0 | 0 | 0
SDG&E | MW | Commercial | Com - Hospital | Lighting | No | Lighting - Exit Fixture (LED) | 0.02833 | 0.055653 | 0.080129 | 0.10055 | 0.11684 | 0.12964 | 0.11638 | 0.10227 | 0.089976 | 0.080535 | 0.074041 | 0.069994
SDG&E | MW | Commercial | Com - Hospital | Lighting | No | Lighting - Halogen Lamp (A-Line) | 0.0002313 | 0.0005348 | 0.00068179 | 0.00084179 | 0.0010202 | 0.00055672 | 0 | 0 | 0 | 0 | 0 | 0
SDG&E | MW | Commercial | Com - Hospital | Lighting | No | Lighting - Halogen Lamp (Reflector) | 8.5005e-05 | 0.00019362 | 0.00023993 | 0.00028674 | 0.00033567 | 0.00038505 | 0.00042907 | 0.00046783 | 0.00050361 | 0.00053615 | 0.00057001 | 0.00060212
SDG&E | MW | Commercial | Com - Hospital | Lighting | No | Lighting - High Bay HID to T5 | 0.0059968 | 0.012444 | 0.019664 | 0.027488 | 0.035612 | 0.049705 | 0.063832 | 0.078161 | 0.092444 | 0.10638 | 0.11968 | 0.13208
SDG&E | MW | Commercial | Com - Hospital | Lighting | No | Lighting - Induction Fixture (Indoor) | 0.0042161 | 0.0093899 | 0.015556 | 0.02279 | 0.031049 | 0.040217 | 0.050107 | 0.060828 | 0.072391 | 0.084763 | 0.09795 | 0.11186
SDG&E | MW | Commercial | Com - Hospital | Lighting | No | Lighting - Induction Fixture (Outdoor) | 0.0018584 | 0.0040972 | 0.0067339 | 0.0098026 | 0.013286 | 0.017136 | 0.021278 | 0.025761 | 0.030593 | 0.035766 | 0.041288 | 0.047125
SDG&E | MW | Commercial | Com - Hospital | Lighting | No | Lighting - Linear Fluorescent Delamping | 0.0019868 | 0.0040075 | 0.0065874 | 0.0097458 | 0.013397 | 0 | 0 | 0 | 0 | 0 | 0 | 0
SDG&E | MW | Commercial | Com - Hospital | Lighting | No | Lighting - Linear Fluorescent Fixture (Low Wattage T8) | 0.0061085 | 0.013975 | 0.023519 | 0.034796 | 0.047687 | 0.061946 | 0.077273 | 0.093748 | 0.11143 | 0.13026 | 0.15024 | 0.17123
SDG&E | MW | Commercial | Com - Hospital | Lighting | No | Lighting - Low Bay HID to T5 | 0.00065981 | 0.0013711 | 0.0021426 | 0.0029587 | 0.0037936 | 0.0049196 | 0.0060308 | 0.0071212 | 0.0081777 | 0.0091862 | 0.010139 | 0.011028
SDG&E | MW | Commercial | Com - Hospital | Lighting | No | Lighting - Plug-In Fixture (Compact Fluorescent) | 0.064923 | 0.12963 | 0.19418 | 0.25892 | 0.32343 | 0.32343 | 0.32343 | 0.32343 | 0.32343 | 0.32343 | 0.32343 | 0.32343
SDG&E | MW | Commercial | Com - Hospital | Lighting | No | Lighting - Plug-In Fixture (Induction) | 0.012331 | 0.024812 | 0.037434 | 0.050346 | 0.063436 | 0.076535 | 0.089438 | 0.10239 | 0.11549 | 0.12876 | 0.14228 | 0.15601
SDG&E | MW | Commercial | Com - Hospital | Lighting | No | Lighting - Plug-In Fixture (Linear Fluorescent) | 0.10931 | 0.22866 | 0.35626 | 0.4914 | 0.63203 | 0.63203 | 0.63203 | 0.63203 | 0.63203 | 0.63203 | 0.63203 | 0.63203
SDG&E | MW | Commercial | Com - Hospital | Lighting | No | Lighting - Plug-In Fixture (PSMH with Electronic Ballast) | 0.014061 | 0.02864 | 0.043127 | 0.057669 | 0.072168 | 0.086479 | 0.10043 | 0.11425 | 0.12801 | 0.14173 | 0.15549 | 0.16925
SDG&E | MW | Commercial | Com - Hospital | Lighting | No | Lighting - Plug-In Fixture (PSMH) | 0.013443 | 0.027369 | 0.041156 | 0.054923 | 0.068572 | 0.081971 | 0.094972 | 0.10777 | 0.12044 | 0.133 | 0.14552 | 0.15798
SDG&E | MW | Commercial | Com - Hospital | SHW | No | SHW - EF Rated Instantaneous Water Heater (Electric) | 8.6008e-05 | 0.00019216 | 0.00032022 | 0.00047212 | 0.00064657 | 0.0008404 | 0.0010489 | 0.0012743 | 0.0015168 | 0.0017756 | 0.0020508 | 0.0023405
SDG&E | MW | Commercial | Com - Hospital | SHW | No | SHW - EF Rated Storage Water Heater (Electric) | 6.6463e-05 | 0.0001472 | 0.0001472 | 0.0001472 | 0.0001472 | 0.0001472 | 0.0001472 | 0.0001472 | 0.0001472 | 0.0001472 | 0.0001472 | 0.0001472
SDG&E | MW | Commercial | Com - Hospital | Service | No | HVAC - Comprehensive Rooftop Unit Quality Maintenance | 3.7258e-08 | 7.3153e-08 | 1.1036e-07 | 1.4837e-07 | 1.8653e-07 | 2.2419e-07 | 2.6066e-07 | 2.9532e-07 | 3.2767e-07 | 3.5731e-07 | 3.8403e-07 | 3.7047e-07
SDG&E | MW | Commercial | Com - Hospital | Service | No | Service - HVAC Fault Detection & Diagnositics | 2.924e-05 | 7.0334e-05 | 0.00011026 | 0.00014937 | 0.00018737 | 0.00022385 | 0.00025832 | 0.00029168 | 0.00032407 | 0.00035561 | 0.00038655 | 0.00041687
SDG&E | MW | Commercial | Com - Hospital | Service | No | Service - Retro-Commissioning (Electric) | 0 | 0 | 0 | 0 | 0 | 0 | 0 | 0 | 9.4881e-05 | 0.00018705 | 0.00026099 | 0.00031502
SDG&E | MW | Commercial | Com - Hospital | WholeBlg | No | HVAC - Energy Management System | 1.4465e-05 | 3.0835e-05 | 4.6159e-05 | 6.0545e-05 | 7.3952e-05 | 8.632e-05 | 9.7582e-05 | 0.00010848 | 0.00011911 | 0.00012951 | 0.00013974 | 0.0001498
SDG&E | MW | Commercial | Com - Hospital | WholeBlg | No | WholeBlg - Com NC Level 2 | 0.0015919 | 0 | 0 | 0 | 0 | 0 | 0 | 0 | 0 | 0 | 0 | 0
SDG&E | MW | Commercial | Com - Hospital | WholeBlg | No | WholeBlg - Com NC Level 3 | 0.0010476 | 0.0010476 | 0.0010476 | 0.0010476 | 0.0010476 | 0.0010476 | 0.0010476 | 0 | 0 | 0 | 0 | 0
SDG&E | MW | Commercial | Com - Hospital | WholeBlg | No | WholeBlg - Com NC ZNE | 0.00013152 | 0.00013152 | 0.00013152 | 0.00013152 | 0.00091494 | 0.0023474 | 0.0043959 | 0.0043959 | 0.0043959 | 0.0043959 | 0.0042971 | 0.0042971
SDG&E | MW | Commercial | Com - Hospital | WholeBlg | No | WholeBlg - Com RET Level 1 | 0.012904 | 0.030543 | 0.053244 | 0.081354 | 0.11521 | 0.15519 | 0.20164 | 0.2549 | 0.31528 | 0.38305 | 0.45845 | 0.54196
SDG&E | MW | Commercial | Com - Hospital | WholeBlg | No | WholeBlg - Com RET Level 2 | 0.022642 | 0.053499 | 0.093189 | 0.14243 | 0.20193 | 0.27241 | 0.35457 | 0.44914 | 0.55677 | 0.6781 | 0.81361 | 0.96337
SDG&E | MW | Commercial | Com - Hotel | AppPlug | No | AppPlug - Desktop Computer (Com - Power Management) | 0.0082479 | 0.017196 | 0.026491 | 0.03601 | 0.04554 | 0.054858 | 0.063739 | 0.072152 | 0.080072 | 0.087483 | 0.094427 | 0.092669
SDG&E | MW | Commercial | Com - Hotel | AppPlug | No | AppPlug - Occupancy Sensor Plug Strip | 0 | 0 | 0 | 0 | 0 | 0 | 0 | 0 | 0 | 0.016948 | 0.03389 | 0.048211
SDG&E | MW | Commercial | Com - Hotel | BldgEnv | No | BldgEnv - Wall Spray On Insulation | 0.0083001 | 0.016185 | 0.023676 | 0.030792 | 0.037553 | 0.043975 | 0.050077 | 0.047573 | 0.045194 | 0.042935 | 0.040788 | 0.038748
SDG&E | MW | Commercial | Com - Hotel | BldgEnv | No | BldgEnv - Window Film | 0.051087 | 0.098376 | 0.14653 | 0.19651 | 0.24814 | 0.30074 | 0.35351 | 0.40604 | 0.45782 | 0.50867 | 0.55819 | 0.55486
SDG&E | MW | Commercial | Com - Hotel | FoodServ | No | FoodServ - Electric Griddle | 9.5011e-05 | 0.0002 | 0.00031591 | 0.00044411 | 0.00058384 | 0.00073332 | 0.00088989 | 0.0010552 | 0.0012295 | 0.0014124 | 0.001604 | 0.0018034
SDG&E | MW | Commercial | Com - Hotel | FoodServ | No | FoodServ - Electric Steamer | 0.00119 | 0.0024568 | 0.0038028 | 0.005236 | 0.0067418 | 0.0082981 | 0.0098779 | 0.011499 | 0.013164 | 0.014873 | 0.01663 | 0.018427
SDG&E | MW | Commercial | Com - Hotel | FoodServ | No | FoodServ - Fryer (Electric) | 0 | 0 | 0 | 0 | 0 | 0 | 0 | 0 | 0 | 0 | 0.00010718 | 0.00021873
SDG&E | MW | Commercial | Com - Hotel | FoodServ | No | FoodServ - Oven (Electric) | 0.0010179 | 0.0021234 | 0.0033221 | 0.0046235 | 0.0060163 | 0.0074801 | 0.0089878 | 0.010555 | 0.012184 | 0.013871 | 0.01562 | 0.017421
SDG&E | MW | Commercial | Com - Hotel | HVAC | Yes | HVAC - Advanced Package Rooftop AC (> EER 12) - Emerging | 0 | 0 | 0.0001225 | 0.00043459 | 0.00097546 | 0.0017714 | 0.0028416 | 0.0042045 | 0.0058852 | 0.0079118 | 0.010313 | 0.013129
SDG&E | MW | Commercial | Com - Hotel | HVAC | No | HVAC - Chiller (Centrifugal) | 0.014024 | 0.028331 | 0.042926 | 0.057813 | 0.072989 | 0.088447 | 0.10417 | 0.12114 | 0.13835 | 0.1558 | 0.17349 | 0.19141
SDG&E | MW | Commercial | Com - Hotel | HVAC | No | HVAC - Chiller (Reciprocating) | 0.02753 | 0.055197 | 0.083063 | 0.11133 | 0.13981 | 0.16821 | 0.19618 | 0.22413 | 0.25222 | 0.28049 | 0.30908 | 0.33794
SDG&E | MW | Commercial | Com - Hotel | HVAC | No | HVAC - Demand Controlled Ventilation | 0.025969 | 0.053969 | 0.082057 | 0.10983 | 0.13674 | 0.16225 | 0.18587 | 0.20776 | 0.22799 | 0.24667 | 0.26402 | 0.25415
SDG&E | MW | Commercial | Com - Hotel | HVAC | No | HVAC - EER Rated Package Rooftop AC (EER 11) | 0.023877 | 0.047982 | 0.072381 | 0.097286 | 0.12254 | 0.14789 | 0.17303 | 0.19833 | 0.22395 | 0.24995 | 0.27645 | 0.30337
SDG&E | MW | Commercial | Com - Hotel | HVAC | No | HVAC - EER Rated Package Rooftop HP (EER 11) | 0 | 0 | 0 | 0 | 0 | 0 | 0 | 0 | 0 | 0 | 0 | 0.00091619
SDG&E | MW | Commercial | Com - Hotel | HVAC | No | HVAC - Repair Duct System | 0 | 0 | 0 | 0 | 0 | 0 | 0 | 0 | 0 | 0 | 0 | 0.011458
SDG&E | MW | Commercial | Com - Hotel | HVAC | No | HVAC - SEER Rated Package Rooftop AC (Recharge) | 0.04003 | 0.076057 | 0.10848 | 0.13766 | 0.1239 | 0.11151 | 0.10036 | 0.090321 | 0.081289 | 0.07316 | 0.065844 | 0.05926
SDG&E | MW | Commercial | Com - Hotel | HVAC | No | HVAC - SEER Rated Package Rooftop AC (SEER 14) | 0.040913 | 0.082058 | 0.082058 | 0.082058 | 0.082058 | 0.082058 | 0.082058 | 0.082058 | 0.082058 | 0.082058 | 0.082058 | 0.082058
SDG&E | MW | Commercial | Com - Hotel | HVAC | No | HVAC - SEER Rated Package Rooftop AC (SEER 15) | 0.063874 | 0.12824 | 0.15842 | 0.18909 | 0.22011 | 0.25123 | 0.28217 | 0.31326 | 0.34464 | 0.37637 | 0.40856 | 0.44118
SDG&E | MW | Commercial | Com - Hotel | HVAC | No | HVAC - SEER Rated Package Rooftop HP (SEER 14) | 0.0084473 | 0.016914 | 0.016914 | 0.016914 | 0.016914 | 0.016914 | 0.016914 | 0.016914 | 0.016914 | 0.016914 | 0.016914 | 0.016914
SDG&E | MW | Commercial | Com - Hotel | HVAC | No | HVAC - SEER Rated Package Rooftop HP (SEER 15) | 0.034971 | 0.070088 | 0.086512 | 0.1032 | 0.12004 | 0.13683 | 0.15335 | 0.16987 | 0.18652 | 0.20331 | 0.22034 | 0.23758
SDG&E | MW | Commercial | Com - Hotel | HVAC | No | HVAC - SEER Rated Split System AC (SEER 14) | 0.022068 | 0.044156 | 0.06635 | 0.06635 | 0.06635 | 0.06635 | 0.06635 | 0.06635 | 0.06635 | 0.06635 | 0.06635 | 0.06635
SDG&E | MW | Commercial | Com - Hotel | HVAC | No | HVAC - SEER Rated Split System AC (SEER 15) | 0.017026 | 0.034823 | 0.04345 | 0.052491 | 0.061884 | 0.071535 | 0.081317 | 0.091331 | 0.10161 | 0.11216 | 0.12301 | 0.13414
SDG&E | MW | Commercial | Com - Hotel | HVAC | No | HVAC - SEER Rated Split System HP (SEER 14) | 0.038278 | 0.076665 | 0.081871 | 0.087143 | 0.092445 | 0.097719 | 0.1029 | 0.10807 | 0.11325 | 0.11847 | 0.12375 | 0.12907
SDG&E | MW | Commercial | Com - Hotel | HVAC | No | HVAC - SEER Rated Split System HP (SEER 15) | 0.018336 | 0.036748 | 0.045355 | 0.054091 | 0.062894 | 0.071672 | 0.080308 | 0.088942 | 0.097627 | 0.10638 | 0.11524 | 0.1242
SDG&E | MW | Commercial | Com - Hotel | Lighting | Yes | Lighting - LED Fixture (Replacing T8) - Emerging | 0 | 0 | 0 | 0.0058181 | 0.01732 | 0.034812 | 0.057999 | 0.087754 | 0.12454 | 0.16887 | 0.22137 | 0.28196
SDG&E | MW | Commercial | Com - Hotel | Lighting | Yes | Lighting - LED Lamp (Basic High - Indoor) - Emerging | 0.00034746 | 0.00095458 | 0.0019573 | 0.0033134 | 0.0050331 | 0.0053071 | 0.005104 | 0.0046079 | 0.0038521 | 0.0024755 | 0.0030173 | 0.0037176
SDG&E | MW | Commercial | Com - Hotel | Lighting | Yes | Lighting - LED Lamp (Basic Low - Indoor) - Emerging | 0.0011959 | 0.0030566 | 0.0053739 | 0.0082367 | 0.011695 | 0.012313 | 0.011532 | 0.010773 | 0.0099706 | 0.0078963 | 0.010109 | 0.012695
SDG&E | MW | Commercial | Com - Hotel | Lighting | Yes | Lighting - LED Plug-In Indoor Fixture - Emerging | 0.0011091 | 0.002487 | 0.0041852 | 0.0062567 | 0.0087359 | 0.0088995 | 0.009083 | 0.0092903 | 0.0095596 | 0.0098967 | 0.010308 | 0.010795
SDG&E | MW | Commercial | Com - Hotel | Lighting | No | Lighting - Cold Cathode Lamp | 0.00012959 | 0.00026826 | 0.00041477 | 0.00056912 | 0.00072917 | 0.00072917 | 0.00072917 | 0.00072917 | 0.00072917 | 0.00072917 | 0.00072917 | 0.00072917
SDG&E | MW | Commercial | Com - Hotel | Lighting | No | Lighting - Compact Fluorescent Fixture (Indoor) | 0.11091 | 0.23019 | 0.35798 | 0.49472 | 0.63985 | 0.52894 | 0.40966 | 0.28187 | 0.14513 | 0 | 0 | 0
SDG&E | MW | Commercial | Com - Hotel | Lighting | No | Lighting - Compact Fluorescent Lamp (Basic High - Indoor) | 0.015956 | 0.034998 | 0.056858 | 0.081357 | 0.10812 | 0.092163 | 0.073121 | 0.05126 | 0.026762 | 0 | 0 | 0
SDG&E | MW | Commercial | Com - Hotel | Lighting | No | Lighting - Compact Fluorescent Lamp (Basic Low - Indoor) | 0.042532 | 0.087077 | 0.13346 | 0.18142 | 0.23052 | 0.18799 | 0.14344 | 0.097062 | 0.049096 | 0 | 0 | 0
SDG&E | MW | Commercial | Com - Hotel | Lighting | No | Lighting - Exit Fixture (LED) | 0.035655 | 0.070052 | 0.10087 | 0.12659 | 0.14712 | 0.16327 | 0.14663 | 0.12888 | 0.11343 | 0.10155 | 0.093371 | 0.088261
SDG&E | MW | Commercial | Com - Hotel | Lighting | No | Lighting - Halogen Lamp (A-Line) | 0.00028939 | 0.00066917 | 0.00085322 | 0.0010536 | 0.001277 | 0.00069689 | 0 | 0 | 0 | 0 | 0 | 0
SDG&E | MW | Commercial | Com - Hotel | Lighting | No | Lighting - Halogen Lamp (Reflector) | 0.0001063 | 0.00024217 | 0.0003002 | 0.00035887 | 0.00042024 | 0.00048245 | 0.00053792 | 0.00058669 | 0.00063179 | 0.00067294 | 0.00071562 | 0.00075592
SDG&E | MW | Commercial | Com - Hotel | Lighting | No | Lighting - Induction Fixture (Indoor) | 0.0058461 | 0.012936 | 0.021308 | 0.031052 | 0.042103 | 0.054299 | 0.067392 | 0.081518 | 0.096697 | 0.11288 | 0.13009 | 0.1482
SDG&E | MW | Commercial | Com - Hotel | Lighting | No | Lighting - Induction Fixture (Outdoor) | 0.0023249 | 0.0051259 | 0.0084247 | 0.012264 | 0.016622 | 0.02144 | 0.026622 | 0.032231 | 0.038276 | 0.044748 | 0.051656 | 0.058959
SDG&E | MW | Commercial | Com - Hotel | Lighting | No | Lighting - Linear Fluorescent Delamping | 0.00027865 | 0.00056219 | 0.00092268 | 0.001363 | 0.001363 | 0 | 0 | 0 | 0 | 0 | 0 | 0
SDG&E | MW | Commercial | Com - Hotel | Lighting | No | Lighting - Linear Fluorescent Fixture (Low Wattage T8) | 0.0088756 | 0.019714 | 0.032566 | 0.047351 | 0.063583 | 0.080798 | 0.098556 | 0.11688 | 0.13587 | 0.15543 | 0.1755 | 0.19588
SDG&E | MW | Commercial | Com - Hotel | Lighting | No | Lighting - Occupancy Sensor | 0 | 0 | 0 | 0 | 0 | 0 | 0 | 0 | 0 | 0 | 0 | 0.0097573
SDG&E | MW | Commercial | Com - Hotel | Lighting | No | Lighting - Plug-In Fixture (Compact Fluorescent) | 0.022504 | 0.044992 | 0.067495 | 0.090136 | 0.11276 | 0.11276 | 0.11276 | 0.11276 | 0.11276 | 0.11276 | 0.11276 | 0.11276
SDG&E | MW | Commercial | Com - Hotel | Lighting | No | Lighting - Plug-In Fixture (Induction) | 0 | 0 | 0 | 0 | 0 | 0 | 0 | 0 | 0 | 0 | 0 | 0.002243
SDG&E | MW | Commercial | Com - Hotel | Lighting | No | Lighting - Plug-In Fixture (Linear Fluorescent) | 0.03883 | 0.080578 | 0.12478 | 0.17132 | 0.21958 | 0.21958 | 0.21958 | 0.21958 | 0.21958 | 0.21958 | 0.21958 | 0.21958
SDG&E | MW | Commercial | Com - Hotel | Lighting | No | Lighting - Plug-In Fixture (PSMH with Electronic Ballast) | 0 | 0 | 0 | 0.0064354 | 0.013273 | 0.020239 | 0.027139 | 0.034029 | 0.040921 | 0.047806 | 0.054708 | 0.061514
SDG&E | MW | Commercial | Com - Hotel | Lighting | No | Lighting - Plug-In Fixture (PSMH) | 0.0088179 | 0.018912 | 0.029101 | 0.038666 | 0.047963 | 0.057014 | 0.065759 | 0.074369 | 0.082906 | 0.09138 | 0.099833 | 0.10724
SDG&E | MW | Commercial | Com - Hotel | SHW | No | SHW - EF Rated Instantaneous Water Heater (Electric) | 0 | 0 | 0 | 8.1611e-05 | 0.00017746 | 0.00028564 | 0.00040314 | 0.00053103 | 0.00066916 | 0.00081683 | 0.00097407 | 0.0011396
SDG&E | MW | Commercial | Com - Hotel | SHW | No | SHW - EF Rated Storage Water Heater (Electric) | 4.7094e-05 | 0.00010499 | 0.00010499 | 0.00010499 | 0.00010499 | 0.00010499 | 0.00010499 | 0.00010499 | 0.00010499 | 0.00010499 | 0.00010499 | 0.00010499
SDG&E | MW | Commercial | Com - Hotel | Service | No | HVAC - Comprehensive Rooftop Unit Quality Maintenance | 4.6614e-08 | 9.1522e-08 | 1.3807e-07 | 1.8562e-07 | 2.3337e-07 | 2.8048e-07 | 3.2611e-07 | 3.6948e-07 | 4.0995e-07 | 4.4703e-07 | 4.8046e-07 | 4.6349e-07
SDG&E | MW | Commercial | Com - Hotel | Service | No | Service - HVAC Fault Detection & Diagnositics | 3.6594e-05 | 8.8007e-05 | 0.00013795 | 0.00018689 | 0.0002345 | 0.00028027 | 0.00032359 | 0.00036532 | 0.00040584 | 0.0004453 | 0.00048402 | 0.00052194
SDG&E | MW | Commercial | Com - Hotel | Service | No | Service - Retro-Commissioning (Electric) | 0 | 0 | 0 | 0 | 0 | 0 | 0 | 0 | 0.00011871 | 0.00023402 | 0.00032653 | 0.00039412
SDG&E | MW | Commercial | Com - Hotel | WholeBlg | No | HVAC - Energy Management System | 1.8097e-05 | 3.8577e-05 | 5.775e-05 | 7.5748e-05 | 9.2521e-05 | 0.00010799 | 0.00012209 | 0.00013572 | 0.00014902 | 0.00016202 | 0.00017483 | 0.00018742
SDG&E | MW | Commercial | Com - Hotel | WholeBlg | No | WholeBlg - Com NC Level 2 | 0.0019362 | 0 | 0 | 0 | 0 | 0 | 0 | 0 | 0 | 0 | 0 | 0
SDG&E | MW | Commercial | Com - Hotel | WholeBlg | No | WholeBlg - Com NC Level 3 | 0.0013558 | 0.0013558 | 0.0013558 | 0.0013558 | 0.0013558 | 0.0013558 | 0.0013558 | 0 | 0 | 0 | 0 | 0
SDG&E | MW | Commercial | Com - Hotel | WholeBlg | No | WholeBlg - Com RET Level 1 | 0.013251 | 0.031486 | 0.055071 | 0.084387 | 0.11981 | 0.16175 | 0.21059 | 0.26671 | 0.33047 | 0.40216 | 0.48205 | 0.57033
SDG&E | MW | Commercial | Com - Hotel | WholeBlg | No | WholeBlg - Com RET Level 2 | 0.022 | 0.051969 | 0.090505 | 0.13831 | 0.19607 | 0.26451 | 0.34431 | 0.4362 | 0.54081 | 0.65877 | 0.79056 | 0.93664
SDG&E | MW | Commercial | Com - Motel | AppPlug | No | AppPlug - Desktop Computer (Com - Power Management) | 0.0082479 | 0.017196 | 0.026491 | 0.03601 | 0.04554 | 0.054858 | 0.063739 | 0.072152 | 0.080072 | 0.087483 | 0.094427 | 0.092669
SDG&E | MW | Commercial | Com - Motel | AppPlug | No | AppPlug - Occupancy Sensor Plug Strip | 0 | 0 | 0 | 0 | 0 | 0 | 0 | 0 | 0 | 0.016948 | 0.03389 | 0.048211
SDG&E | MW | Commercial | Com - Motel | BldgEnv | No | BldgEnv - Wall Spray On Insulation | 0.0083799 | 0.016341 | 0.023904 | 0.031088 | 0.037914 | 0.044398 | 0.050558 | 0.04803 | 0.045629 | 0.043347 | 0.04118 | 0.039121
SDG&E | MW | Commercial | Com - Motel | BldgEnv | No | BldgEnv - Window Film | 0.064685 | 0.12469 | 0.18582 | 0.24925 | 0.31475 | 0.38146 | 0.44836 | 0.51492 | 0.58049 | 0.64481 | 0.70738 | 0.70295
SDG&E | MW | Commercial | Com - Motel | FoodServ | No | FoodServ - Electric Griddle | 9.5011e-05 | 0.0002 | 0.00031591 | 0.00044411 | 0.00058384 | 0.00073332 | 0.00088989 | 0.0010552 | 0.0012295 | 0.0014124 | 0.001604 | 0.0018034
SDG&E | MW | Commercial | Com - Motel | FoodServ | No | FoodServ - Electric Steamer | 0.00119 | 0.0024568 | 0.0038028 | 0.005236 | 0.0067418 | 0.0082981 | 0.0098779 | 0.011499 | 0.013164 | 0.014873 | 0.01663 | 0.018427
SDG&E | MW | Commercial | Com - Motel | FoodServ | No | FoodServ - Fryer (Electric) | 0 | 0 | 0 | 0 | 0 | 0 | 0 | 0 | 0 | 0 | 0.00010718 | 0.00021873
SDG&E | MW | Commercial | Com - Motel | FoodServ | No | FoodServ - Oven (Electric) | 0.0010179 | 0.0021234 | 0.0033221 | 0.0046235 | 0.0060163 | 0.0074801 | 0.0089878 | 0.010555 | 0.012184 | 0.013871 | 0.01562 | 0.017421
SDG&E | MW | Commercial | Com - Motel | HVAC | Yes | HVAC - Advanced Package Rooftop AC (> EER 12) - Emerging | 0 | 0 | 0.00012231 | 0.00043393 | 0.000974 | 0.0017688 | 0.0028373 | 0.0041983 | 0.0058764 | 0.0079 | 0.010297 | 0.013109
SDG&E | MW | Commercial | Com - Motel | HVAC | No | HVAC - Chiller (Centrifugal) | 0 | 0 | 0 | 0 | 0 | 0 | 0 | 0 | 0 | 0 | 0.003323 | 0.0068549
SDG&E | MW | Commercial | Com - Motel | HVAC | No | HVAC - Chiller (Reciprocating) | 0.0086891 | 0.017388 | 0.02612 | 0.034965 | 0.043846 | 0.05265 | 0.061247 | 0.069801 | 0.078377 | 0.086992 | 0.0957 | 0.10448
SDG&E | MW | Commercial | Com - Motel | HVAC | No | HVAC - Demand Controlled Ventilation | 0.025969 | 0.053969 | 0.082057 | 0.10983 | 0.13674 | 0.16225 | 0.18587 | 0.20775 | 0.22799 | 0.24667 | 0.26402 | 0.25415
SDG&E | MW | Commercial | Com - Motel | HVAC | No | HVAC - EER Rated Package Rooftop AC (EER 11) | 0.023877 | 0.047982 | 0.072382 | 0.097287 | 0.12254 | 0.1479 | 0.17304 | 0.19834 | 0.22396 | 0.24996 | 0.27645 | 0.30338
SDG&E | MW | Commercial | Com - Motel | HVAC | No | HVAC - EER Rated Package Rooftop HP (EER 11) | 0 | 0 | 0 | 0 | 0 | 0 | 0 | 0 | 0 | 0 | 0 | 0.00091618
SDG&E | MW | Commercial | Com - Motel | HVAC | No | HVAC - Repair Duct System | 0 | 0 | 0 | 0 | 0 | 0 | 0 | 0 | 0 | 0 | 0 | 0.011277
SDG&E | MW | Commercial | Com - Motel | HVAC | No | HVAC - SEER Rated Package Rooftop AC (Recharge) | 0.036271 | 0.068915 | 0.098294 | 0.12474 | 0.11226 | 0.10104 | 0.090932 | 0.081839 | 0.073655 | 0.06629 | 0.059661 | 0.053695
SDG&E | MW | Commercial | Com - Motel | HVAC | No | HVAC - SEER Rated Package Rooftop AC (SEER 14) | 0.040912 | 0.082058 | 0.082058 | 0.082058 | 0.082058 | 0.082058 | 0.082058 | 0.082058 | 0.082058 | 0.082058 | 0.082058 | 0.082058
SDG&E | MW | Commercial | Com - Motel | HVAC | No | HVAC - SEER Rated Package Rooftop AC (SEER 15) | 0.063873 | 0.12824 | 0.15842 | 0.18909 | 0.22011 | 0.25123 | 0.28217 | 0.31326 | 0.34464 | 0.37637 | 0.40856 | 0.44118
SDG&E | MW | Commercial | Com - Motel | HVAC | No | HVAC - SEER Rated Package Rooftop HP (SEER 14) | 0.0084472 | 0.016914 | 0.016914 | 0.016914 | 0.016914 | 0.016914 | 0.016914 | 0.016914 | 0.016914 | 0.016914 | 0.016914 | 0.016914
SDG&E | MW | Commercial | Com - Motel | HVAC | No | HVAC - SEER Rated Package Rooftop HP (SEER 15) | 0.03497 | 0.070088 | 0.086512 | 0.1032 | 0.12004 | 0.13683 | 0.15335 | 0.16987 | 0.18652 | 0.20331 | 0.22034 | 0.23758
SDG&E | MW | Commercial | Com - Motel | HVAC | No | HVAC - SEER Rated Split System AC (SEER 14) | 0.022068 | 0.044155 | 0.066349 | 0.066349 | 0.066349 | 0.066349 | 0.066349 | 0.066349 | 0.066349 | 0.066349 | 0.066349 | 0.066349
SDG&E | MW | Commercial | Com - Motel | HVAC | No | HVAC - SEER Rated Split System AC (SEER 15) | 0.017026 | 0.034823 | 0.04345 | 0.052491 | 0.061884 | 0.071534 | 0.081317 | 0.091331 | 0.10161 | 0.11216 | 0.12301 | 0.13414
SDG&E | MW | Commercial | Com - Motel | HVAC | No | HVAC - SEER Rated Split System HP (SEER 14) | 0.038277 | 0.076665 | 0.08187 | 0.087142 | 0.092444 | 0.097719 | 0.1029 | 0.10807 | 0.11325 | 0.11847 | 0.12375 | 0.12907
SDG&E | MW | Commercial | Com - Motel | HVAC | No | HVAC - SEER Rated Split System HP (SEER 15) | 0.018335 | 0.036748 | 0.045354 | 0.05409 | 0.062894 | 0.071671 | 0.080308 | 0.088941 | 0.097626 | 0.10638 | 0.11524 | 0.1242
SDG&E | MW | Commercial | Com - Motel | Lighting | Yes | Lighting - LED Fixture (Replacing T8) - Emerging | 0 | 0 | 0 | 0 | 0.0070006 | 0.020383 | 0.039458 | 0.064403 | 0.094723 | 0.13043 | 0.17178 | 0.21856
SDG&E | MW | Commercial | Com - Motel | Lighting | Yes | Lighting - LED Lamp (Basic High - Indoor) - Emerging | 0.00022897 | 0.00063551 | 0.001329 | 0.002311 | 0.0035713 | 0.0037749 | 0.0036658 | 0.0033484 | 0.0028187 | 0.0018527 | 0.0022766 | 0.0028273
SDG&E | MW | Commercial | Com - Motel | Lighting | Yes | Lighting - LED Lamp (Basic Low - Indoor) - Emerging | 0.00084546 | 0.0021936 | 0.0039015 | 0.0060324 | 0.0086335 | 0.009102 | 0.0085642 | 0.0080363 | 0.0074744 | 0.0060031 | 0.0077246 | 0.0097411
SDG&E | MW | Commercial | Com - Motel | Lighting | Yes | Lighting - LED Plug-In Indoor Fixture - Emerging | 0.00080581 | 0.0018049 | 0.0030374 | 0.0045444 | 0.0063537 | 0.0064736 | 0.0066085 | 0.0067613 | 0.0069584 | 0.0072058 | 0.0075083 | 0.0078682
SDG&E | MW | Commercial | Com - Motel | Lighting | No | Lighting - Cold Cathode Lamp | 6.8505e-05 | 0.00014097 | 0.00021705 | 0.00029699 | 0.00037978 | 0.00037978 | 0.00037978 | 0.00037978 | 0.00037978 | 0.00037978 | 0.00037978 | 0.00037978
SDG&E | MW | Commercial | Com - Motel | Lighting | No | Lighting - Compact Fluorescent Fixture (Indoor) | 0.085067 | 0.17625 | 0.27365 | 0.3776 | 0.4877 | 0.40264 | 0.31146 | 0.21406 | 0.1101 | 0 | 0 | 0
SDG&E | MW | Commercial | Com - Motel | Lighting | No | Lighting - Compact Fluorescent Lamp (Basic High - Indoor) | 0.011795 | 0.026017 | 0.042449 | 0.060936 | 0.0812 | 0.069405 | 0.055183 | 0.038751 | 0.020264 | 0 | 0 | 0
SDG&E | MW | Commercial | Com - Motel | Lighting | No | Lighting - Compact Fluorescent Lamp (Basic Low - Indoor) | 0.031938 | 0.065529 | 0.1006 | 0.13696 | 0.17424 | 0.1423 | 0.10871 | 0.073637 | 0.037278 | 0 | 0 | 0
SDG&E | MW | Commercial | Com - Motel | Lighting | No | Lighting - Exit Fixture (LED) | 0.035593 | 0.069922 | 0.10067 | 0.12633 | 0.14679 | 0.16286 | 0.14621 | 0.12847 | 0.11303 | 0.10116 | 0.093005 | 0.087921
SDG&E | MW | Commercial | Com - Motel | Lighting | No | Lighting - Halogen Lamp (A-Line) | 0.00028939 | 0.00066924 | 0.00085345 | 0.001054 | 0.0012777 | 0.00069726 | 0 | 0 | 0 | 0 | 0 | 0
SDG&E | MW | Commercial | Com - Motel | Lighting | No | Lighting - Halogen Lamp (Reflector) | 0.00010625 | 0.00024211 | 0.00030022 | 0.00035901 | 0.00042052 | 0.00048311 | 0.00053898 | 0.00058806 | 0.00063347 | 0.00067507 | 0.00071807 | 0.00075849
SDG&E | MW | Commercial | Com - Motel | Lighting | No | Lighting - Induction Fixture (Indoor) | 0.0059568 | 0.01317 | 0.021676 | 0.031565 | 0.042771 | 0.055127 | 0.068383 | 0.082677 | 0.098028 | 0.11439 | 0.13178 | 0.15007
SDG&E | MW | Commercial | Com - Motel | Lighting | No | Lighting - Induction Fixture (Outdoor) | 0.0023247 | 0.0051256 | 0.0084245 | 0.012264 | 0.016622 | 0.021439 | 0.026622 | 0.03223 | 0.038276 | 0.044748 | 0.051656 | 0.058959
SDG&E | MW | Commercial | Com - Motel | Lighting | No | Lighting - Linear Fluorescent Delamping | 0.0001927 | 0.00038885 | 0.00063775 | 0.00094144 | 0.00094144 | 0 | 0 | 0 | 0 | 0 | 0 | 0
SDG&E | MW | Commercial | Com - Motel | Lighting | No | Lighting - Linear Fluorescent Fixture (Low Wattage T8) | 0.0062937 | 0.013968 | 0.023074 | 0.033693 | 0.045727 | 0.058649 | 0.072024 | 0.08583 | 0.10003 | 0.11452 | 0.12926 | 0.14413
SDG&E | MW | Commercial | Com - Motel | Lighting | No | Lighting - Occupancy Sensor | 0 | 0 | 0 | 0 | 0 | 0 | 0 | 0 | 0 | 0.008076 | 0.020033 | 0.03077
SDG&E | MW | Commercial | Com - Motel | Lighting | No | Lighting - Plug-In Fixture (Compact Fluorescent) | 0.017003 | 0.034007 | 0.051037 | 0.068186 | 0.085338 | 0.085338 | 0.085338 | 0.085338 | 0.085338 | 0.085338 | 0.085338 | 0.085338
SDG&E | MW | Commercial | Com - Motel | Lighting | No | Lighting - Plug-In Fixture (Linear Fluorescent) | 0 | 0 | 0.032482 | 0.067409 | 0.10389 | 0.10389 | 0.10389 | 0.10389 | 0.10389 | 0.10389 | 0.10389 | 0.10389
SDG&E | MW | Commercial | Com - Motel | Lighting | No | Lighting - Plug-In Fixture (PSMH with Electronic Ballast) | 0 | 0 | 0 | 0 | 0 | 0.0033053 | 0.0079293 | 0.012724 | 0.017634 | 0.022609 | 0.027643 | 0.032756
SDG&E | MW | Commercial | Com - Motel | Lighting | No | Lighting - Plug-In Fixture (PSMH) | 0.0068184 | 0.014999 | 0.023257 | 0.031712 | 0.040231 | 0.048211 | 0.055708 | 0.062978 | 0.070123 | 0.077183 | 0.084212 | 0.091125
SDG&E | MW | Commercial | Com - Motel | SHW | No | SHW - EF Rated Instantaneous Water Heater (Electric) | 4.5363e-05 | 0.00010139 | 0.00016903 | 0.0002493 | 0.00034153 | 0.00044407 | 0.00055446 | 0.00067386 | 0.0008024 | 0.00093957 | 0.0010855 | 0.0012391
SDG&E | MW | Commercial | Com - Motel | SHW | No | SHW - EF Rated Storage Water Heater (Electric) | 3.5272e-05 | 7.8106e-05 | 7.8106e-05 | 7.8106e-05 | 7.8106e-05 | 7.8106e-05 | 7.8106e-05 | 7.8106e-05 | 7.8106e-05 | 7.8106e-05 | 7.8106e-05 | 7.8106e-05
SDG&E | MW | Commercial | Com - Motel | Service | No | HVAC - Comprehensive Rooftop Unit Quality Maintenance | 4.6614e-08 | 9.1522e-08 | 1.3807e-07 | 1.8562e-07 | 2.3337e-07 | 2.8048e-07 | 3.2611e-07 | 3.6948e-07 | 4.0995e-07 | 4.4703e-07 | 4.8046e-07 | 4.6349e-07
SDG&E | MW | Commercial | Com - Motel | Service | No | Service - HVAC Fault Detection & Diagnositics | 3.6594e-05 | 8.8007e-05 | 0.00013795 | 0.00018689 | 0.0002345 | 0.00028027 | 0.00032359 | 0.00036532 | 0.00040584 | 0.0004453 | 0.00048402 | 0.00052194
SDG&E | MW | Commercial | Com - Motel | Service | No | Service - Retro-Commissioning (Electric) | 0 | 0 | 0 | 0 | 0 | 0 | 0 | 0 | 0.00011871 | 0.00023402 | 0.00032653 | 0.00039412
SDG&E | MW | Commercial | Com - Motel | WholeBlg | No | HVAC - Energy Management System | 1.8097e-05 | 3.8577e-05 | 5.775e-05 | 7.5748e-05 | 9.2521e-05 | 0.00010799 | 0.00012209 | 0.00013572 | 0.00014902 | 0.00016202 | 0.00017483 | 0.00018742
SDG&E | MW | Commercial | Com - Motel | WholeBlg | No | WholeBlg - Com NC Level 2 | 0.0019362 | 0 | 0 | 0 | 0 | 0 | 0 | 0 | 0 | 0 | 0 | 0
SDG&E | MW | Commercial | Com - Motel | WholeBlg | No | WholeBlg - Com NC Level 3 | 0.0013558 | 0.0013558 | 0.0013558 | 0.0013558 | 0.0013558 | 0.0013558 | 0.0013558 | 0 | 0 | 0 | 0 | 0
SDG&E | MW | Commercial | Com - Motel | WholeBlg | No | WholeBlg - Com RET Level 1 | 0.014105 | 0.033523 | 0.058648 | 0.089888 | 0.12764 | 0.17235 | 0.22444 | 0.2843 | 0.35231 | 0.4288 | 0.51405 | 0.60826
SDG&E | MW | Commercial | Com - Motel | WholeBlg | No | WholeBlg - Com RET Level 2 | 0.022271 | 0.052608 | 0.091618 | 0.14001 | 0.19848 | 0.26775 | 0.34853 | 0.44153 | 0.54741 | 0.66679 | 0.80017 | 0.94802
SDG&E | MW | Commercial | Com - Nusing Home | AppPlug | No | AppPlug - Desktop Computer (Com - Power Management) | 0.0065925 | 0.013745 | 0.021174 | 0.028783 | 0.0364 | 0.043848 | 0.050946 | 0.057671 | 0.064002 | 0.069925 | 0.075475 | 0.07407
SDG&E | MW | Commercial | Com - Nusing Home | AppPlug | No | AppPlug - Occupancy Sensor Plug Strip | 0 | 0 | 0 | 0 | 0 | 0 | 0 | 0 | 0 | 0.013546 | 0.027088 | 0.038535
SDG&E | MW | Commercial | Com - Nusing Home | BldgEnv | No | BldgEnv - Wall Spray On Insulation | 0.0045658 | 0.0089033 | 0.013024 | 0.016938 | 0.020657 | 0.02419 | 0.027547 | 0.026169 | 0.024861 | 0.023618 | 0.022437 | 0.021315
SDG&E | MW | Commercial | Com - Nusing Home | BldgEnv | No | BldgEnv - Window Film | 0.050365 | 0.097062 | 0.14463 | 0.19399 | 0.24494 | 0.29683 | 0.34887 | 0.40065 | 0.45166 | 0.50172 | 0.55042 | 0.54697
SDG&E | MW | Commercial | Com - Nusing Home | FoodServ | No | FoodServ - Electric Steamer | 0.0020213 | 0.0041729 | 0.0064591 | 0.0088933 | 0.011451 | 0.014094 | 0.016778 | 0.019531 | 0.02236 | 0.025262 | 0.028246 | 0.031299
SDG&E | MW | Commercial | Com - Nusing Home | FoodServ | No | FoodServ - Oven (Electric) | 0.0016271 | 0.0033945 | 0.0053106 | 0.0073912 | 0.0096177 | 0.011958 | 0.014368 | 0.016873 | 0.019478 | 0.022175 | 0.02497 | 0.027848
SDG&E | MW | Commercial | Com - Nusing Home | HVAC | Yes | HVAC - Advanced Package Rooftop AC (> EER 12) - Emerging | 0 | 0 | 6.089e-05 | 0.00025882 | 0.00064348 | 0.0012448 | 0.0020798 | 0.0031613 | 0.0045057 | 0.0061318 | 0.0080584 | 0.010315
SDG&E | MW | Commercial | Com - Nusing Home | HVAC | No | HVAC - Chiller (Centrifugal) | 0.01716 | 0.034666 | 0.052521 | 0.070734 | 0.089297 | 0.1082 | 0.12743 | 0.14693 | 0.16669 | 0.18669 | 0.20695 | 0.22747
SDG&E | MW | Commercial | Com - Nusing Home | HVAC | No | HVAC - Chiller (Reciprocating) | 0.031134 | 0.062453 | 0.09402 | 0.12605 | 0.15833 | 0.19057 | 0.22239 | 0.25422 | 0.28623 | 0.31845 | 0.35103 | 0.38392
SDG&E | MW | Commercial | Com - Nusing Home | HVAC | No | HVAC - Demand Controlled Ventilation | 0.010349 | 0.021502 | 0.032682 | 0.043729 | 0.054422 | 0.064548 | 0.073917 | 0.082584 | 0.09059 | 0.097977 | 0.10483 | 0.10084
SDG&E | MW | Commercial | Com - Nusing Home | HVAC | No | HVAC - EER Rated Package Rooftop AC (EER 11) | 0 | 0 | 0.012734 | 0.026494 | 0.041095 | 0.060742 | 0.080791 | 0.1013 | 0.12227 | 0.14367 | 0.16555 | 0.18787
SDG&E | MW | Commercial | Com - Nusing Home | HVAC | No | HVAC - SEER Rated Package Rooftop AC (Recharge) | 0 | 0 | 0 | 0 | 0 | 0 | 0 | 0 | 0 | 0 | 0.021085 | 0.040611
SDG&E | MW | Commercial | Com - Nusing Home | HVAC | No | HVAC - SEER Rated Package Rooftop AC (SEER 14) | 0.044668 | 0.089651 | 0.089651 | 0.089651 | 0.089651 | 0.089651 | 0.089651 | 0.089651 | 0.089651 | 0.089651 | 0.089651 | 0.089651
SDG&E | MW | Commercial | Com - Nusing Home | HVAC | No | HVAC - SEER Rated Package Rooftop AC (SEER 15) | 0.066448 | 0.13338 | 0.16475 | 0.19661 | 0.22881 | 0.2611 | 0.29319 | 0.32542 | 0.35795 | 0.39082 | 0.42416 | 0.45793
SDG&E | MW | Commercial | Com - Nusing Home | HVAC | No | HVAC - SEER Rated Package Rooftop HP (SEER 14) | 0.0078641 | 0.015758 | 0.015758 | 0.015758 | 0.015758 | 0.015758 | 0.015758 | 0.015758 | 0.015758 | 0.015758 | 0.015758 | 0.015758
SDG&E | MW | Commercial | Com - Nusing Home | HVAC | No | HVAC - SEER Rated Package Rooftop HP (SEER 15) | 0.030716 | 0.061576 | 0.076003 | 0.090639 | 0.10539 | 0.12009 | 0.13459 | 0.14907 | 0.16364 | 0.17831 | 0.19316 | 0.20815
SDG&E | MW | Commercial | Com - Nusing Home | HVAC | No | HVAC - SEER Rated Split System AC (SEER 14) | 0.032223 | 0.064511 | 0.096993 | 0.096993 | 0.096993 | 0.096993 | 0.096993 | 0.096993 | 0.096993 | 0.096993 | 0.096993 | 0.096993
SDG&E | MW | Commercial | Com - Nusing Home | HVAC | No | HVAC - SEER Rated Split System AC (SEER 15) | 0.017149 | 0.035084 | 0.043779 | 0.052884 | 0.062344 | 0.072069 | 0.081943 | 0.092054 | 0.10243 | 0.11308 | 0.12402 | 0.13525
SDG&E | MW | Commercial | Com - Nusing Home | HVAC | No | HVAC - SEER Rated Split System HP (SEER 14) | 0.042876 | 0.085887 | 0.091719 | 0.097624 | 0.10356 | 0.10947 | 0.11527 | 0.12106 | 0.12686 | 0.1327 | 0.1386 | 0.14455
SDG&E | MW | Commercial | Com - Nusing Home | HVAC | No | HVAC - SEER Rated Split System HP (SEER 15) | 0.018572 | 0.037224 | 0.04594 | 0.054778 | 0.063677 | 0.072546 | 0.081274 | 0.089995 | 0.098758 | 0.10758 | 0.1165 | 0.12551
SDG&E | MW | Commercial | Com - Nusing Home | Lighting | Yes | Lighting - LED Fixture (Replacing T8) - Emerging | 0.0098048 | 0.023399 | 0.042512 | 0.068894 | 0.10395 | 0.14917 | 0.20524 | 0.2747 | 0.35914 | 0.46022 | 0.58001 | 0.71903
SDG&E | MW | Commercial | Com - Nusing Home | Lighting | Yes | Lighting - LED Lamp (Basic High - Indoor) - Emerging | 0.00049466 | 0.0013582 | 0.002649 | 0.0042906 | 0.0063323 | 0.0066512 | 0.0062735 | 0.0055799 | 0.0046344 | 0.0028936 | 0.003358 | 0.0038036
SDG&E | MW | Commercial | Com - Nusing Home | Lighting | Yes | Lighting - LED Lamp (Basic Low - Indoor) - Emerging | 0.0036656 | 0.0086264 | 0.014458 | 0.021294 | 0.030877 | 0.033187 | 0.032183 | 0.031404 | 0.030795 | 0.025275 | 0.031915 | 0.039562
SDG&E | MW | Commercial | Com - Nusing Home | Lighting | Yes | Lighting - LED Plug-In Indoor Fixture - Emerging | 0.0030504 | 0.0068615 | 0.011533 | 0.017173 | 0.02384 | 0.024274 | 0.024755 | 0.025319 | 0.026045 | 0.026943 | 0.028023 | 0.029291
SDG&E | MW | Commercial | Com - Nusing Home | Lighting | No | Lighting - Cold Cathode Lamp | 0.0013408 | 0.0027818 | 0.0043125 | 0.0059304 | 0.0076203 | 0.0076203 | 0.0076203 | 0.0076203 | 0.0062795 | 0.0048384 | 0.0033078 | 0.0016899
SDG&E | MW | Commercial | Com - Nusing Home | Lighting | No | Lighting - Compact Fluorescent Fixture (Indoor) | 0.25821 | 0.53857 | 0.84153 | 1.1681 | 1.5169 | 1.2587 | 0.97832 | 0.67537 | 0.34881 | 0 | 0 | 0
SDG&E | MW | Commercial | Com - Nusing Home | Lighting | No | Lighting - Compact Fluorescent Lamp (Basic High - Indoor) | 0.0050084 | 0.01163 | 0.01983 | 0.02966 | 0.041091 | 0.036082 | 0.02946 | 0.021261 | 0.011431 | 0 | 0 | 0
SDG&E | MW | Commercial | Com - Nusing Home | Lighting | No | Lighting - Compact Fluorescent Lamp (Basic Low - Indoor) | 0.15056 | 0.30232 | 0.45565 | 0.61088 | 0.76493 | 0.61437 | 0.46261 | 0.30927 | 0.15404 | 0 | 0 | 0
SDG&E | MW | Commercial | Com - Nusing Home | Lighting | No | Lighting - Exit Fixture (LED) | 0.029206 | 0.057386 | 0.082635 | 0.10372 | 0.12056 | 0.13381 | 0.12022 | 0.1057 | 0.093046 | 0.083323 | 0.07662 | 0.072423
SDG&E | MW | Commercial | Com - Nusing Home | Lighting | No | Lighting - Halogen Lamp (A-Line) | 0.00023131 | 0.00053486 | 0.00068197 | 0.00084211 | 0.0010207 | 0.00055701 | 0 | 0 | 0 | 0 | 0 | 0
SDG&E | MW | Commercial | Com - Nusing Home | Lighting | No | Lighting - Halogen Lamp (Reflector) | 8.4968e-05 | 0.00019357 | 0.00023994 | 0.00028684 | 0.00033588 | 0.00038559 | 0.0004299 | 0.00046888 | 0.00050491 | 0.00053778 | 0.00057188 | 0.00060409
SDG&E | MW | Commercial | Com - Nusing Home | Lighting | No | Lighting - High Bay HID to T5 | 0.0049302 | 0.010232 | 0.01616 | 0.022573 | 0.02922 | 0.040763 | 0.052329 | 0.064049 | 0.075726 | 0.08711 | 0.097983 | 0.10811
SDG&E | MW | Commercial | Com - Nusing Home | Lighting | No | Lighting - Induction Fixture (Indoor) | 0.0047976 | 0.010677 | 0.017677 | 0.025879 | 0.035235 | 0.045612 | 0.0568 | 0.068917 | 0.081978 | 0.095944 | 0.11082 | 0.12651
SDG&E | MW | Commercial | Com - Nusing Home | Lighting | No | Lighting - Induction Fixture (Outdoor) | 0.0018584 | 0.0040971 | 0.0067339 | 0.0098025 | 0.013286 | 0.017137 | 0.021279 | 0.025762 | 0.030594 | 0.035767 | 0.041289 | 0.047126
SDG&E | MW | Commercial | Com - Nusing Home | Lighting | No | Lighting - Linear Fluorescent Delamping | 0.0016286 | 0.0032851 | 0.0053984 | 0.0079844 | 0.010974 | 0 | 0 | 0 | 0 | 0 | 0 | 0
SDG&E | MW | Commercial | Com - Nusing Home | Lighting | No | Lighting - Linear Fluorescent Fixture (Low Wattage T8) | 0.0057096 | 0.013088 | 0.02209 | 0.032789 | 0.045082 | 0.058731 | 0.073433 | 0.089247 | 0.10622 | 0.12429 | 0.14344 | 0.16353
SDG&E | MW | Commercial | Com - Nusing Home | Lighting | No | Lighting - Low Bay HID to T5 | 0 | 0 | 0 | 0.00055888 | 0.0012452 | 0.0019246 | 0.0025712 | 0.0031765 | 0.0039911 | 0.0048171 | 0.0055987 | 0.0063275
SDG&E | MW | Commercial | Com - Nusing Home | Lighting | No | Lighting - Plug-In Fixture (Compact Fluorescent) | 0.053498 | 0.10684 | 0.16008 | 0.21349 | 0.26674 | 0.26674 | 0.26674 | 0.26674 | 0.26674 | 0.26674 | 0.26674 | 0.26674
SDG&E | MW | Commercial | Com - Nusing Home | Lighting | No | Lighting - Plug-In Fixture (Induction) | 0 | 0 | 0 | 0.0045448 | 0.012468 | 0.021272 | 0.03049 | 0.040077 | 0.049973 | 0.06013 | 0.070567 | 0.081229
SDG&E | MW | Commercial | Com - Nusing Home | Lighting | No | Lighting - Plug-In Fixture (Linear Fluorescent) | 0.090479 | 0.18899 | 0.29412 | 0.40535 | 0.52098 | 0.52098 | 0.52098 | 0.52098 | 0.52098 | 0.52098 | 0.52098 | 0.52098
SDG&E | MW | Commercial | Com - Nusing Home | Lighting | No | Lighting - Plug-In Fixture (PSMH with Electronic Ballast) | 0.015281 | 0.03097 | 0.046582 | 0.061805 | 0.076152 | 0.089652 | 0.1024 | 0.11476 | 0.12693 | 0.13898 | 0.15099 | 0.16298
SDG&E | MW | Commercial | Com - Nusing Home | Lighting | No | Lighting - Plug-In Fixture (PSMH) | 0.015746 | 0.031893 | 0.047942 | 0.063211 | 0.077458 | 0.090747 | 0.1032 | 0.11518 | 0.12687 | 0.13836 | 0.14972 | 0.16098
SDG&E | MW | Commercial | Com - Nusing Home | SHW | No | SHW - EF Rated Instantaneous Water Heater (Electric) | 7.801e-05 | 0.0001743 | 0.00029047 | 0.00042826 | 0.00058648 | 0.00076223 | 0.00095117 | 0.0011554 | 0.0013752 | 0.0016096 | 0.001859 | 0.0021215
SDG&E | MW | Commercial | Com - Nusing Home | SHW | No | SHW - EF Rated Storage Water Heater (Electric) | 5.9965e-05 | 0.00013278 | 0.00013278 | 0.00013278 | 0.00013278 | 0.00013278 | 0.00013278 | 0.00013278 | 0.00013278 | 0.00013278 | 0.00013278 | 0.00013278
SDG&E | MW | Commercial | Com - Nusing Home | Service | No | HVAC - Comprehensive Rooftop Unit Quality Maintenance | 3.7258e-08 | 7.3153e-08 | 1.1036e-07 | 1.4837e-07 | 1.8653e-07 | 2.2419e-07 | 2.6066e-07 | 2.9532e-07 | 3.2767e-07 | 3.5731e-07 | 3.8403e-07 | 3.7047e-07
SDG&E | MW | Commercial | Com - Nusing Home | Service | No | Service - HVAC Fault Detection & Diagnositics | 2.925e-05 | 7.0344e-05 | 0.00011027 | 0.00014938 | 0.00018744 | 0.00022402 | 0.00025864 | 0.000292 | 0.00032439 | 0.00035593 | 0.00038688 | 0.00041719
SDG&E | MW | Commercial | Com - Nusing Home | Service | No | Service - Retro-Commissioning (Electric) | 0 | 0 | 0 | 0 | 0 | 0 | 0 | 0 | 9.4881e-05 | 0.00018705 | 0.00026099 | 0.00031502
SDG&E | MW | Commercial | Com - Nusing Home | WholeBlg | No | HVAC - Energy Management System | 1.4465e-05 | 3.0835e-05 | 4.6159e-05 | 6.0545e-05 | 7.3952e-05 | 8.632e-05 | 9.7582e-05 | 0.00010848 | 0.00011911 | 0.00012951 | 0.00013974 | 0.0001498
SDG&E | MW | Commercial | Com - Nusing Home | WholeBlg | No | WholeBlg - Com NC Level 2 | 0.0015405 | 0 | 0 | 0 | 0 | 0 | 0 | 0 | 0 | 0 | 0 | 0
SDG&E | MW | Commercial | Com - Nusing Home | WholeBlg | No | WholeBlg - Com NC Level 3 | 0.0010921 | 0.0010921 | 0.0010921 | 0.0010921 | 0.0010921 | 0.0010921 | 0.0010921 | 0 | 0 | 0 | 0 | 0
SDG&E | MW | Commercial | Com - Nusing Home | WholeBlg | No | WholeBlg - Com RET Level 1 | 0.014176 | 0.033621 | 0.058717 | 0.089878 | 0.12751 | 0.17205 | 0.22391 | 0.2835 | 0.3512 | 0.42733 | 0.51218 | 0.60624
SDG&E | MW | Commercial | Com - Nusing Home | WholeBlg | No | WholeBlg - Com RET Level 2 | 0.024725 | 0.058431 | 0.10182 | 0.15571 | 0.22088 | 0.29818 | 0.38841 | 0.49242 | 0.61094 | 0.74472 | 0.89432 | 1.06
SDG&E | MW | Commercial | Com - Office (Large) | AppPlug | No | AppPlug - Desktop Computer (Com - Power Management) | 0.045465 | 0.094772 | 0.14653 | 0.19998 | 0.25382 | 0.30667 | 0.35713 | 0.40489 | 0.44974 | 0.49156 | 0.53058 | 0.52144
SDG&E | MW | Commercial | Com - Office (Large) | AppPlug | No | AppPlug - Occupancy Sensor Plug Strip | 0 | 0 | 0 | 0 | 0 | 0 | 0 | 0 | 0 | 0.08597 | 0.17191 | 0.24456
SDG&E | MW | Commercial | Com - Office (Large) | BldgEnv | No | BldgEnv - Wall Spray On Insulation | 0.028862 | 0.056281 | 0.082329 | 0.10707 | 0.13058 | 0.15292 | 0.17413 | 0.16543 | 0.15715 | 0.1493 | 0.14183 | 0.13474
SDG&E | MW | Commercial | Com - Office (Large) | BldgEnv | No | BldgEnv - Window Film | 0 | 0 | 0 | 0 | 0.071757 | 0.22282 | 0.42799 | 0.66014 | 0.8993 | 1.1367 | 1.3683 | 1.5932
SDG&E | MW | Commercial | Com - Office (Large) | FoodServ | No | FoodServ - Electric Steamer | 0.0075459 | 0.015578 | 0.024113 | 0.033201 | 0.042749 | 0.052618 | 0.062635 | 0.072912 | 0.083474 | 0.09431 | 0.10545 | 0.11685
SDG&E | MW | Commercial | Com - Office (Large) | FoodServ | No | FoodServ - Oven (Electric) | 0.0064541 | 0.013464 | 0.021065 | 0.029317 | 0.038149 | 0.04743 | 0.056991 | 0.066928 | 0.077258 | 0.087957 | 0.099043 | 0.11046
SDG&E | MW | Commercial | Com - Office (Large) | HVAC | No | HVAC - Chiller (Centrifugal) | 0.12637 | 0.25525 | 0.38667 | 0.52065 | 0.65717 | 0.79618 | 0.9375 | 1.0808 | 1.2259 | 1.3728 | 1.5215 | 1.6721
SDG&E | MW | Commercial | Com - Office (Large) | HVAC | No | HVAC - Chiller (Reciprocating) | 0.20625 | 0.41358 | 0.62236 | 0.83414 | 1.0474 | 1.2601 | 1.4696 | 1.6789 | 1.8893 | 2.1009 | 2.315 | 2.531
SDG&E | MW | Commercial | Com - Office (Large) | HVAC | No | HVAC - Demand Controlled Ventilation | 0.0049775 | 0.010353 | 0.015754 | 0.021108 | 0.026308 | 0.031251 | 0.035841 | 0.040107 | 0.044061 | 0.047725 | 0.051133 | 0.049324
SDG&E | MW | Commercial | Com - Office (Large) | HVAC | No | HVAC - EER Rated Package Rooftop AC (EER 11) | 0 | 0 | 0.042089 | 0.16846 | 0.30174 | 0.43875 | 0.57612 | 0.71526 | 0.85658 | 1.0001 | 1.1463 | 1.2949
SDG&E | MW | Commercial | Com - Office (Large) | HVAC | No | HVAC - SEER Rated Package Rooftop AC (Recharge) | 0 | 0.29512 | 0.57587 | 0.82403 | 1.0362 | 0.92114 | 0.79258 | 0.67224 | 0.57177 | 0.49229 | 0.4306 | 0.38423
SDG&E | MW | Commercial | Com - Office (Large) | HVAC | No | HVAC - SEER Rated Package Rooftop AC (SEER 14) | 0.26535 | 0.53193 | 0.53193 | 0.53193 | 0.53193 | 0.53193 | 0.53193 | 0.53193 | 0.53193 | 0.53193 | 0.53193 | 0.53193
SDG&E | MW | Commercial | Com - Office (Large) | HVAC | No | HVAC - SEER Rated Package Rooftop AC (SEER 15) | 0.40622 | 0.81501 | 1.0064 | 1.2007 | 1.3969 | 1.5932 | 1.7874 | 1.9822 | 2.1786 | 2.3768 | 2.5778 | 2.7812
SDG&E | MW | Commercial | Com - Office (Large) | HVAC | No | HVAC - SEER Rated Package Rooftop HP (SEER 14) | 0.051317 | 0.10271 | 0.10271 | 0.10271 | 0.10271 | 0.10271 | 0.10271 | 0.10271 | 0.10271 | 0.10271 | 0.10271 | 0.10271
SDG&E | MW | Commercial | Com - Office (Large) | HVAC | No | HVAC - SEER Rated Package Rooftop HP (SEER 15) | 0.19344 | 0.38736 | 0.47782 | 0.56953 | 0.66174 | 0.75335 | 0.84305 | 0.93248 | 1.0223 | 1.1126 | 1.2039 | 1.2961
SDG&E | MW | Commercial | Com - Office (Large) | HVAC | No | HVAC - SEER Rated Split System AC (SEER 14) | 0.12085 | 0.24182 | 0.3633 | 0.3633 | 0.3633 | 0.3633 | 0.3633 | 0.3633 | 0.3633 | 0.3633 | 0.3633 | 0.3633
SDG&E | MW | Commercial | Com - Office (Large) | HVAC | No | HVAC - SEER Rated Split System AC (SEER 15) | 0.10781 | 0.22026 | 0.27466 | 0.33164 | 0.39072 | 0.45115 | 0.51202 | 0.57414 | 0.63779 | 0.70302 | 0.77009 | 0.83883
SDG&E | MW | Commercial | Com - Office (Large) | HVAC | No | HVAC - SEER Rated Split System HP (SEER 14) | 0.21237 | 0.4252 | 0.45403 | 0.48321 | 0.51251 | 0.5416 | 0.57009 | 0.59847 | 0.62692 | 0.6555 | 0.68437 | 0.71346
SDG&E | MW | Commercial | Com - Office (Large) | HVAC | No | HVAC - SEER Rated Split System HP (SEER 15) | 0.10221 | 0.20473 | 0.25257 | 0.30103 | 0.34976 | 0.39821 | 0.44573 | 0.49312 | 0.54068 | 0.5885 | 0.63684 | 0.6856
SDG&E | MW | Commercial | Com - Office (Large) | Lighting | Yes | Lighting - LED Fixture (Replacing T8) - Emerging | 0 | 0.041867 | 0.13417 | 0.28996 | 0.51881 | 0.83062 | 1.229 | 1.733 | 2.3517 | 3.0957 | 3.9787 | 5.0024
SDG&E | MW | Commercial | Com - Office (Large) | Lighting | Yes | Lighting - LED Lamp (Basic High - Indoor) - Emerging | 0.003624 | 0.0094158 | 0.017017 | 0.025664 | 0.035487 | 0.03759 | 0.03564 | 0.033167 | 0.03087 | 0.025034 | 0.031775 | 0.039425
SDG&E | MW | Commercial | Com - Office (Large) | Lighting | Yes | Lighting - LED Lamp (Basic Low - Indoor) - Emerging | 0.010594 | 0.025097 | 0.042287 | 0.062412 | 0.085611 | 0.090331 | 0.085354 | 0.08075 | 0.076366 | 0.061576 | 0.077709 | 0.096317
SDG&E | MW | Commercial | Com - Office (Large) | Lighting | Yes | Lighting - LED Plug-In Indoor Fixture - Emerging | 0.021724 | 0.048878 | 0.082138 | 0.12225 | 0.16959 | 0.17267 | 0.17607 | 0.18009 | 0.18525 | 0.19162 | 0.19927 | 0.20823
SDG&E | MW | Commercial | Com - Office (Large) | Lighting | No | Lighting - Cold Cathode Lamp | 0.0066855 | 0.013863 | 0.021478 | 0.02952 | 0.037909 | 0.037909 | 0.037909 | 0.037909 | 0.031223 | 0.024045 | 0.01643 | 0.0083882
SDG&E | MW | Commercial | Com - Office (Large) | Lighting | No | Lighting - Compact Fluorescent Fixture (Indoor) | 1.9099 | 3.9817 | 6.2186 | 8.6282 | 11.2008 | 9.2909 | 7.2191 | 4.9822 | 2.5726 | 0 | 0 | 0
SDG&E | MW | Commercial | Com - Office (Large) | Lighting | No | Lighting - Compact Fluorescent Lamp (Basic High - Indoor) | 0.28821 | 0.57878 | 0.87199 | 1.1691 | 1.4692 | 1.181 | 0.89047 | 0.59726 | 0.30016 | 0 | 0 | 0
SDG&E | MW | Commercial | Com - Office (Large) | Lighting | No | Lighting - Compact Fluorescent Lamp (Basic Low - Indoor) | 0.3709 | 0.74403 | 1.1205 | 1.5011 | 1.8848 | 1.5139 | 1.1408 | 0.76436 | 0.38376 | 0 | 0 | 0
SDG&E | MW | Commercial | Com - Office (Large) | Lighting | No | Lighting - Exit Fixture (LED) | 0.19982 | 0.39253 | 0.56515 | 0.70917 | 0.82402 | 0.91424 | 0.82071 | 0.72114 | 0.63443 | 0.56784 | 0.52204 | 0.49352
SDG&E | MW | Commercial | Com - Office (Large) | Lighting | No | Lighting - Halogen Lamp (A-Line) | 0.0014679 | 0.0033938 | 0.0043262 | 0.0053411 | 0.0064727 | 0.0035319 | 0 | 0 | 0 | 0 | 0 | 0
SDG&E | MW | Commercial | Com - Office (Large) | Lighting | No | Lighting - Halogen Lamp (Reflector) | 0.00053963 | 0.001229 | 0.0015226 | 0.0018194 | 0.0021294 | 0.0024415 | 0.0027197 | 0.0029648 | 0.0031909 | 0.0033961 | 0.0036099 | 0.0038133
SDG&E | MW | Commercial | Com - Office (Large) | Lighting | No | Lighting - High Bay HID to T5 | 0 | 0 | 0.020572 | 0.073391 | 0.12479 | 0.17421 | 0.22099 | 0.28673 | 0.38358 | 0.47787 | 0.56937 | 0.65737
SDG&E | MW | Commercial | Com - Office (Large) | Lighting | No | Lighting - Induction Fixture (Indoor) | 0.031112 | 0.069554 | 0.11562 | 0.16989 | 0.23209 | 0.30136 | 0.3763 | 0.45772 | 0.54572 | 0.64003 | 0.7407 | 0.84702
SDG&E | MW | Commercial | Com - Office (Large) | Lighting | No | Lighting - Induction Fixture (Outdoor) | 0.011795 | 0.026003 | 0.042737 | 0.062212 | 0.08432 | 0.10876 | 0.13505 | 0.1635 | 0.19417 | 0.22699 | 0.26204 | 0.29908
SDG&E | MW | Commercial | Com - Office (Large) | Lighting | No | Lighting - Linear Fluorescent Delamping | 0.004909 | 0.0099026 | 0.016265 | 0.024046 | 0.024046 | 0 | 0 | 0 | 0 | 0 | 0 | 0
SDG&E | MW | Commercial | Com - Office (Large) | Lighting | No | Lighting - Linear Fluorescent Fixture (Low Wattage T8) | 0.11093 | 0.24659 | 0.40514 | 0.58715 | 0.79077 | 1.0124 | 1.2473 | 1.4961 | 1.7586 | 2.0328 | 2.3176 | 2.6101
SDG&E | MW | Commercial | Com - Office (Large) | Lighting | No | Lighting - Occupancy Sensor | 0 | 0 | 0 | 0 | 0 | 0 | 0 | 0 | 0 | 0 | 0 | 0.19756
SDG&E | MW | Commercial | Com - Office (Large) | Lighting | No | Lighting - Plug-In Fixture (Compact Fluorescent) | 0.37341 | 0.74559 | 1.117 | 1.4894 | 1.8606 | 1.8606 | 1.8606 | 1.8606 | 1.8606 | 1.8606 | 1.8606 | 1.8606
SDG&E | MW | Commercial | Com - Office (Large) | Lighting | No | Lighting - Plug-In Fixture (Induction) | 0 | 0 | 0 | 0 | 0 | 0.014774 | 0.059457 | 0.11028 | 0.1662 | 0.22597 | 0.28899 | 0.35444
SDG&E | MW | Commercial | Com - Office (Large) | Lighting | No | Lighting - Plug-In Fixture (Linear Fluorescent) | 0.62411 | 1.3051 | 2.0329 | 2.8035 | 3.6053 | 3.6053 | 3.6053 | 3.6053 | 3.6053 | 3.6053 | 3.6053 | 3.6053
SDG&E | MW | Commercial | Com - Office (Large) | Lighting | No | Lighting - Plug-In Fixture (PSMH with Electronic Ballast) | 0.11154 | 0.22875 | 0.34531 | 0.46248 | 0.57926 | 0.69105 | 0.79123 | 0.8863 | 0.97801 | 1.0675 | 1.156 | 1.2437
SDG&E | MW | Commercial | Com - Office (Large) | Lighting | No | Lighting - Plug-In Fixture (PSMH) | 0.11752 | 0.24135 | 0.36455 | 0.48828 | 0.6114 | 0.72919 | 0.83651 | 0.9368 | 1.0321 | 1.1238 | 1.2134 | 1.3012
SDG&E | MW | Commercial | Com - Office (Large) | SHW | No | SHW - EF Rated Instantaneous Water Heater (Electric) | 8.632e-05 | 0.00019277 | 0.00032015 | 0.00046982 | 0.00064041 | 0.00082889 | 0.0010308 | 0.0012485 | 0.0014822 | 0.0017309 | 0.0019951 | 0.0022727
SDG&E | MW | Commercial | Com - Office (Large) | SHW | No | SHW - EF Rated Storage Water Heater (Electric) | 7.5919e-05 | 0.00016819 | 0.00016819 | 0.00016819 | 0.00016819 | 0.00016819 | 0.00016819 | 0.00016819 | 0.00016819 | 0.00016819 | 0.00016819 | 0.00016819
SDG&E | MW | Commercial | Com - Office (Large) | Service | No | HVAC - Comprehensive Rooftop Unit Quality Maintenance | 2.3646e-07 | 4.6426e-07 | 7.0038e-07 | 9.4159e-07 | 1.1838e-06 | 1.4228e-06 | 1.6543e-06 | 1.8743e-06 | 2.0796e-06 | 2.2677e-06 | 2.4372e-06 | 2.3512e-06
SDG&E | MW | Commercial | Com - Office (Large) | Service | No | Service - HVAC Fault Detection & Diagnositics | 0.00018563 | 0.00044643 | 0.00069979 | 0.00094803 | 0.0011896 | 0.0014218 | 0.0016415 | 0.0018532 | 0.0020587 | 0.0022589 | 0.0024553 | 0.0026477
SDG&E | MW | Commercial | Com - Office (Large) | Service | No | Service - Retro-Commissioning (Electric) | 0 | 0 | 0 | 0 | 0 | 0 | 0 | 0 | 0.00060216 | 0.0011871 | 0.0016564 | 0.0019993
SDG&E | MW | Commercial | Com - Office (Large) | WholeBlg | No | HVAC - Energy Management System | 9.1799e-05 | 0.00019569 | 0.00029295 | 0.00038425 | 0.00046933 | 0.00054783 | 0.0006193 | 0.00068849 | 0.00075595 | 0.0008219 | 0.00088687 | 0.00095073
SDG&E | MW | Commercial | Com - Office (Large) | WholeBlg | No | WholeBlg - Com NC Level 2 | 0.0097846 | 0 | 0 | 0 | 0 | 0 | 0 | 0 | 0 | 0 | 0 | 0
SDG&E | MW | Commercial | Com - Office (Large) | WholeBlg | No | WholeBlg - Com NC Level 3 | 0.006905 | 0.006905 | 0.006905 | 0.006905 | 0.006905 | 0.006905 | 0.006905 | 0 | 0 | 0 | 0 | 0
SDG&E | MW | Commercial | Com - Office (Large) | WholeBlg | No | WholeBlg - Com RET Level 1 | 0.10625 | 0.25195 | 0.44002 | 0.67364 | 0.95598 | 1.2904 | 1.68 | 2.1281 | 2.6374 | 3.2107 | 3.85 | 4.5571
SDG&E | MW | Commercial | Com - Office (Large) | WholeBlg | No | WholeBlg - Com RET Level 2 | 0.18456 | 0.43624 | 0.7604 | 1.1633 | 1.6509 | 2.2297 | 2.906 | 3.6864 | 4.5764 | 5.582 | 6.7075 | 7.9573
SDG&E | MW | Commercial | Com - Office (Small) | AppPlug | No | AppPlug - Desktop Computer (Com - Power Management) | 0.021394 | 0.044596 | 0.068951 | 0.094105 | 0.11944 | 0.14431 | 0.16805 | 0.19052 | 0.21163 | 0.23131 | 0.24967 | 0.24537
SDG&E | MW | Commercial | Com - Office (Small) | AppPlug | No | AppPlug - Occupancy Sensor Plug Strip | 0 | 0 | 0 | 0 | 0 | 0 | 0 | 0 | 0 | 0.040454 | 0.080895 | 0.11508
SDG&E | MW | Commercial | Com - Office (Small) | BldgEnv | No | BldgEnv - Wall Spray On Insulation | 0.016494 | 0.032164 | 0.04705 | 0.061191 | 0.074626 | 0.087389 | 0.099513 | 0.094538 | 0.089811 | 0.08532 | 0.081054 | 0.077002
SDG&E | MW | Commercial | Com - Office (Small) | BldgEnv | No | BldgEnv - Window Film | 0.054817 | 0.10415 | 0.15496 | 0.21264 | 0.27654 | 0.34505 | 0.41665 | 0.49118 | 0.56802 | 0.64746 | 0.72894 | 0.75679
SDG&E | MW | Commercial | Com - Office (Small) | HVAC | No | HVAC - Chiller (Centrifugal) | 0.092784 | 0.18749 | 0.28415 | 0.38284 | 0.48349 | 0.58608 | 0.69049 | 0.79643 | 0.90385 | 1.0127 | 1.1229 | 1.2347
SDG&E | MW | Commercial | Com - Office (Small) | HVAC | No | HVAC - Chiller (Reciprocating) | 0.13601 | 0.27302 | 0.41128 | 0.55172 | 0.69343 | 0.83516 | 0.97537 | 1.1158 | 1.2571 | 1.3995 | 1.5436 | 1.6892
SDG&E | MW | Commercial | Com - Office (Small) | HVAC | No | HVAC - Direct Evaporative Cooler | 0.46779 | 0.93508 | 1.4058 | 1.8825 | 2.3653 | 2.8537 | 3.3464 | 3.845 | 4.3497 | 4.8645 | 5.3918 | 5.9308
SDG&E | MW | Commercial | Com - Office (Small) | HVAC | No | HVAC - EER Rated Package Rooftop AC (EER 11) | 0 | 0 | 0 | 0 | 0.023396 | 0.094146 | 0.16716 | 0.24268 | 0.32045 | 0.4001 | 0.48174 | 0.56503
SDG&E | MW | Commercial | Com - Office (Small) | HVAC | No | HVAC - SEER Rated Package Rooftop AC (Recharge) | 0 | 0 | 0 | 0 | 0 | 0.11609 | 0.22439 | 0.31328 | 0.38352 | 0.32737 | 0.273 | 0.23266
SDG&E | MW | Commercial | Com - Office (Small) | HVAC | No | HVAC - SEER Rated Package Rooftop AC (SEER 14) | 0.16658 | 0.33398 | 0.33398 | 0.33398 | 0.33398 | 0.33398 | 0.33398 | 0.33398 | 0.33398 | 0.33398 | 0.33398 | 0.33398
SDG&E | MW | Commercial | Com - Office (Small) | HVAC | No | HVAC - SEER Rated Package Rooftop AC (SEER 15) | 0.23163 | 0.46472 | 0.57383 | 0.68461 | 0.79642 | 0.9083 | 1.019 | 1.13 | 1.2419 | 1.3549 | 1.4695 | 1.5855
SDG&E | MW | Commercial | Com - Office (Small) | HVAC | No | HVAC - SEER Rated Package Rooftop HP (SEER 14) | 0.029362 | 0.058768 | 0.058768 | 0.058768 | 0.058768 | 0.058768 | 0.058768 | 0.058768 | 0.058768 | 0.058768 | 0.058768 | 0.058768
SDG&E | MW | Commercial | Com - Office (Small) | HVAC | No | HVAC - SEER Rated Package Rooftop HP (SEER 15) | 0.11016 | 0.22062 | 0.27216 | 0.32444 | 0.37704 | 0.42931 | 0.48051 | 0.53158 | 0.58288 | 0.63451 | 0.68679 | 0.73958
SDG&E | MW | Commercial | Com - Office (Small) | HVAC | No | HVAC - SEER Rated Split System AC (SEER 14) | 0.039627 | 0.07914 | 0.11843 | 0.11843 | 0.11843 | 0.11843 | 0.11843 | 0.11843 | 0.11843 | 0.11843 | 0.11843 | 0.11843
SDG&E | MW | Commercial | Com - Office (Small) | HVAC | No | HVAC - SEER Rated Split System AC (SEER 15) | 0.031062 | 0.063272 | 0.078651 | 0.094486 | 0.11061 | 0.12681 | 0.14283 | 0.15889 | 0.17504 | 0.19136 | 0.20794 | 0.22472
SDG&E | MW | Commercial | Com - Office (Small) | HVAC | No | HVAC - SEER Rated Split System HP (SEER 14) | 0.11906 | 0.2384 | 0.25456 | 0.27093 | 0.28737 | 0.30369 | 0.31967 | 0.3356 | 0.35157 | 0.36762 | 0.38384 | 0.40019
SDG&E | MW | Commercial | Com - Office (Small) | HVAC | No | HVAC - SEER Rated Split System HP (SEER 15) | 0.057517 | 0.11523 | 0.14217 | 0.16948 | 0.19695 | 0.22429 | 0.25111 | 0.27788 | 0.30476 | 0.33181 | 0.35918 | 0.3868
SDG&E | MW | Commercial | Com - Office (Small) | Lighting | Yes | Lighting - LED Fixture (Replacing T8) - Emerging | 0 | 0.018993 | 0.060473 | 0.13059 | 0.23369 | 0.37428 | 0.55404 | 0.78164 | 1.061 | 1.3971 | 1.7959 | 2.2581
SDG&E | MW | Commercial | Com - Office (Small) | Lighting | Yes | Lighting - LED Lamp (Basic High - Indoor) - Emerging | 0.0018063 | 0.0046938 | 0.0084881 | 0.012807 | 0.017718 | 0.01877 | 0.017804 | 0.016575 | 0.015434 | 0.012525 | 0.015902 | 0.019735
SDG&E | MW | Commercial | Com - Office (Small) | Lighting | Yes | Lighting - LED Lamp (Basic Low - Indoor) - Emerging | 0.0052932 | 0.012543 | 0.021142 | 0.031219 | 0.042847 | 0.045212 | 0.042731 | 0.040434 | 0.03824 | 0.030838 | 0.038921 | 0.048243
SDG&E | MW | Commercial | Com - Office (Small) | Lighting | Yes | Lighting - LED Plug-In Indoor Fixture - Emerging | 0.0082137 | 0.018374 | 0.030909 | 0.046252 | 0.06471 | 0.065936 | 0.06732 | 0.068891 | 0.07091 | 0.073454 | 0.076573 | 0.080295
SDG&E | MW | Commercial | Com - Office (Small) | Lighting | No | Lighting - Cold Cathode Lamp | 0.0041515 | 0.0086323 | 0.013402 | 0.018451 | 0.023723 | 0.023723 | 0.023723 | 0.023723 | 0.023723 | 0.019572 | 0.015091 | 0.010321
SDG&E | MW | Commercial | Com - Office (Small) | Lighting | No | Lighting - Compact Fluorescent Fixture (Indoor) | 0.95649 | 1.994 | 3.1142 | 4.3207 | 5.6087 | 4.6522 | 3.6147 | 2.4945 | 1.288 | 0 | 0 | 0
SDG&E | MW | Commercial | Com - Office (Small) | Lighting | No | Lighting - Compact Fluorescent Lamp (Basic High - Indoor) | 0.14433 | 0.28984 | 0.43666 | 0.58542 | 0.73571 | 0.59138 | 0.44587 | 0.29906 | 0.15029 | 0 | 0 | 0
SDG&E | MW | Commercial | Com - Office (Small) | Lighting | No | Lighting - Compact Fluorescent Lamp (Basic Low - Indoor) | 0.18571 | 0.37253 | 0.561 | 0.75154 | 0.94365 | 0.75794 | 0.57112 | 0.38265 | 0.1921 | 0 | 0 | 0
SDG&E | MW | Commercial | Com - Office (Small) | Lighting | No | Lighting - Exit Fixture (LED) | 0.093955 | 0.18457 | 0.26575 | 0.33348 | 0.38751 | 0.42996 | 0.38602 | 0.33922 | 0.29847 | 0.26717 | 0.24563 | 0.23221
SDG&E | MW | Commercial | Com - Office (Small) | Lighting | No | Lighting - Halogen Lamp (A-Line) | 0.00069078 | 0.0015974 | 0.002037 | 0.0025155 | 0.0030492 | 0.001664 | 0 | 0 | 0 | 0 | 0 | 0
SDG&E | MW | Commercial | Com - Office (Small) | Lighting | No | Lighting - Halogen Lamp (Reflector) | 0.00025367 | 0.00057798 | 0.0007166 | 0.00085683 | 0.0010035 | 0.0011527 | 0.0012857 | 0.0014025 | 0.0015106 | 0.0016095 | 0.0017119 | 0.0018083
SDG&E | MW | Commercial | Com - Office (Small) | Lighting | No | Lighting - High Bay HID to T5 | 0 | 0 | 0 | 0.014007 | 0.037158 | 0.05942 | 0.080489 | 0.10079 | 0.13459 | 0.17706 | 0.21827 | 0.25791
SDG&E | MW | Commercial | Com - Office (Small) | Lighting | No | Lighting - Induction Fixture (Indoor) | 0.014301 | 0.031971 | 0.05314 | 0.078078 | 0.10665 | 0.13846 | 0.17287 | 0.21025 | 0.25064 | 0.29391 | 0.34009 | 0.38885
SDG&E | MW | Commercial | Com - Office (Small) | Lighting | No | Lighting - Induction Fixture (Outdoor) | 0.0055502 | 0.012236 | 0.02011 | 0.029274 | 0.039677 | 0.051177 | 0.063549 | 0.076935 | 0.091366 | 0.10681 | 0.1233 | 0.14074
SDG&E | MW | Commercial | Com - Office (Small) | Lighting | No | Lighting - Linear Fluorescent Delamping | 0.002232 | 0.0045024 | 0.0073951 | 0.010932 | 0.010932 | 0 | 0 | 0 | 0 | 0 | 0 | 0
SDG&E | MW | Commercial | Com - Office (Small) | Lighting | No | Lighting - Linear Fluorescent Fixture (Low Wattage T8) | 0.049931 | 0.11099 | 0.18228 | 0.2641 | 0.35563 | 0.45524 | 0.56079 | 0.67257 | 0.79046 | 0.9136 | 1.0415 | 1.1728
SDG&E | MW | Commercial | Com - Office (Small) | Lighting | No | Lighting - Occupancy Sensor | 0 | 0 | 0 | 0 | 0 | 0.20143 | 0.3906 | 0.55296 | 0.49174 | 0.42587 | 0.37422 | 0.33645
SDG&E | MW | Commercial | Com - Office (Small) | Lighting | No | Lighting - Plug-In Fixture (Compact Fluorescent) | 0.17819 | 0.35649 | 0.53521 | 0.71531 | 0.8956 | 0.8956 | 0.8956 | 0.8956 | 0.8956 | 0.8956 | 0.8956 | 0.8956
SDG&E | MW | Commercial | Com - Office (Small) | Lighting | No | Lighting - Plug-In Fixture (Induction) | 0 | 0 | 0 | 0 | 0 | 0.013294 | 0.035587 | 0.061229 | 0.089326 | 0.11922 | 0.15063 | 0.18319
SDG&E | MW | Commercial | Com - Office (Small) | Lighting | No | Lighting - Plug-In Fixture (Linear Fluorescent) | 0.31105 | 0.64734 | 1.0047 | 1.3817 | 1.7732 | 1.7732 | 1.7732 | 1.7732 | 1.7732 | 1.7732 | 1.7732 | 1.7732
SDG&E | MW | Commercial | Com - Office (Small) | Lighting | No | Lighting - Plug-In Fixture (PSMH with Electronic Ballast) | 0.055991 | 0.11506 | 0.17375 | 0.23276 | 0.29155 | 0.3466 | 0.39655 | 0.44382 | 0.48949 | 0.53416 | 0.57841 | 0.62234
SDG&E | MW | Commercial | Com - Office (Small) | Lighting | No | Lighting - Plug-In Fixture (PSMH) | 0.059038 | 0.12159 | 0.18386 | 0.24644 | 0.30875 | 0.36712 | 0.42073 | 0.47069 | 0.5183 | 0.56427 | 0.60925 | 0.65341
SDG&E | MW | Commercial | Com - Office (Small) | SHW | No | SHW - EF Rated Instantaneous Water Heater (Electric) | 0.00023048 | 0.00051492 | 0.00085651 | 0.0012595 | 0.0017203 | 0.0022307 | 0.0027786 | 0.00337 | 0.0040055 | 0.0046828 | 0.0054025 | 0.0061593
SDG&E | MW | Commercial | Com - Office (Small) | SHW | No | SHW - EF Rated Storage Water Heater (Electric) | 0.00018327 | 0.00040593 | 0.00040593 | 0.00040593 | 0.00040593 | 0.00040593 | 0.00040593 | 0.00040593 | 0.00040593 | 0.00040593 | 0.00040593 | 0.00040593
SDG&E | MW | Commercial | Com - Office (Small) | Service | No | HVAC - Comprehensive Rooftop Unit Quality Maintenance | 1.1127e-07 | 2.1846e-07 | 3.2957e-07 | 4.4308e-07 | 5.5705e-07 | 6.6951e-07 | 7.7843e-07 | 8.8195e-07 | 9.7855e-07 | 1.0671e-06 | 1.1469e-06 | 1.1064e-06
SDG&E | MW | Commercial | Com - Office (Small) | Service | No | Service - HVAC Fault Detection & Diagnositics | 8.7351e-05 | 0.00021007 | 0.00032929 | 0.0004461 | 0.00055975 | 0.00066902 | 0.00077241 | 0.00087202 | 0.00096875 | 0.0010629 | 0.0011554 | 0.0012459
SDG&E | MW | Commercial | Com - Office (Small) | Service | No | Service - Retro-Commissioning (Electric) | 0 | 0 | 0 | 0 | 0 | 0 | 0 | 0 | 0.00028335 | 0.00055861 | 0.00077943 | 0.00094077
SDG&E | MW | Commercial | Com - Office (Small) | WholeBlg | No | HVAC - Energy Management System | 4.3197e-05 | 9.2084e-05 | 0.00013785 | 0.00018081 | 0.00022085 | 0.00025778 | 0.00029142 | 0.00032397 | 0.00035572 | 0.00038675 | 0.00041732 | 0.00044737
SDG&E | MW | Commercial | Com - Office (Small) | WholeBlg | No | WholeBlg - Com NC Level 2 | 0.0046017 | 0 | 0 | 0 | 0 | 0 | 0 | 0 | 0 | 0 | 0 | 0
SDG&E | MW | Commercial | Com - Office (Small) | WholeBlg | No | WholeBlg - Com NC Level 3 | 0.0032569 | 0.0032569 | 0.0032569 | 0.0032569 | 0.0032569 | 0.0032569 | 0.0032569 | 0 | 0 | 0 | 0 | 0
SDG&E | MW | Commercial | Com - Office (Small) | WholeBlg | No | WholeBlg - Com RET Level 1 | 0.049854 | 0.11843 | 0.20714 | 0.31758 | 0.45124 | 0.6098 | 0.79479 | 1.0078 | 1.2502 | 1.5233 | 1.8282 | 2.1657
SDG&E | MW | Commercial | Com - Office (Small) | WholeBlg | No | WholeBlg - Com RET Level 2 | 0.088086 | 0.20826 | 0.36307 | 0.55553 | 0.78848 | 1.065 | 1.3881 | 1.7608 | 2.1858 | 2.6658 | 3.203 | 3.7995
SDG&E | MW | Commercial | Com - Restaurant (Fast Food) | AppPlug | No | AppPlug - Desktop Computer (Com - Power Management) | 0.0028279 | 0.0058954 | 0.0090806 | 0.012342 | 0.015604 | 0.018793 | 0.02183 | 0.024705 | 0.027409 | 0.029936 | 0.032301 | 0.031679
SDG&E | MW | Commercial | Com - Restaurant (Fast Food) | AppPlug | No | AppPlug - Occupancy Sensor Plug Strip | 0 | 0 | 0 | 0 | 0 | 0 | 0 | 0 | 0 | 0.0058057 | 0.011606 | 0.016504
SDG&E | MW | Commercial | Com - Restaurant (Fast Food) | BldgEnv | No | BldgEnv - Wall Spray On Insulation | 0.0029217 | 0.0056974 | 0.0083342 | 0.010839 | 0.013219 | 0.01548 | 0.017628 | 0.016746 | 0.015909 | 0.015113 | 0.014358 | 0.01364
SDG&E | MW | Commercial | Com - Restaurant (Fast Food) | BldgEnv | No | BldgEnv - Window Film | 0 | 0 | 0.0044159 | 0.013786 | 0.026482 | 0.040641 | 0.054979 | 0.068956 | 0.082376 | 0.095351 | 0.10797 | 0.12028
SDG&E | MW | Commercial | Com - Restaurant (Fast Food) | ComRefrig | No | ComRefrig - Strip Curtain for Walk In Refrigerator | 0 | 0.038964 | 0.080266 | 0.12317 | 0.16621 | 0.20747 | 0.20612 | 0.19736 | 0.18121 | 0.15913 | 0.13348 | 0.10685
SDG&E | MW | Commercial | Com - Restaurant (Fast Food) | FoodServ | No | FoodServ - Electric Griddle | 3.2581e-05 | 6.8583e-05 | 0.00010833 | 0.00015228 | 0.00020019 | 0.00025143 | 0.00030509 | 0.00036175 | 0.0004215 | 0.00048417 | 0.00054984 | 0.00061814
SDG&E | MW | Commercial | Com - Restaurant (Fast Food) | FoodServ | No | FoodServ - Electric Steamer | 0.024485 | 0.050548 | 0.07824 | 0.10772 | 0.1387 | 0.17071 | 0.2032 | 0.23653 | 0.27078 | 0.30592 | 0.34204 | 0.379
SDG&E | MW | Commercial | Com - Restaurant (Fast Food) | FoodServ | No | FoodServ - Fryer (Electric) | 0 | 0 | 0 | 0 | 0 | 0 | 0 | 0 | 0 | 0 | 0.0016987 | 0.0034665
SDG&E | MW | Commercial | Com - Restaurant (Fast Food) | FoodServ | No | FoodServ - Grill to Order Cabinet | 0.01221 | 0.025779 | 0.040854 | 0.057634 | 0.076038 | 0.095836 | 0.11667 | 0.13877 | 0.16215 | 0.18674 | 0.21257 | 0.23947
SDG&E | MW | Commercial | Com - Restaurant (Fast Food) | FoodServ | No | FoodServ - Oven (Electric) | 0.0048866 | 0.010194 | 0.015948 | 0.022195 | 0.02888 | 0.035905 | 0.04314 | 0.050661 | 0.058477 | 0.066572 | 0.07496 | 0.083599
SDG&E | MW | Commercial | Com - Restaurant (Fast Food) | HVAC | Yes | HVAC - Advanced Package Rooftop AC (> EER 12) - Emerging | 0 | 0 | 0.00010306 | 0.00036883 | 0.00083277 | 0.001519 | 0.0024519 | 0.0036514 | 0.0051394 | 0.0069391 | 0.0090726 | 0.011573
SDG&E | MW | Commercial | Com - Restaurant (Fast Food) | HVAC | No | HVAC - Direct Evaporative Cooler | 0.098055 | 0.19551 | 0.29291 | 0.39064 | 0.48874 | 0.58709 | 0.68551 | 0.78431 | 0.88358 | 0.98342 | 1.0839 | 1.1851
SDG&E | MW | Commercial | Com - Restaurant (Fast Food) | HVAC | No | HVAC - EER Rated Package Rooftop AC (EER 11) | 0 | 0 | 0 | 0 | 0 | 0 | 0.01511 | 0.030972 | 0.0475 | 0.064561 | 0.082126 | 0.1001
SDG&E | MW | Commercial | Com - Restaurant (Fast Food) | HVAC | No | HVAC - SEER Rated Package Rooftop AC (Recharge) | 0 | 0 | 0.026672 | 0.051039 | 0.071497 | 0.089211 | 0.078482 | 0.068464 | 0.06092 | 0.054828 | 0.049346 | 0.044411
SDG&E | MW | Commercial | Com - Restaurant (Fast Food) | HVAC | No | HVAC - SEER Rated Package Rooftop AC (SEER 14) | 0.03334 | 0.066841 | 0.066841 | 0.066841 | 0.066841 | 0.066841 | 0.066841 | 0.066841 | 0.066841 | 0.066841 | 0.066841 | 0.066841
SDG&E | MW | Commercial | Com - Restaurant (Fast Food) | HVAC | No | HVAC - SEER Rated Package Rooftop AC (SEER 15) | 0.06249 | 0.12528 | 0.15464 | 0.18442 | 0.21446 | 0.24443 | 0.27398 | 0.30356 | 0.33335 | 0.36342 | 0.39391 | 0.42478
SDG&E | MW | Commercial | Com - Restaurant (Fast Food) | HVAC | No | HVAC - SEER Rated Package Rooftop HP (SEER 14) | 0.0074731 | 0.014965 | 0.014965 | 0.014965 | 0.014965 | 0.014965 | 0.014965 | 0.014965 | 0.014965 | 0.014965 | 0.014965 | 0.014965
SDG&E | MW | Commercial | Com - Restaurant (Fast Food) | HVAC | No | HVAC - SEER Rated Package Rooftop HP (SEER 15) | 0.028928 | 0.057955 | 0.071498 | 0.085221 | 0.099019 | 0.11273 | 0.12618 | 0.13958 | 0.15304 | 0.16657 | 0.18025 | 0.19405
SDG&E | MW | Commercial | Com - Restaurant (Fast Food) | HVAC | No | HVAC - SEER Rated Split System AC (SEER 14) | 0.011792 | 0.023594 | 0.035407 | 0.035407 | 0.035407 | 0.035407 | 0.035407 | 0.035407 | 0.035407 | 0.035407 | 0.035407 | 0.035407
SDG&E | MW | Commercial | Com - Restaurant (Fast Food) | HVAC | No | HVAC - SEER Rated Split System AC (SEER 15) | 0.0090308 | 0.018433 | 0.022954 | 0.027651 | 0.03248 | 0.037375 | 0.042258 | 0.047196 | 0.052211 | 0.057305 | 0.062498 | 0.067776
SDG&E | MW | Commercial | Com - Restaurant (Fast Food) | HVAC | No | HVAC - SEER Rated Split System HP (SEER 14) | 0.03208 | 0.06427 | 0.068633 | 0.073049 | 0.077486 | 0.081897 | 0.086226 | 0.090541 | 0.09487 | 0.099218 | 0.10361 | 0.10803
SDG&E | MW | Commercial | Com - Restaurant (Fast Food) | HVAC | No | HVAC - SEER Rated Split System HP (SEER 15) | 0.01532 | 0.030701 | 0.037881 | 0.045155 | 0.052471 | 0.059749 | 0.066897 | 0.074027 | 0.081185 | 0.088382 | 0.095656 | 0.10299
SDG&E | MW | Commercial | Com - Restaurant (Fast Food) | Lighting | Yes | Lighting - LED Fixture (Replacing T8) - Emerging | 0.0042683 | 0.010335 | 0.018931 | 0.030848 | 0.046686 | 0.067025 | 0.092078 | 0.12289 | 0.16012 | 0.20441 | 0.25657 | 0.31673
SDG&E | MW | Commercial | Com - Restaurant (Fast Food) | Lighting | Yes | Lighting - LED Lamp (Basic High - Indoor) - Emerging | 0.0046818 | 0.013797 | 0.026869 | 0.044125 | 0.066204 | 0.069735 | 0.066038 | 0.059646 | 0.050367 | 0.032921 | 0.038896 | 0.044962
SDG&E | MW | Commercial | Com - Restaurant (Fast Food) | Lighting | Yes | Lighting - LED Lamp (Basic Low - Indoor) - Emerging | 0.033898 | 0.082344 | 0.14466 | 0.22257 | 0.31694 | 0.33376 | 0.31166 | 0.27993 | 0.2426 | 0.16684 | 0.20679 | 0.25346
SDG&E | MW | Commercial | Com - Restaurant (Fast Food) | Lighting | Yes | Lighting - LED Plug-In Indoor Fixture - Emerging | 0.001722 | 0.0038721 | 0.0065107 | 0.0097031 | 0.013485 | 0.013732 | 0.014006 | 0.014325 | 0.014735 | 0.015244 | 0.015857 | 0.016578
SDG&E | MW | Commercial | Com - Restaurant (Fast Food) | Lighting | No | Lighting - Cold Cathode Lamp | 0.0011466 | 0.0023678 | 0.0036587 | 0.0050193 | 0.0064406 | 0.0064406 | 0.005294 | 0.0040729 | 0.0027819 | 0.0014214 | 0 | 0
SDG&E | MW | Commercial | Com - Restaurant (Fast Food) | Lighting | No | Lighting - Compact Fluorescent Fixture (Indoor) | 0.1494 | 0.31212 | 0.48841 | 0.67883 | 0.88256 | 0.73316 | 0.57044 | 0.39416 | 0.20374 | 0 | 0 | 0
SDG&E | MW | Commercial | Com - Restaurant (Fast Food) | Lighting | No | Lighting - Compact Fluorescent Lamp (Basic High - Indoor) | 0.039091 | 0.093967 | 0.16502 | 0.25342 | 0.35995 | 0.32086 | 0.26598 | 0.19494 | 0.10653 | 0 | 0 | 0
SDG&E | MW | Commercial | Com - Restaurant (Fast Food) | Lighting | No | Lighting - Compact Fluorescent Lamp (Basic Low - Indoor) | 0.66844 | 1.4128 | 2.2265 | 3.1016 | 4.0248 | 3.3563 | 2.612 | 1.7982 | 0.92314 | 0 | 0 | 0
SDG&E | MW | Commercial | Com - Restaurant (Fast Food) | Lighting | No | Lighting - Exit Fixture (LED) | 0.012108 | 0.023788 | 0.034252 | 0.042985 | 0.049955 | 0.055436 | 0.049783 | 0.043755 | 0.038505 | 0.034472 | 0.031694 | 0.02996
SDG&E | MW | Commercial | Com - Restaurant (Fast Food) | Lighting | No | Lighting - Halogen Lamp (A-Line) | 9.9241e-05 | 0.00022948 | 0.0002926 | 0.00036131 | 0.00043795 | 0.00023899 | 0 | 0 | 0 | 0 | 0 | 0
SDG&E | MW | Commercial | Com - Restaurant (Fast Food) | Lighting | No | Lighting - Halogen Lamp (Reflector) | 3.6453e-05 | 8.3049e-05 | 0.00010295 | 0.00012307 | 0.00014412 | 0.00016545 | 0.00018448 | 0.00020121 | 0.00021667 | 0.00023079 | 0.00024543 | 0.00025925
SDG&E | MW | Commercial | Com - Restaurant (Fast Food) | Lighting | No | Lighting - High Bay HID to T5 | 0.0023923 | 0.004974 | 0.0078664 | 0.011002 | 0.014258 | 0.019894 | 0.025552 | 0.031293 | 0.037021 | 0.042613 | 0.047961 | 0.05295
SDG&E | MW | Commercial | Com - Restaurant (Fast Food) | Lighting | No | Lighting - Induction Fixture (Indoor) | 0.0019197 | 0.0042674 | 0.0070576 | 0.010323 | 0.014044 | 0.018167 | 0.022608 | 0.027415 | 0.032593 | 0.038127 | 0.044022 | 0.050236
SDG&E | MW | Commercial | Com - Restaurant (Fast Food) | Lighting | No | Lighting - Induction Fixture (Outdoor) | 0.00079729 | 0.0017578 | 0.002889 | 0.0042055 | 0.0056998 | 0.0073514 | 0.0091281 | 0.011051 | 0.013123 | 0.015341 | 0.017709 | 0.020211
SDG&E | MW | Commercial | Com - Restaurant (Fast Food) | Lighting | No | Lighting - Linear Fluorescent Delamping | 0.00097363 | 0.0019639 | 0.0032278 | 0.0047748 | 0.0065633 | 0 | 0 | 0 | 0 | 0 | 0 | 0
SDG&E | MW | Commercial | Com - Restaurant (Fast Food) | Lighting | No | Lighting - Linear Fluorescent Fixture (Low Wattage T8) | 0.003666 | 0.008215 | 0.013629 | 0.019946 | 0.027105 | 0.034973 | 0.043376 | 0.052349 | 0.06189 | 0.071931 | 0.082433 | 0.093288
SDG&E | MW | Commercial | Com - Restaurant (Fast Food) | Lighting | No | Lighting - Low Bay HID to T5 | 2.5107e-05 | 5.2325e-05 | 8.1865e-05 | 0.00011313 | 0.00014513 | 0.0001882 | 0.00023077 | 0.00027256 | 0.00031311 | 0.00035187 | 0.00038859 | 0.0004229
SDG&E | MW | Commercial | Com - Restaurant (Fast Food) | Lighting | No | Lighting - Occupancy Sensor | 0 | 0 | 0 | 0 | 0 | 0 | 0 | 0 | 0 | 0 | 0 | 0.011307
SDG&E | MW | Commercial | Com - Restaurant (Fast Food) | Lighting | No | Lighting - Plug-In Fixture (Compact Fluorescent) | 0.030933 | 0.06178 | 0.092577 | 0.12348 | 0.1543 | 0.1543 | 0.1543 | 0.1543 | 0.1543 | 0.1543 | 0.1543 | 0.1543
SDG&E | MW | Commercial | Com - Restaurant (Fast Food) | Lighting | No | Lighting - Plug-In Fixture (Induction) | 0.0059992 | 0.012072 | 0.018209 | 0.024486 | 0.030847 | 0.037205 | 0.043457 | 0.04973 | 0.056069 | 0.06249 | 0.069032 | 0.075676
SDG&E | MW | Commercial | Com - Restaurant (Fast Food) | Lighting | No | Lighting - Plug-In Fixture (Linear Fluorescent) | 0.053009 | 0.1108 | 0.17252 | 0.23785 | 0.30579 | 0.30579 | 0.30579 | 0.30579 | 0.30579 | 0.30579 | 0.30579 | 0.30579
SDG&E | MW | Commercial | Com - Restaurant (Fast Food) | Lighting | No | Lighting - Plug-In Fixture (PSMH with Electronic Ballast) | 0.0068353 | 0.013925 | 0.020968 | 0.028038 | 0.035085 | 0.042033 | 0.0488 | 0.055495 | 0.062158 | 0.068803 | 0.075464 | 0.082128
SDG&E | MW | Commercial | Com - Restaurant (Fast Food) | Lighting | No | Lighting - Plug-In Fixture (PSMH) | 0.0065607 | 0.013359 | 0.020086 | 0.026802 | 0.033456 | 0.03998 | 0.046301 | 0.052518 | 0.058669 | 0.064765 | 0.070839 | 0.076883
SDG&E | MW | Commercial | Com - Restaurant (Fast Food) | SHW | No | SHW - EF Rated Instantaneous Water Heater (Electric) | 0.00017006 | 0.0003801 | 0.00063359 | 0.00093425 | 0.0012796 | 0.0016635 | 0.0020767 | 0.0025236 | 0.0030046 | 0.0035179 | 0.004064 | 0.0046386
SDG&E | MW | Commercial | Com - Restaurant (Fast Food) | SHW | No | SHW - EF Rated Storage Water Heater (Electric) | 0.00013278 | 0.00029404 | 0.00029404 | 0.00029404 | 0.00029404 | 0.00029404 | 0.00029404 | 0.00029404 | 0.00029404 | 0.00029404 | 0.00029404 | 0.00029404
SDG&E | MW | Commercial | Com - Restaurant (Fast Food) | Service | No | HVAC - Comprehensive Rooftop Unit Quality Maintenance | 1.5986e-08 | 3.1386e-08 | 4.7349e-08 | 6.3656e-08 | 8.003e-08 | 9.6186e-08 | 1.1184e-07 | 1.2671e-07 | 1.4059e-07 | 1.533e-07 | 1.6477e-07 | 1.5895e-07
SDG&E | MW | Commercial | Com - Restaurant (Fast Food) | Service | No | Service - HVAC Fault Detection & Diagnositics | 1.2533e-05 | 3.0139e-05 | 4.7213e-05 | 6.3907e-05 | 8.0103e-05 | 9.5624e-05 | 0.00011027 | 0.00012431 | 0.00013789 | 0.00015104 | 0.00016387 | 0.00017634
SDG&E | MW | Commercial | Com - Restaurant (Fast Food) | Service | No | Service - Retro-Commissioning (Electric) | 0 | 0 | 0 | 0 | 0 | 0 | 0 | 0 | 4.0708e-05 | 8.0254e-05 | 0.00011198 | 0.00013516
SDG&E | MW | Commercial | Com - Restaurant (Fast Food) | WholeBlg | No | HVAC - Energy Management System | 6.2059e-06 | 1.3229e-05 | 1.9804e-05 | 2.5977e-05 | 3.1729e-05 | 3.7035e-05 | 4.1867e-05 | 4.6545e-05 | 5.1105e-05 | 5.5564e-05 | 5.9956e-05 | 6.4273e-05
SDG&E | MW | Commercial | Com - Restaurant (Fast Food) | WholeBlg | No | WholeBlg - Com NC Level 2 | 0.00069538 | 0 | 0 | 0 | 0 | 0 | 0 | 0 | 0 | 0 | 0 | 0
SDG&E | MW | Commercial | Com - Restaurant (Fast Food) | WholeBlg | No | WholeBlg - Com NC Level 3 | 0.00043743 | 0.00043743 | 0.00043743 | 0.00043743 | 0.00043743 | 0.00043743 | 0.00043743 | 0 | 0 | 0 | 0 | 0
SDG&E | MW | Commercial | Com - Restaurant (Fast Food) | WholeBlg | No | WholeBlg - Com NC ZNE | 0.00057196 | 0.0014846 | 0.0033933 | 0.0065161 | 0.011186 | 0.01744 | 0.024977 | 0.034249 | 0.045526 | 0.058961 | 0.074695 | 0.092979
SDG&E | MW | Commercial | Com - Restaurant (Fast Food) | WholeBlg | No | WholeBlg - Com RET Level 1 | 0.015795 | 0.037504 | 0.065591 | 0.10057 | 0.14295 | 0.19326 | 0.25201 | 0.31973 | 0.39688 | 0.48391 | 0.58115 | 0.67312
SDG&E | MW | Commercial | Com - Restaurant (Fast Food) | WholeBlg | No | WholeBlg - Com RET Level 2 | 0.028217 | 0.066664 | 0.11618 | 0.17774 | 0.25229 | 0.34084 | 0.4444 | 0.56398 | 0.7005 | 0.85484 | 1.0277 | 1.2198
SDG&E | MW | Commercial | Com - Restaurant (Sit Down) | AppPlug | No | AppPlug - Desktop Computer (Com - Power Management) | 0.0028279 | 0.0058954 | 0.0090806 | 0.012342 | 0.015604 | 0.018793 | 0.02183 | 0.024705 | 0.027409 | 0.029936 | 0.032301 | 0.031679
SDG&E | MW | Commercial | Com - Restaurant (Sit Down) | AppPlug | No | AppPlug - Occupancy Sensor Plug Strip | 0 | 0 | 0 | 0 | 0 | 0 | 0 | 0 | 0 | 0.0058057 | 0.011606 | 0.016504
SDG&E | MW | Commercial | Com - Restaurant (Sit Down) | BldgEnv | No | BldgEnv - Wall Spray On Insulation | 0.0023821 | 0.004645 | 0.0067948 | 0.0088371 | 0.010777 | 0.01262 | 0.014372 | 0.013653 | 0.01297 | 0.012322 | 0.011706 | 0.01112
SDG&E | MW | Commercial | Com - Restaurant (Sit Down) | BldgEnv | No | BldgEnv - Window Film | 0.019172 | 0.035495 | 0.052403 | 0.070567 | 0.089852 | 0.10987 | 0.13023 | 0.15085 | 0.17158 | 0.19245 | 0.21331 | 0.2148
SDG&E | MW | Commercial | Com - Restaurant (Sit Down) | ComRefrig | No | ComRefrig - Refrigerated Case Night Cover (Low Temp) | 0 | 0 | 0 | 0 | 0 | 0 | 0 | 0.014145 | 0.029282 | 0.044277 | 0.058185 | 0.070341
SDG&E | MW | Commercial | Com - Restaurant (Sit Down) | ComRefrig | No | ComRefrig - Strip Curtain for Walk In Refrigerator | 0 | 0.038964 | 0.080266 | 0.12317 | 0.16621 | 0.20747 | 0.20612 | 0.19736 | 0.18121 | 0.15913 | 0.13348 | 0.10685
SDG&E | MW | Commercial | Com - Restaurant (Sit Down) | FoodServ | No | FoodServ - Electric Griddle | 3.2581e-05 | 6.8582e-05 | 0.00010832 | 0.00015227 | 0.00020018 | 0.00025141 | 0.00030507 | 0.00036172 | 0.00042146 | 0.00048411 | 0.00054978 | 0.00061806
SDG&E | MW | Commercial | Com - Restaurant (Sit Down) | FoodServ | No | FoodServ - Electric Steamer | 0.024485 | 0.050547 | 0.078238 | 0.10772 | 0.13869 | 0.1707 | 0.20319 | 0.23651 | 0.27076 | 0.30589 | 0.342 | 0.37895
SDG&E | MW | Commercial | Com - Restaurant (Sit Down) | FoodServ | No | FoodServ - Fryer (Electric) | 0 | 0 | 0 | 0 | 0 | 0 | 0 | 0 | 0 | 0 | 0.0016984 | 0.0034659
SDG&E | MW | Commercial | Com - Restaurant (Sit Down) | FoodServ | No | FoodServ - Oven (Electric) | 0.0048865 | 0.010194 | 0.015948 | 0.022195 | 0.028879 | 0.035903 | 0.043138 | 0.050657 | 0.058472 | 0.066565 | 0.074951 | 0.083589
SDG&E | MW | Commercial | Com - Restaurant (Sit Down) | HVAC | Yes | HVAC - Advanced Package Rooftop AC (> EER 12) - Emerging | 0 | 0 | 0.00010037 | 0.00035487 | 0.00079568 | 0.0014446 | 0.002317 | 0.0034271 | 0.0047929 | 0.006435 | 0.0083735 | 0.010638
SDG&E | MW | Commercial | Com - Restaurant (Sit Down) | HVAC | No | HVAC - Direct Evaporative Cooler | 0.060182 | 0.12028 | 0.18084 | 0.24219 | 0.30439 | 0.36734 | 0.43092 | 0.49534 | 0.56065 | 0.62692 | 0.6942 | 0.76246
SDG&E | MW | Commercial | Com - Restaurant (Sit Down) | HVAC | No | HVAC - EER Rated Package Rooftop AC (EER 11) | 0 | 0 | 0 | 0.011988 | 0.024693 | 0.037832 | 0.051095 | 0.064575 | 0.078293 | 0.09224 | 0.10647 | 0.12094
SDG&E | MW | Commercial | Com - Restaurant (Sit Down) | HVAC | No | HVAC - SEER Rated Package Rooftop AC (Recharge) | 0 | 0 | 0.021517 | 0.041189 | 0.057701 | 0.071937 | 0.063233 | 0.055093 | 0.048959 | 0.044063 | 0.039657 | 0.035691
SDG&E | MW | Commercial | Com - Restaurant (Sit Down) | HVAC | No | HVAC - SEER Rated Package Rooftop AC (SEER 14) | 0.023015 | 0.046101 | 0.046101 | 0.046101 | 0.046101 | 0.046101 | 0.046101 | 0.046101 | 0.046101 | 0.046101 | 0.046101 | 0.046101
SDG&E | MW | Commercial | Com - Restaurant (Sit Down) | HVAC | No | HVAC - SEER Rated Package Rooftop AC (SEER 15) | 0.045203 | 0.09065 | 0.1119 | 0.13347 | 0.15523 | 0.17696 | 0.19839 | 0.21985 | 0.24147 | 0.26328 | 0.28541 | 0.30781
SDG&E | MW | Commercial | Com - Restaurant (Sit Down) | HVAC | No | HVAC - SEER Rated Package Rooftop HP (SEER 14) | 0.0052911 | 0.010601 | 0.010601 | 0.010601 | 0.010601 | 0.010601 | 0.010601 | 0.010601 | 0.010601 | 0.010601 | 0.010601 | 0.010601
SDG&E | MW | Commercial | Com - Restaurant (Sit Down) | HVAC | No | HVAC - SEER Rated Package Rooftop HP (SEER 15) | 0.020076 | 0.040234 | 0.049644 | 0.059179 | 0.068771 | 0.078314 | 0.087687 | 0.097038 | 0.10643 | 0.11587 | 0.12541 | 0.13504
SDG&E | MW | Commercial | Com - Restaurant (Sit Down) | HVAC | No | HVAC - SEER Rated Split System AC (SEER 14) | 0.0077315 | 0.015436 | 0.023103 | 0.023103 | 0.023103 | 0.023103 | 0.023103 | 0.023103 | 0.023103 | 0.023103 | 0.023103 | 0.023103
SDG&E | MW | Commercial | Com - Restaurant (Sit Down) | HVAC | No | HVAC - SEER Rated Split System AC (SEER 15) | 0.0069088 | 0.014091 | 0.017534 | 0.021098 | 0.024746 | 0.028429 | 0.032088 | 0.035773 | 0.039499 | 0.043266 | 0.047088 | 0.050955
SDG&E | MW | Commercial | Com - Restaurant (Sit Down) | HVAC | No | HVAC - SEER Rated Split System HP (SEER 14) | 0.019647 | 0.039369 | 0.042042 | 0.044748 | 0.047468 | 0.050172 | 0.052828 | 0.055476 | 0.058132 | 0.0608 | 0.063495 | 0.066211
SDG&E | MW | Commercial | Com - Restaurant (Sit Down) | HVAC | No | HVAC - SEER Rated Split System HP (SEER 15) | 0.010059 | 0.02016 | 0.024876 | 0.029653 | 0.034458 | 0.039239 | 0.043936 | 0.048623 | 0.053327 | 0.058057 | 0.062837 | 0.067658
SDG&E | MW | Commercial | Com - Restaurant (Sit Down) | Lighting | Yes | Lighting - LED Fixture (Replacing T8) - Emerging | 0.0041983 | 0.010162 | 0.01861 | 0.030319 | 0.045875 | 0.06584 | 0.090414 | 0.12063 | 0.15712 | 0.20054 | 0.25167 | 0.31062
SDG&E | MW | Commercial | Com - Restaurant (Sit Down) | Lighting | Yes | Lighting - LED Lamp (Basic High - Indoor) - Emerging | 0.0046598 | 0.013732 | 0.026708 | 0.04383 | 0.065725 | 0.069225 | 0.065527 | 0.059171 | 0.049952 | 0.032623 | 0.038529 | 0.044524
SDG&E | MW | Commercial | Com - Restaurant (Sit Down) | Lighting | Yes | Lighting - LED Lamp (Basic Low - Indoor) - Emerging | 0.033648 | 0.08165 | 0.14335 | 0.22043 | 0.31373 | 0.33035 | 0.3084 | 0.27692 | 0.23994 | 0.16489 | 0.20437 | 0.25048
SDG&E | MW | Commercial | Com - Restaurant (Sit Down) | Lighting | Yes | Lighting - LED Plug-In Indoor Fixture - Emerging | 0.0017005 | 0.0038234 | 0.0064277 | 0.0095769 | 0.013306 | 0.01355 | 0.01382 | 0.014134 | 0.01454 | 0.015043 | 0.01565 | 0.016362
SDG&E | MW | Commercial | Com - Restaurant (Sit Down) | Lighting | No | Lighting - Cold Cathode Lamp | 0.0011488 | 0.0023723 | 0.0036657 | 0.0050288 | 0.0064528 | 0.0064528 | 0.005304 | 0.0040805 | 0.0027871 | 0.001424 | 0 | 0
SDG&E | MW | Commercial | Com - Restaurant (Sit Down) | Lighting | No | Lighting - Compact Fluorescent Fixture (Indoor) | 0.14779 | 0.30872 | 0.48305 | 0.67136 | 0.87286 | 0.72507 | 0.56414 | 0.38981 | 0.2015 | 0 | 0 | 0
SDG&E | MW | Commercial | Com - Restaurant (Sit Down) | Lighting | No | Lighting - Compact Fluorescent Lamp (Basic High - Indoor) | 0.038679 | 0.092966 | 0.16325 | 0.25071 | 0.35611 | 0.31743 | 0.26314 | 0.19286 | 0.1054 | 0 | 0 | 0
SDG&E | MW | Commercial | Com - Restaurant (Sit Down) | Lighting | No | Lighting - Compact Fluorescent Lamp (Basic Low - Indoor) | 0.66154 | 1.3982 | 2.2037 | 3.0699 | 3.9837 | 3.3222 | 2.5855 | 1.78 | 0.91384 | 0 | 0 | 0
SDG&E | MW | Commercial | Com - Restaurant (Sit Down) | Lighting | No | Lighting - Exit Fixture (LED) | 0.012616 | 0.024786 | 0.035688 | 0.044786 | 0.052046 | 0.057753 | 0.051859 | 0.045576 | 0.040104 | 0.035901 | 0.033008 | 0.031202
SDG&E | MW | Commercial | Com - Restaurant (Sit Down) | Lighting | No | Lighting - Halogen Lamp (A-Line) | 9.924e-05 | 0.00022948 | 0.00029258 | 0.00036129 | 0.0004379 | 0.00023896 | 0 | 0 | 0 | 0 | 0 | 0
SDG&E | MW | Commercial | Com - Restaurant (Sit Down) | Lighting | No | Lighting - Halogen Lamp (Reflector) | 3.6457e-05 | 8.3053e-05 | 0.00010295 | 0.00012306 | 0.0001441 | 0.0001654 | 0.0001844 | 0.00020111 | 0.00021655 | 0.00023064 | 0.00024526 | 0.00025907
SDG&E | MW | Commercial | Com - Restaurant (Sit Down) | Lighting | No | Lighting - High Bay HID to T5 | 0.0023279 | 0.004845 | 0.0076663 | 0.010726 | 0.013905 | 0.019402 | 0.024926 | 0.030534 | 0.036132 | 0.041601 | 0.046837 | 0.051724
SDG&E | MW | Commercial | Com - Restaurant (Sit Down) | Lighting | No | Lighting - Induction Fixture (Indoor) | 0.0019533 | 0.004343 | 0.0071839 | 0.01051 | 0.014299 | 0.018499 | 0.023023 | 0.027921 | 0.033197 | 0.038836 | 0.044843 | 0.051176
SDG&E | MW | Commercial | Com - Restaurant (Sit Down) | Lighting | No | Lighting - Induction Fixture (Outdoor) | 0.00079729 | 0.0017578 | 0.002889 | 0.0042055 | 0.0056998 | 0.0073514 | 0.0091281 | 0.011051 | 0.013123 | 0.015341 | 0.017709 | 0.020212
SDG&E | MW | Commercial | Com - Restaurant (Sit Down) | Lighting | No | Lighting - Linear Fluorescent Delamping | 0.00097675 | 0.0019702 | 0.0032381 | 0.0047902 | 0.0065844 | 0 | 0 | 0 | 0 | 0 | 0 | 0
SDG&E | MW | Commercial | Com - Restaurant (Sit Down) | Lighting | No | Lighting - Linear Fluorescent Fixture (Low Wattage T8) | 0.0035961 | 0.008057 | 0.013365 | 0.019557 | 0.026572 | 0.034279 | 0.042504 | 0.051284 | 0.060617 | 0.070438 | 0.080708 | 0.091322
SDG&E | MW | Commercial | Com - Restaurant (Sit Down) | Lighting | No | Lighting - Low Bay HID to T5 | 2.443e-05 | 5.0975e-05 | 7.9798e-05 | 0.00011032 | 0.00014158 | 0.00018363 | 0.00022522 | 0.00026607 | 0.00030574 | 0.0003437 | 0.00037969 | 0.00041334
SDG&E | MW | Commercial | Com - Restaurant (Sit Down) | Lighting | No | Lighting - Occupancy Sensor | 0 | 0 | 0 | 0 | 0 | 0 | 0 | 0 | 0 | 0 | 0.012562 | 0.024848
SDG&E | MW | Commercial | Com - Restaurant (Sit Down) | Lighting | No | Lighting - Plug-In Fixture (Compact Fluorescent) | 0.03051 | 0.06094 | 0.091326 | 0.12182 | 0.15224 | 0.15224 | 0.15224 | 0.15224 | 0.15224 | 0.15224 | 0.15224 | 0.15224
SDG&E | MW | Commercial | Com - Restaurant (Sit Down) | Lighting | No | Lighting - Plug-In Fixture (Induction) | 0.005936 | 0.011945 | 0.018017 | 0.024226 | 0.030517 | 0.036802 | 0.042978 | 0.049171 | 0.05543 | 0.061768 | 0.068225 | 0.074783
SDG&E | MW | Commercial | Com - Restaurant (Sit Down) | Lighting | No | Lighting - Plug-In Fixture (Linear Fluorescent) | 0.052281 | 0.10928 | 0.17015 | 0.23458 | 0.30157 | 0.30157 | 0.30157 | 0.30157 | 0.30157 | 0.30157 | 0.30157 | 0.30157
SDG&E | MW | Commercial | Com - Restaurant (Sit Down) | Lighting | No | Lighting - Plug-In Fixture (PSMH with Electronic Ballast) | 0.0067447 | 0.013739 | 0.020685 | 0.027658 | 0.034606 | 0.041455 | 0.048121 | 0.054714 | 0.061276 | 0.067818 | 0.074377 | 0.080939
SDG&E | MW | Commercial | Com - Restaurant (Sit Down) | Lighting | No | Lighting - Plug-In Fixture (PSMH) | 0.0064691 | 0.013171 | 0.019801 | 0.02642 | 0.032976 | 0.039404 | 0.045627 | 0.051746 | 0.0578 | 0.063799 | 0.069777 | 0.075725
SDG&E | MW | Commercial | Com - Restaurant (Sit Down) | SHW | No | SHW - EF Rated Instantaneous Water Heater (Electric) | 5.8378e-05 | 0.00013045 | 0.0002171 | 0.00031943 | 0.00043654 | 0.00056636 | 0.00070578 | 0.00085632 | 0.0010181 | 0.0011907 | 0.001374 | 0.0015668
SDG&E | MW | Commercial | Com - Restaurant (Sit Down) | SHW | No | SHW - EF Rated Storage Water Heater (Electric) | 4.5543e-05 | 0.00010085 | 0.00010085 | 0.00010085 | 0.00010085 | 0.00010085 | 0.00010085 | 0.00010085 | 0.00010085 | 0.00010085 | 0.00010085 | 0.00010085
SDG&E | MW | Commercial | Com - Restaurant (Sit Down) | Service | No | HVAC - Comprehensive Rooftop Unit Quality Maintenance | 1.5986e-08 | 3.1386e-08 | 4.7349e-08 | 6.3656e-08 | 8.003e-08 | 9.6186e-08 | 1.1184e-07 | 1.2671e-07 | 1.4059e-07 | 1.533e-07 | 1.6477e-07 | 1.5895e-07
SDG&E | MW | Commercial | Com - Restaurant (Sit Down) | Service | No | Service - HVAC Fault Detection & Diagnositics | 1.2533e-05 | 3.0139e-05 | 4.7213e-05 | 6.3907e-05 | 8.0103e-05 | 9.5624e-05 | 0.00011027 | 0.00012431 | 0.00013789 | 0.00015104 | 0.00016387 | 0.00017634
SDG&E | MW | Commercial | Com - Restaurant (Sit Down) | Service | No | Service - Retro-Commissioning (Electric) | 0 | 0 | 0 | 0 | 0 | 0 | 0 | 0 | 4.0708e-05 | 8.0254e-05 | 0.00011198 | 0.00013516
SDG&E | MW | Commercial | Com - Restaurant (Sit Down) | WholeBlg | No | HVAC - Energy Management System | 6.2059e-06 | 1.3229e-05 | 1.9804e-05 | 2.5977e-05 | 3.1729e-05 | 3.7035e-05 | 4.1867e-05 | 4.6545e-05 | 5.1105e-05 | 5.5564e-05 | 5.9956e-05 | 6.4273e-05
SDG&E | MW | Commercial | Com - Restaurant (Sit Down) | WholeBlg | No | WholeBlg - Com NC Level 2 | 0.00069538 | 0 | 0 | 0 | 0 | 0 | 0 | 0 | 0 | 0 | 0 | 0
SDG&E | MW | Commercial | Com - Restaurant (Sit Down) | WholeBlg | No | WholeBlg - Com NC Level 3 | 0.00043743 | 0.00043743 | 0.00043743 | 0.00043743 | 0.00043743 | 0.00043743 | 0.00043743 | 0 | 0 | 0 | 0 | 0
SDG&E | MW | Commercial | Com - Restaurant (Sit Down) | WholeBlg | No | WholeBlg - Com NC ZNE | 0.00057196 | 0.0014846 | 0.0033933 | 0.0065161 | 0.011186 | 0.01744 | 0.024977 | 0.034249 | 0.045526 | 0.058961 | 0.074695 | 0.092979
SDG&E | MW | Commercial | Com - Restaurant (Sit Down) | WholeBlg | No | WholeBlg - Com RET Level 1 | 0.015424 | 0.036648 | 0.064133 | 0.098396 | 0.13995 | 0.18932 | 0.24704 | 0.31361 | 0.38952 | 0.47519 | 0.57099 | 0.66179
SDG&E | MW | Commercial | Com - Restaurant (Sit Down) | WholeBlg | No | WholeBlg - Com RET Level 2 | 0.027295 | 0.064474 | 0.11236 | 0.1719 | 0.24402 | 0.32973 | 0.43001 | 0.54586 | 0.67821 | 0.82792 | 0.99569 | 1.1821
SDG&E | MW | Commercial | Com - Retail (Large Multi Level) | AppPlug | No | AppPlug - Desktop Computer (Com - Power Management) | 0.012852 | 0.026795 | 0.041279 | 0.056114 | 0.070958 | 0.085468 | 0.099294 | 0.11238 | 0.1247 | 0.13622 | 0.14704 | 0.1443
SDG&E | MW | Commercial | Com - Retail (Large Multi Level) | AppPlug | No | AppPlug - Occupancy Sensor Plug Strip | 0 | 0 | 0 | 0 | 0 | 0 | 0 | 0 | 0 | 0.026396 | 0.052796 | 0.075113
SDG&E | MW | Commercial | Com - Retail (Large Multi Level) | BldgEnv | No | BldgEnv - Wall Spray On Insulation | 0.014432 | 0.028143 | 0.041168 | 0.053542 | 0.065297 | 0.076465 | 0.087074 | 0.08272 | 0.078584 | 0.074655 | 0.070922 | 0.067376
SDG&E | MW | Commercial | Com - Retail (Large Multi Level) | BldgEnv | No | BldgEnv - Window Film | 0.01753 | 0.033308 | 0.04945 | 0.067693 | 0.087832 | 0.10936 | 0.1318 | 0.15511 | 0.17907 | 0.20379 | 0.22908 | 0.23715
SDG&E | MW | Commercial | Com - Retail (Large Multi Level) | FoodServ | No | FoodServ - Electric Steamer | 0.0016226 | 0.0033498 | 0.0051851 | 0.0071392 | 0.0091922 | 0.011314 | 0.013467 | 0.015676 | 0.017946 | 0.020275 | 0.02267 | 0.025121
SDG&E | MW | Commercial | Com - Retail (Large Multi Level) | FoodServ | No | FoodServ - Oven (Electric) | 0.014275 | 0.02978 | 0.04659 | 0.064843 | 0.084375 | 0.1049 | 0.12604 | 0.14801 | 0.17084 | 0.19449 | 0.21901 | 0.24427
SDG&E | MW | Commercial | Com - Retail (Large Multi Level) | HVAC | Yes | HVAC - Advanced Package Rooftop AC (> EER 12) - Emerging | 0 | 0 | 0.00015369 | 0.0005483 | 0.0012345 | 0.0022456 | 0.0036052 | 0.0053358 | 0.0074678 | 0.010036 | 0.013073 | 0.016631
SDG&E | MW | Commercial | Com - Retail (Large Multi Level) | HVAC | No | HVAC - Chiller (Centrifugal) | 0.025707 | 0.051943 | 0.078718 | 0.10605 | 0.13392 | 0.16232 | 0.19122 | 0.22054 | 0.25027 | 0.28038 | 0.31088 | 0.3418
SDG&E | MW | Commercial | Com - Retail (Large Multi Level) | HVAC | No | HVAC - Chiller (Reciprocating) | 0.053888 | 0.10807 | 0.16266 | 0.21808 | 0.27392 | 0.32962 | 0.38451 | 0.43937 | 0.49452 | 0.55004 | 0.60623 | 0.66298
SDG&E | MW | Commercial | Com - Retail (Large Multi Level) | HVAC | No | HVAC - EER Rated Package Rooftop AC (EER 11) | 0.032925 | 0.06618 | 0.099855 | 0.13425 | 0.16913 | 0.20418 | 0.23895 | 0.27396 | 0.30942 | 0.34543 | 0.3821 | 0.4194
SDG&E | MW | Commercial | Com - Retail (Large Multi Level) | HVAC | No | HVAC - EER Rated Package Rooftop HP (EER 11) | 0 | 0 | 0 | 0 | 0 | 0 | 0 | 0 | 0 | 0 | 0.0012664 | 0.002568
SDG&E | MW | Commercial | Com - Retail (Large Multi Level) | HVAC | No | HVAC - SEER Rated Package Rooftop AC (Recharge) | 0.048132 | 0.091452 | 0.13044 | 0.16553 | 0.14897 | 0.13408 | 0.12067 | 0.1086 | 0.097742 | 0.087968 | 0.079171 | 0.071254
SDG&E | MW | Commercial | Com - Retail (Large Multi Level) | HVAC | No | HVAC - SEER Rated Package Rooftop AC (SEER 14) | 0.042736 | 0.085683 | 0.085683 | 0.085683 | 0.085683 | 0.085683 | 0.085683 | 0.085683 | 0.085683 | 0.085683 | 0.085683 | 0.085683
SDG&E | MW | Commercial | Com - Retail (Large Multi Level) | HVAC | No | HVAC - SEER Rated Package Rooftop AC (SEER 15) | 0.087033 | 0.17457 | 0.21555 | 0.25717 | 0.29918 | 0.34121 | 0.38278 | 0.42445 | 0.46648 | 0.50893 | 0.55202 | 0.59568
SDG&E | MW | Commercial | Com - Retail (Large Multi Level) | HVAC | No | HVAC - SEER Rated Package Rooftop HP (SEER 14) | 0.011088 | 0.022198 | 0.022198 | 0.022198 | 0.022198 | 0.022198 | 0.022198 | 0.022198 | 0.022198 | 0.022198 | 0.022198 | 0.022198
SDG&E | MW | Commercial | Com - Retail (Large Multi Level) | HVAC | No | HVAC - SEER Rated Package Rooftop HP (SEER 15) | 0.043279 | 0.086718 | 0.10702 | 0.12763 | 0.1484 | 0.16909 | 0.1894 | 0.2097 | 0.23012 | 0.25071 | 0.27158 | 0.2927
SDG&E | MW | Commercial | Com - Retail (Large Multi Level) | HVAC | No | HVAC - SEER Rated Split System AC (SEER 14) | 0.022574 | 0.045171 | 0.067874 | 0.067874 | 0.067874 | 0.067874 | 0.067874 | 0.067874 | 0.067874 | 0.067874 | 0.067874 | 0.067874
SDG&E | MW | Commercial | Com - Retail (Large Multi Level) | HVAC | No | HVAC - SEER Rated Split System AC (SEER 15) | 0.02305 | 0.047081 | 0.058707 | 0.070884 | 0.083512 | 0.096436 | 0.10945 | 0.12275 | 0.13637 | 0.15035 | 0.16473 | 0.17948
SDG&E | MW | Commercial | Com - Retail (Large Multi Level) | HVAC | No | HVAC - SEER Rated Split System HP (SEER 14) | 0.043645 | 0.087445 | 0.093387 | 0.099405 | 0.10546 | 0.11148 | 0.1174 | 0.12331 | 0.12924 | 0.13521 | 0.14125 | 0.14733
SDG&E | MW | Commercial | Com - Retail (Large Multi Level) | HVAC | No | HVAC - SEER Rated Split System HP (SEER 15) | 0.021456 | 0.043002 | 0.05307 | 0.063286 | 0.073576 | 0.08383 | 0.093915 | 0.10399 | 0.11412 | 0.12433 | 0.13467 | 0.14511
SDG&E | MW | Commercial | Com - Retail (Large Multi Level) | Lighting | Yes | Lighting - LED Fixture (Replacing T8) - Emerging | 0.01274 | 0.031588 | 0.059629 | 0.10021 | 0.15603 | 0.22968 | 0.32211 | 0.43806 | 0.58032 | 0.75174 | 0.95617 | 1.1944
SDG&E | MW | Commercial | Com - Retail (Large Multi Level) | Lighting | Yes | Lighting - LED Lamp (Basic High - Indoor) - Emerging | 0.0029976 | 0.0079019 | 0.014611 | 0.022877 | 0.032829 | 0.034329 | 0.031753 | 0.027795 | 0.022661 | 0.013437 | 0.01625 | 0.019745
SDG&E | MW | Commercial | Com - Retail (Large Multi Level) | Lighting | Yes | Lighting - LED Lamp (Basic Low - Indoor) - Emerging | 0.016293 | 0.039079 | 0.067325 | 0.10158 | 0.14207 | 0.14914 | 0.13769 | 0.12566 | 0.11285 | 0.082745 | 0.10404 | 0.12866
SDG&E | MW | Commercial | Com - Retail (Large Multi Level) | Lighting | Yes | Lighting - LED Plug-In Indoor Fixture - Emerging | 0.0059961 | 0.013474 | 0.022653 | 0.033768 | 0.046953 | 0.047816 | 0.048775 | 0.049886 | 0.051322 | 0.053108 | 0.055268 | 0.057812
SDG&E | MW | Commercial | Com - Retail (Large Multi Level) | Lighting | No | Lighting - Cold Cathode Lamp | 0.0031358 | 0.0064913 | 0.010046 | 0.013795 | 0.017709 | 0.017709 | 0.017709 | 0.014573 | 0.011217 | 0.0076632 | 0.0039132 | 0
SDG&E | MW | Commercial | Com - Retail (Large Multi Level) | Lighting | No | Lighting - Compact Fluorescent Fixture (Indoor) | 0.53894 | 1.1246 | 1.7579 | 2.441 | 3.1712 | 2.6322 | 2.0466 | 1.4132 | 0.73014 | 0 | 0 | 0
SDG&E | MW | Commercial | Com - Retail (Large Multi Level) | Lighting | No | Lighting - Compact Fluorescent Lamp (Basic High - Indoor) | 0.10031 | 0.21404 | 0.3401 | 0.47746 | 0.62398 | 0.52367 | 0.40994 | 0.28388 | 0.14652 | 0 | 0 | 0
SDG&E | MW | Commercial | Com - Retail (Large Multi Level) | Lighting | No | Lighting - Compact Fluorescent Lamp (Basic Low - Indoor) | 0.42504 | 0.87497 | 1.347 | 1.838 | 2.3428 | 1.9177 | 1.4678 | 0.99572 | 0.50472 | 0 | 0 | 0
SDG&E | MW | Commercial | Com - Retail (Large Multi Level) | Lighting | No | Lighting - Exit Fixture (LED) | 0.059211 | 0.11632 | 0.16747 | 0.21015 | 0.2442 | 0.27094 | 0.24324 | 0.21374 | 0.18805 | 0.16832 | 0.15474 | 0.14629
SDG&E | MW | Commercial | Com - Retail (Large Multi Level) | Lighting | No | Lighting - Halogen Lamp (A-Line) | 0.00045095 | 0.0010427 | 0.0013294 | 0.0016415 | 0.0019895 | 0.0010856 | 0 | 0 | 0 | 0 | 0 | 0
SDG&E | MW | Commercial | Com - Retail (Large Multi Level) | Lighting | No | Lighting - Halogen Lamp (Reflector) | 0.00016569 | 0.00037743 | 0.00046778 | 0.00055912 | 0.00065462 | 0.00075119 | 0.00083729 | 0.00091306 | 0.00098305 | 0.0010468 | 0.001113 | 0.0011758
SDG&E | MW | Commercial | Com - Retail (Large Multi Level) | Lighting | No | Lighting - High Bay HID to T5 | 0.065779 | 0.13701 | 0.21271 | 0.29039 | 0.36681 | 0.50513 | 0.64243 | 0.77773 | 0.90903 | 1.0338 | 1.1502 | 1.2575
SDG&E | MW | Commercial | Com - Retail (Large Multi Level) | Lighting | No | Lighting - Induction Fixture (Indoor) | 0.0094613 | 0.021142 | 0.035127 | 0.051594 | 0.070454 | 0.091445 | 0.11414 | 0.13879 | 0.16542 | 0.19395 | 0.22439 | 0.25655
SDG&E | MW | Commercial | Com - Retail (Large Multi Level) | Lighting | No | Lighting - Induction Fixture (Outdoor) | 0.0036231 | 0.0079878 | 0.013128 | 0.019111 | 0.025902 | 0.033409 | 0.041484 | 0.050222 | 0.059641 | 0.069723 | 0.080488 | 0.091868
SDG&E | MW | Commercial | Com - Retail (Large Multi Level) | Lighting | No | Lighting - Linear Fluorescent Delamping | 0.0014662 | 0.0029575 | 0.0048594 | 0.0071865 | 0.0098766 | 0 | 0 | 0 | 0 | 0 | 0 | 0
SDG&E | MW | Commercial | Com - Retail (Large Multi Level) | Lighting | No | Lighting - Linear Fluorescent Fixture (Low Wattage T8) | 0.085867 | 0.18308 | 0.29084 | 0.4089 | 0.5352 | 0.66697 | 0.80114 | 0.9383 | 1.0781 | 1.2197 | 1.3627 | 1.506
SDG&E | MW | Commercial | Com - Retail (Large Multi Level) | Lighting | No | Lighting - Low Bay HID to T5 | 0 | 0 | 0 | 0 | 0.0072575 | 0.019781 | 0.031675 | 0.043171 | 0.054366 | 0.0686 | 0.08506 | 0.10103
SDG&E | MW | Commercial | Com - Retail (Large Multi Level) | Lighting | No | Lighting - Plug-In Fixture (Compact Fluorescent) | 0.11044 | 0.22066 | 0.33079 | 0.44139 | 0.55176 | 0.55176 | 0.55176 | 0.55176 | 0.55176 | 0.55176 | 0.55176 | 0.55176
SDG&E | MW | Commercial | Com - Retail (Large Multi Level) | Lighting | No | Lighting - Plug-In Fixture (Induction) | 0 | 0 | 0.013495 | 0.029629 | 0.047502 | 0.06634 | 0.085455 | 0.10501 | 0.12502 | 0.14547 | 0.16646 | 0.18788
SDG&E | MW | Commercial | Com - Retail (Large Multi Level) | Lighting | No | Lighting - Plug-In Fixture (Linear Fluorescent) | 0.18488 | 0.38677 | 0.60262 | 0.83125 | 1.0691 | 1.0691 | 1.0691 | 1.0691 | 1.0691 | 1.0691 | 1.0691 | 1.0691
SDG&E | MW | Commercial | Com - Retail (Large Multi Level) | Lighting | No | Lighting - Plug-In Fixture (PSMH with Electronic Ballast) | 0.031774 | 0.064607 | 0.094794 | 0.12341 | 0.15089 | 0.17735 | 0.20274 | 0.22764 | 0.25231 | 0.27682 | 0.30134 | 0.32584
SDG&E | MW | Commercial | Com - Retail (Large Multi Level) | Lighting | No | Lighting - Plug-In Fixture (PSMH) | 0.032995 | 0.067052 | 0.098414 | 0.12794 | 0.15594 | 0.18261 | 0.20797 | 0.2326 | 0.25676 | 0.28054 | 0.30412 | 0.32747
SDG&E | MW | Commercial | Com - Retail (Large Multi Level) | SHW | No | SHW - EF Rated Instantaneous Water Heater (Electric) | 2.5894e-05 | 5.7845e-05 | 9.6067e-05 | 0.00014096 | 0.00019211 | 0.00024861 | 0.00030914 | 0.00037437 | 0.00044439 | 0.00051894 | 0.0005981 | 0.00068128
SDG&E | MW | Commercial | Com - Retail (Large Multi Level) | SHW | No | SHW - EF Rated Storage Water Heater (Electric) | 2.0241e-05 | 4.4826e-05 | 4.4826e-05 | 4.4826e-05 | 4.4826e-05 | 4.4826e-05 | 4.4826e-05 | 4.4826e-05 | 4.4826e-05 | 4.4826e-05 | 4.4826e-05 | 4.4826e-05
SDG&E | MW | Commercial | Com - Retail (Large Multi Level) | Service | No | HVAC - Comprehensive Rooftop Unit Quality Maintenance | 7.2639e-08 | 1.4262e-07 | 2.1515e-07 | 2.8925e-07 | 3.6366e-07 | 4.3707e-07 | 5.0818e-07 | 5.7576e-07 | 6.3882e-07 | 6.9661e-07 | 7.4869e-07 | 7.2226e-07
SDG&E | MW | Commercial | Com - Retail (Large Multi Level) | Service | No | Service - HVAC Fault Detection & Diagnositics | 5.7002e-05 | 0.00013712 | 0.00021495 | 0.0002912 | 0.00036526 | 0.00043634 | 0.00050347 | 0.00056799 | 0.00063046 | 0.0006911 | 0.00075144 | 0.00081053
SDG&E | MW | Commercial | Com - Retail (Large Multi Level) | Service | No | Service - Retro-Commissioning (Electric) | 0 | 0 | 0 | 0 | 0 | 0 | 0 | 0 | 0.00018498 | 0.00036467 | 0.00050883 | 0.00061416
SDG&E | MW | Commercial | Com - Retail (Large Multi Level) | WholeBlg | No | HVAC - Energy Management System | 2.82e-05 | 6.0115e-05 | 8.9991e-05 | 0.00011804 | 0.00014418 | 0.00016829 | 0.00019025 | 0.0002115 | 0.00023222 | 0.00025248 | 0.00027244 | 0.00029206
SDG&E | MW | Commercial | Com - Retail (Large Multi Level) | WholeBlg | No | WholeBlg - Com NC Level 2 | 0.0031132 | 0 | 0 | 0 | 0 | 0 | 0 | 0 | 0 | 0 | 0 | 0
SDG&E | MW | Commercial | Com - Retail (Large Multi Level) | WholeBlg | No | WholeBlg - Com NC Level 3 | 0.0020338 | 0.0020338 | 0.0020338 | 0.0020338 | 0.0020338 | 0.0020338 | 0.0020338 | 0 | 0 | 0 | 0 | 0
SDG&E | MW | Commercial | Com - Retail (Large Multi Level) | WholeBlg | No | WholeBlg - Com NC ZNE | 0.00022169 | 0.00022169 | 0.00022169 | 0.00022169 | 0.0015537 | 0.0040234 | 0.0075757 | 0.012555 | 0.019127 | 0.02735 | 0.027184 | 0.027184
SDG&E | MW | Commercial | Com - Retail (Large Multi Level) | WholeBlg | No | WholeBlg - Com RET Level 1 | 0.017396 | 0.041452 | 0.072681 | 0.11163 | 0.15882 | 0.21484 | 0.28024 | 0.35557 | 0.44131 | 0.53793 | 0.64581 | 0.76525
SDG&E | MW | Commercial | Com - Retail (Large Multi Level) | WholeBlg | No | WholeBlg - Com RET Level 2 | 0.042912 | 0.10136 | 0.17657 | 0.26996 | 0.38295 | 0.51701 | 0.6736 | 0.85423 | 1.0603 | 1.293 | 1.5534 | 1.8426
SDG&E | MW | Commercial | Com - Retail (Large Single Level) | AppPlug | No | AppPlug - Desktop Computer (Com - Power Management) | 0.012852 | 0.026795 | 0.041279 | 0.056114 | 0.070958 | 0.085468 | 0.099294 | 0.11238 | 0.1247 | 0.13622 | 0.14704 | 0.1443
SDG&E | MW | Commercial | Com - Retail (Large Single Level) | AppPlug | No | AppPlug - Occupancy Sensor Plug Strip | 0 | 0 | 0 | 0 | 0 | 0 | 0 | 0 | 0 | 0.026396 | 0.052796 | 0.075113
SDG&E | MW | Commercial | Com - Retail (Large Single Level) | BldgEnv | No | BldgEnv - Wall Spray On Insulation | 0.014432 | 0.028143 | 0.041168 | 0.053542 | 0.065297 | 0.076465 | 0.087074 | 0.08272 | 0.078584 | 0.074655 | 0.070922 | 0.067376
SDG&E | MW | Commercial | Com - Retail (Large Single Level) | BldgEnv | No | BldgEnv - Window Film | 0.017498 | 0.033245 | 0.04936 | 0.067574 | 0.08768 | 0.10918 | 0.13159 | 0.15485 | 0.17879 | 0.20347 | 0.22873 | 0.23681
SDG&E | MW | Commercial | Com - Retail (Large Single Level) | FoodServ | No | FoodServ - Electric Steamer | 0.0016226 | 0.0033498 | 0.0051851 | 0.0071392 | 0.0091922 | 0.011314 | 0.013467 | 0.015676 | 0.017946 | 0.020275 | 0.02267 | 0.025121
SDG&E | MW | Commercial | Com - Retail (Large Single Level) | FoodServ | No | FoodServ - Oven (Electric) | 0.014275 | 0.02978 | 0.04659 | 0.064843 | 0.084375 | 0.1049 | 0.12604 | 0.14801 | 0.17084 | 0.19449 | 0.21901 | 0.24427
SDG&E | MW | Commercial | Com - Retail (Large Single Level) | HVAC | Yes | HVAC - Advanced Package Rooftop AC (> EER 12) - Emerging | 0 | 0 | 0.0001849 | 0.00066177 | 0.0014979 | 0.0027402 | 0.0044215 | 0.0065717 | 0.0092284 | 0.012434 | 0.01623 | 0.020677
SDG&E | MW | Commercial | Com - Retail (Large Single Level) | HVAC | No | HVAC - Direct Evaporative Cooler | 0.18845 | 0.37669 | 0.5664 | 0.75864 | 0.95348 | 1.1506 | 1.3495 | 1.5509 | 1.7548 | 1.9629 | 2.1763 | 2.3947
SDG&E | MW | Commercial | Com - Retail (Large Single Level) | HVAC | No | HVAC - EER Rated Package Rooftop AC (EER 11) | 0 | 0 | 0 | 0 | 0.027686 | 0.056876 | 0.086776 | 0.11747 | 0.14891 | 0.18102 | 0.21388 | 0.2474
SDG&E | MW | Commercial | Com - Retail (Large Single Level) | HVAC | No | HVAC - Repair Duct System | 0 | 0 | 0 | 0 | 0 | 0.064493 | 0.12268 | 0.1745 | 0.22005 | 0.25979 | 0.29417 | 0.25923
SDG&E | MW | Commercial | Com - Retail (Large Single Level) | HVAC | No | HVAC - SEER Rated Package Rooftop AC (Recharge) | 0.068074 | 0.12934 | 0.18448 | 0.23411 | 0.21069 | 0.18963 | 0.17066 | 0.1536 | 0.13824 | 0.12441 | 0.11197 | 0.10077
SDG&E | MW | Commercial | Com - Retail (Large Single Level) | HVAC | No | HVAC - SEER Rated Package Rooftop AC (SEER 14) | 0.049776 | 0.099877 | 0.099877 | 0.099877 | 0.099877 | 0.099877 | 0.099877 | 0.099877 | 0.099877 | 0.099877 | 0.099877 | 0.099877
SDG&E | MW | Commercial | Com - Retail (Large Single Level) | HVAC | No | HVAC - SEER Rated Package Rooftop AC (SEER 15) | 0.10202 | 0.20465 | 0.25266 | 0.30142 | 0.35062 | 0.39979 | 0.44837 | 0.49704 | 0.54611 | 0.59565 | 0.64595 | 0.69689
SDG&E | MW | Commercial | Com - Retail (Large Single Level) | HVAC | No | HVAC - SEER Rated Package Rooftop HP (SEER 14) | 0.012875 | 0.025793 | 0.025793 | 0.025793 | 0.025793 | 0.025793 | 0.025793 | 0.025793 | 0.025793 | 0.025793 | 0.025793 | 0.025793
SDG&E | MW | Commercial | Com - Retail (Large Single Level) | HVAC | No | HVAC - SEER Rated Package Rooftop HP (SEER 15) | 0.050745 | 0.10174 | 0.12559 | 0.1498 | 0.17422 | 0.19857 | 0.22252 | 0.24647 | 0.27058 | 0.29488 | 0.31954 | 0.34449
SDG&E | MW | Commercial | Com - Retail (Large Single Level) | HVAC | No | HVAC - SEER Rated Split System AC (SEER 14) | 0.015423 | 0.030793 | 0.04605 | 0.04605 | 0.04605 | 0.04605 | 0.04605 | 0.04605 | 0.04605 | 0.04605 | 0.04605 | 0.04605
SDG&E | MW | Commercial | Com - Retail (Large Single Level) | HVAC | No | HVAC - SEER Rated Split System AC (SEER 15) | 0.012855 | 0.026167 | 0.032503 | 0.039003 | 0.045597 | 0.052198 | 0.058707 | 0.065205 | 0.07172 | 0.078276 | 0.084919 | 0.091623
SDG&E | MW | Commercial | Com - Retail (Large Single Level) | HVAC | No | HVAC - SEER Rated Split System HP (SEER 14) | 0.05253 | 0.10527 | 0.11242 | 0.11967 | 0.12695 | 0.1342 | 0.14133 | 0.14844 | 0.15557 | 0.16275 | 0.17001 | 0.17733
SDG&E | MW | Commercial | Com - Retail (Large Single Level) | HVAC | No | HVAC - SEER Rated Split System HP (SEER 15) | 0.025201 | 0.050525 | 0.062361 | 0.07437 | 0.086467 | 0.098524 | 0.11039 | 0.12224 | 0.13416 | 0.14617 | 0.15833 | 0.17062
SDG&E | MW | Commercial | Com - Retail (Large Single Level) | Lighting | Yes | Lighting - LED Fixture (Replacing T8) - Emerging | 0.018419 | 0.045473 | 0.084938 | 0.14097 | 0.21663 | 0.31467 | 0.43568 | 0.58511 | 0.7662 | 0.9821 | 1.2371 | 1.5318
SDG&E | MW | Commercial | Com - Retail (Large Single Level) | Lighting | Yes | Lighting - LED Lamp (Basic High - Indoor) - Emerging | 0.0035533 | 0.0093387 | 0.017081 | 0.026597 | 0.038016 | 0.03973 | 0.036621 | 0.032017 | 0.026067 | 0.01533 | 0.018458 | 0.022345
SDG&E | MW | Commercial | Com - Retail (Large Single Level) | Lighting | Yes | Lighting - LED Lamp (Basic Low - Indoor) - Emerging | 0.018819 | 0.044836 | 0.077064 | 0.11607 | 0.16205 | 0.17006 | 0.15689 | 0.14299 | 0.12812 | 0.093276 | 0.11697 | 0.14429
SDG&E | MW | Commercial | Com - Retail (Large Single Level) | Lighting | Yes | Lighting - LED Plug-In Indoor Fixture - Emerging | 0.0067578 | 0.015189 | 0.025544 | 0.038091 | 0.052982 | 0.053956 | 0.055038 | 0.056291 | 0.057907 | 0.059914 | 0.06234 | 0.065195
SDG&E | MW | Commercial | Com - Retail (Large Single Level) | Lighting | No | Lighting - Cold Cathode Lamp | 0.0037859 | 0.0078566 | 0.012183 | 0.016759 | 0.021542 | 0.021542 | 0.021542 | 0.017756 | 0.013685 | 0.0093583 | 0.0047829 | 0
SDG&E | MW | Commercial | Com - Retail (Large Single Level) | Lighting | No | Lighting - Compact Fluorescent Fixture (Indoor) | 0.60266 | 1.2587 | 1.969 | 2.736 | 3.5564 | 2.9537 | 2.2977 | 1.5874 | 0.82037 | 0 | 0 | 0
SDG&E | MW | Commercial | Com - Retail (Large Single Level) | Lighting | No | Lighting - Compact Fluorescent Lamp (Basic High - Indoor) | 0.11297 | 0.2407 | 0.38211 | 0.53602 | 0.70002 | 0.58706 | 0.45932 | 0.31791 | 0.16401 | 0 | 0 | 0
SDG&E | MW | Commercial | Com - Retail (Large Single Level) | Lighting | No | Lighting - Compact Fluorescent Lamp (Basic Low - Indoor) | 0.47778 | 0.983 | 1.5125 | 2.0629 | 2.6284 | 2.1506 | 1.6454 | 1.1158 | 0.56542 | 0 | 0 | 0
SDG&E | MW | Commercial | Com - Retail (Large Single Level) | Lighting | No | Lighting - Exit Fixture (LED) | 0.057849 | 0.11365 | 0.16364 | 0.20535 | 0.23864 | 0.26481 | 0.23779 | 0.20899 | 0.18391 | 0.16464 | 0.15138 | 0.1431
SDG&E | MW | Commercial | Com - Retail (Large Single Level) | Lighting | No | Lighting - Halogen Lamp (A-Line) | 0.00045095 | 0.0010428 | 0.0013297 | 0.001642 | 0.0019903 | 0.0010861 | 0 | 0 | 0 | 0 | 0 | 0
SDG&E | MW | Commercial | Com - Retail (Large Single Level) | Lighting | No | Lighting - Halogen Lamp (Reflector) | 0.00016563 | 0.00037735 | 0.0004678 | 0.00055929 | 0.00065498 | 0.00075209 | 0.0008387 | 0.00091481 | 0.00098522 | 0.0010495 | 0.0011162 | 0.0011791
SDG&E | MW | Commercial | Com - Retail (Large Single Level) | Lighting | No | Lighting - High Bay HID to T5 | 0.075641 | 0.1576 | 0.24485 | 0.33452 | 0.4228 | 0.58224 | 0.74048 | 0.8965 | 1.048 | 1.192 | 1.3264 | 1.4502
SDG&E | MW | Commercial | Com - Retail (Large Single Level) | Lighting | No | Lighting - Induction Fixture (Indoor) | 0.0089315 | 0.019952 | 0.033142 | 0.048669 | 0.066447 | 0.086229 | 0.10762 | 0.13084 | 0.15592 | 0.18279 | 0.21147 | 0.24175
SDG&E | MW | Commercial | Com - Retail (Large Single Level) | Lighting | No | Lighting - Induction Fixture (Outdoor) | 0.0036232 | 0.0079878 | 0.013128 | 0.019111 | 0.025902 | 0.033409 | 0.041484 | 0.050222 | 0.059641 | 0.069723 | 0.080488 | 0.091868
SDG&E | MW | Commercial | Com - Retail (Large Single Level) | Lighting | No | Lighting - Linear Fluorescent Delamping | 0.0016508 | 0.0033297 | 0.0054724 | 0.0080949 | 0.011127 | 0 | 0 | 0 | 0 | 0 | 0 | 0
SDG&E | MW | Commercial | Com - Retail (Large Single Level) | Lighting | No | Lighting - Linear Fluorescent Fixture (Low Wattage T8) | 0.10092 | 0.21467 | 0.34024 | 0.4773 | 0.62343 | 0.7754 | 0.92968 | 1.087 | 1.2468 | 1.4082 | 1.5709 | 1.7336
SDG&E | MW | Commercial | Com - Retail (Large Single Level) | Lighting | No | Lighting - Low Bay HID to T5 | 0.013612 | 0.029826 | 0.045645 | 0.061204 | 0.076389 | 0.097223 | 0.11848 | 0.13907 | 0.15918 | 0.17879 | 0.19795 | 0.21653
SDG&E | MW | Commercial | Com - Retail (Large Single Level) | Lighting | No | Lighting - Plug-In Fixture (Compact Fluorescent) | 0.1242 | 0.24811 | 0.37187 | 0.49613 | 0.62008 | 0.62008 | 0.62008 | 0.62008 | 0.62008 | 0.62008 | 0.62008 | 0.62008
SDG&E | MW | Commercial | Com - Retail (Large Single Level) | Lighting | No | Lighting - Plug-In Fixture (Induction) | 0 | 0 | 0.0091988 | 0.025932 | 0.045018 | 0.06548 | 0.086435 | 0.10797 | 0.13006 | 0.15267 | 0.17589 | 0.19961
SDG&E | MW | Commercial | Com - Retail (Large Single Level) | Lighting | No | Lighting - Plug-In Fixture (Linear Fluorescent) | 0.2055 | 0.42988 | 0.66973 | 0.92377 | 1.188 | 1.188 | 1.188 | 1.188 | 1.188 | 1.188 | 1.188 | 1.188
SDG&E | MW | Commercial | Com - Retail (Large Single Level) | Lighting | No | Lighting - Plug-In Fixture (PSMH with Electronic Ballast) | 0.03538 | 0.071969 | 0.10671 | 0.13951 | 0.1707 | 0.20051 | 0.22898 | 0.25683 | 0.28436 | 0.31171 | 0.33904 | 0.36635
SDG&E | MW | Commercial | Com - Retail (Large Single Level) | Lighting | No | Lighting - Plug-In Fixture (PSMH) | 0.036778 | 0.074773 | 0.11087 | 0.14474 | 0.17658 | 0.20667 | 0.23515 | 0.26273 | 0.28975 | 0.31632 | 0.34265 | 0.36871
SDG&E | MW | Commercial | Com - Retail (Large Single Level) | SHW | No | SHW - EF Rated Instantaneous Water Heater (Electric) | 2.3591e-05 | 5.2703e-05 | 8.752e-05 | 0.00012841 | 0.00017498 | 0.00022643 | 0.00028154 | 0.00034093 | 0.00040467 | 0.00047254 | 0.0005446 | 0.00062032
SDG&E | MW | Commercial | Com - Retail (Large Single Level) | SHW | No | SHW - EF Rated Storage Water Heater (Electric) | 1.8446e-05 | 4.0852e-05 | 4.0852e-05 | 4.0852e-05 | 4.0852e-05 | 4.0852e-05 | 4.0852e-05 | 4.0852e-05 | 4.0852e-05 | 4.0852e-05 | 4.0852e-05 | 4.0852e-05
SDG&E | MW | Commercial | Com - Retail (Large Single Level) | Service | No | HVAC - Comprehensive Rooftop Unit Quality Maintenance | 7.2639e-08 | 1.4262e-07 | 2.1515e-07 | 2.8925e-07 | 3.6366e-07 | 4.3707e-07 | 5.0818e-07 | 5.7576e-07 | 6.3882e-07 | 6.9661e-07 | 7.4869e-07 | 7.2226e-07
SDG&E | MW | Commercial | Com - Retail (Large Single Level) | Service | No | Service - HVAC Fault Detection & Diagnositics | 5.7002e-05 | 0.00013712 | 0.00021495 | 0.0002912 | 0.00036526 | 0.00043634 | 0.00050347 | 0.00056799 | 0.00063046 | 0.0006911 | 0.00075144 | 0.00081053
SDG&E | MW | Commercial | Com - Retail (Large Single Level) | Service | No | Service - Retro-Commissioning (Electric) | 0 | 0 | 0 | 0 | 0 | 0 | 0 | 0 | 0.00018498 | 0.00036467 | 0.00050883 | 0.00061416
SDG&E | MW | Commercial | Com - Retail (Large Single Level) | WholeBlg | No | HVAC - Energy Management System | 2.82e-05 | 6.0115e-05 | 8.9991e-05 | 0.00011804 | 0.00014418 | 0.00016829 | 0.00019025 | 0.0002115 | 0.00023222 | 0.00025248 | 0.00027244 | 0.00029206
SDG&E | MW | Commercial | Com - Retail (Large Single Level) | WholeBlg | No | WholeBlg - Com NC Level 2 | 0.0031132 | 0 | 0 | 0 | 0 | 0 | 0 | 0 | 0 | 0 | 0 | 0
SDG&E | MW | Commercial | Com - Retail (Large Single Level) | WholeBlg | No | WholeBlg - Com NC Level 3 | 0.0020338 | 0.0020338 | 0.0020338 | 0.0020338 | 0.0020338 | 0.0020338 | 0.0020338 | 0 | 0 | 0 | 0 | 0
SDG&E | MW | Commercial | Com - Retail (Large Single Level) | WholeBlg | No | WholeBlg - Com NC ZNE | 0.00022169 | 0.00022169 | 0.00022169 | 0.00022169 | 0.0015537 | 0.0040234 | 0.0075757 | 0.012555 | 0.019127 | 0.02735 | 0.027184 | 0.027184
SDG&E | MW | Commercial | Com - Retail (Large Single Level) | WholeBlg | No | WholeBlg - Com RET Level 1 | 0.019128 | 0.045631 | 0.080091 | 0.12312 | 0.17533 | 0.23736 | 0.30985 | 0.39342 | 0.48863 | 0.59601 | 0.71599 | 0.84893
SDG&E | MW | Commercial | Com - Retail (Large Single Level) | WholeBlg | No | WholeBlg - Com RET Level 2 | 0.044965 | 0.10619 | 0.18492 | 0.28259 | 0.40063 | 0.54054 | 0.70379 | 0.89188 | 1.1062 | 1.348 | 1.6183 | 1.9181
SDG&E | MW | Commercial | Com - Retail (Small) | AppPlug | No | AppPlug - Desktop Computer (Com - Power Management) | 0.012852 | 0.026795 | 0.041279 | 0.056114 | 0.070958 | 0.085468 | 0.099294 | 0.11238 | 0.1247 | 0.13622 | 0.14704 | 0.1443
SDG&E | MW | Commercial | Com - Retail (Small) | AppPlug | No | AppPlug - Occupancy Sensor Plug Strip | 0 | 0 | 0 | 0 | 0 | 0 | 0 | 0 | 0 | 0.026396 | 0.052796 | 0.075113
SDG&E | MW | Commercial | Com - Retail (Small) | BldgEnv | No | BldgEnv - Wall Spray On Insulation | 0.014183 | 0.027658 | 0.040458 | 0.052618 | 0.064171 | 0.075146 | 0.085572 | 0.081293 | 0.077229 | 0.073367 | 0.069699 | 0.066214
SDG&E | MW | Commercial | Com - Retail (Small) | BldgEnv | No | BldgEnv - Window Film | 0.024781 | 0.047085 | 0.069347 | 0.09409 | 0.12104 | 0.14953 | 0.17893 | 0.20917 | 0.23998 | 0.27146 | 0.30338 | 0.31064
SDG&E | MW | Commercial | Com - Retail (Small) | FoodServ | No | FoodServ - Electric Steamer | 0.0016226 | 0.0033498 | 0.0051851 | 0.0071392 | 0.0091919 | 0.011313 | 0.013466 | 0.015674 | 0.017942 | 0.020269 | 0.022664 | 0.025115
SDG&E | MW | Commercial | Com - Retail (Small) | HVAC | Yes | HVAC - Advanced Package Rooftop AC (> EER 12) - Emerging | 0 | 0 | 0.00019972 | 0.00071567 | 0.0016194 | 0.002961 | 0.0047749 | 0.007092 | 0.0099519 | 0.013399 | 0.017478 | 0.022254
SDG&E | MW | Commercial | Com - Retail (Small) | HVAC | No | HVAC - Direct Evaporative Cooler | 0.12163 | 0.24314 | 0.3657 | 0.49009 | 0.61643 | 0.74458 | 0.87428 | 1.006 | 1.1399 | 1.276 | 1.4147 | 1.5557
SDG&E | MW | Commercial | Com - Retail (Small) | HVAC | No | HVAC - EER Rated Package Rooftop AC (EER 11) | 0 | 0 | 0 | 0.022189 | 0.046071 | 0.080636 | 0.11595 | 0.15215 | 0.18919 | 0.22698 | 0.26566 | 0.3051
SDG&E | MW | Commercial | Com - Retail (Small) | HVAC | No | HVAC - SEER Rated Package Rooftop AC (Recharge) | 0.073735 | 0.1401 | 0.19982 | 0.25358 | 0.22822 | 0.2054 | 0.18486 | 0.16637 | 0.14973 | 0.13476 | 0.12128 | 0.10916
SDG&E | MW | Commercial | Com - Retail (Small) | HVAC | No | HVAC - SEER Rated Package Rooftop AC (SEER 14) | 0.05607 | 0.11247 | 0.11247 | 0.11247 | 0.11247 | 0.11247 | 0.11247 | 0.11247 | 0.11247 | 0.11247 | 0.11247 | 0.11247
SDG&E | MW | Commercial | Com - Retail (Small) | HVAC | No | HVAC - SEER Rated Package Rooftop AC (SEER 15) | 0.11473 | 0.23025 | 0.28435 | 0.3393 | 0.39479 | 0.45035 | 0.50538 | 0.56058 | 0.61626 | 0.67251 | 0.7296 | 0.78745
SDG&E | MW | Commercial | Com - Retail (Small) | HVAC | No | HVAC - SEER Rated Package Rooftop HP (SEER 14) | 0.015026 | 0.030091 | 0.030091 | 0.030091 | 0.030091 | 0.030091 | 0.030091 | 0.030091 | 0.030091 | 0.030091 | 0.030091 | 0.030091
SDG&E | MW | Commercial | Com - Retail (Small) | HVAC | No | HVAC - SEER Rated Package Rooftop HP (SEER 15) | 0.058719 | 0.11768 | 0.14524 | 0.17321 | 0.2014 | 0.22947 | 0.25703 | 0.28456 | 0.31225 | 0.34017 | 0.36848 | 0.39712
SDG&E | MW | Commercial | Com - Retail (Small) | HVAC | No | HVAC - SEER Rated Split System AC (SEER 14) | 0.021334 | 0.0427 | 0.064092 | 0.064092 | 0.064092 | 0.064092 | 0.064092 | 0.064092 | 0.064092 | 0.064092 | 0.064092 | 0.064092
SDG&E | MW | Commercial | Com - Retail (Small) | HVAC | No | HVAC - SEER Rated Split System AC (SEER 15) | 0.020861 | 0.042615 | 0.05309 | 0.06398 | 0.075186 | 0.08657 | 0.097964 | 0.1095 | 0.12122 | 0.13313 | 0.14526 | 0.15759
SDG&E | MW | Commercial | Com - Retail (Small) | HVAC | No | HVAC - SEER Rated Split System HP (SEER 14) | 0.061667 | 0.12358 | 0.13197 | 0.14048 | 0.14903 | 0.15754 | 0.16591 | 0.17425 | 0.18263 | 0.19105 | 0.19957 | 0.20817
SDG&E | MW | Commercial | Com - Retail (Small) | HVAC | No | HVAC - SEER Rated Split System HP (SEER 15) | 0.029272 | 0.058682 | 0.072425 | 0.086369 | 0.10041 | 0.11441 | 0.12817 | 0.14192 | 0.15575 | 0.16967 | 0.18378 | 0.19803
SDG&E | MW | Commercial | Com - Retail (Small) | Lighting | Yes | Lighting - LED Fixture (Replacing T8) - Emerging | 0.014414 | 0.035752 | 0.067546 | 0.11362 | 0.17709 | 0.26096 | 0.36636 | 0.49877 | 0.66137 | 0.85749 | 1.0915 | 1.3644
SDG&E | MW | Commercial | Com - Retail (Small) | Lighting | Yes | Lighting - LED Lamp (Basic High - Indoor) - Emerging | 0.0034196 | 0.0090038 | 0.016579 | 0.025904 | 0.037118 | 0.038806 | 0.035847 | 0.031366 | 0.025559 | 0.015109 | 0.018241 | 0.022131
SDG&E | MW | Commercial | Com - Retail (Small) | Lighting | Yes | Lighting - LED Lamp (Basic Low - Indoor) - Emerging | 0.018401 | 0.044024 | 0.075785 | 0.11428 | 0.15974 | 0.16768 | 0.15477 | 0.14118 | 0.12666 | 0.09261 | 0.11631 | 0.14369
SDG&E | MW | Commercial | Com - Retail (Small) | Lighting | Yes | Lighting - LED Plug-In Indoor Fixture - Emerging | 0.0047146 | 0.010465 | 0.017522 | 0.026136 | 0.036496 | 0.037188 | 0.037975 | 0.03887 | 0.040047 | 0.041547 | 0.043405 | 0.045641
SDG&E | MW | Commercial | Com - Retail (Small) | Lighting | No | Lighting - Cold Cathode Lamp | 0.0039867 | 0.0082658 | 0.012808 | 0.017607 | 0.02262 | 0.02262 | 0.02262 | 0.018633 | 0.014354 | 0.0098117 | 0.0050128 | 0
SDG&E | MW | Commercial | Com - Retail (Small) | Lighting | No | Lighting - Compact Fluorescent Fixture (Indoor) | 0.60104 | 1.2547 | 1.9619 | 2.7251 | 3.5411 | 2.94 | 2.2864 | 1.5791 | 0.81595 | 0 | 0 | 0
SDG&E | MW | Commercial | Com - Retail (Small) | Lighting | No | Lighting - Compact Fluorescent Lamp (Basic High - Indoor) | 0.11219 | 0.23924 | 0.38 | 0.5333 | 0.69675 | 0.58456 | 0.4575 | 0.31675 | 0.16345 | 0 | 0 | 0
SDG&E | MW | Commercial | Com - Retail (Small) | Lighting | No | Lighting - Compact Fluorescent Lamp (Basic Low - Indoor) | 0.475 | 0.97758 | 1.5046 | 2.0527 | 2.6159 | 2.1409 | 1.6383 | 1.1113 | 0.5632 | 0 | 0 | 0
SDG&E | MW | Commercial | Com - Retail (Small) | Lighting | No | Lighting - Exit Fixture (LED) | 0.058458 | 0.11485 | 0.16536 | 0.20752 | 0.24116 | 0.26761 | 0.24031 | 0.2112 | 0.18585 | 0.16638 | 0.15297 | 0.1446
SDG&E | MW | Commercial | Com - Retail (Small) | Lighting | No | Lighting - Halogen Lamp (A-Line) | 0.00045096 | 0.0010428 | 0.0013297 | 0.0016421 | 0.0019904 | 0.0010862 | 0 | 0 | 0 | 0 | 0 | 0
SDG&E | MW | Commercial | Com - Retail (Small) | Lighting | No | Lighting - Halogen Lamp (Reflector) | 0.00016562 | 0.00037734 | 0.00046781 | 0.00055931 | 0.00065504 | 0.00075223 | 0.00083891 | 0.00091508 | 0.00098555 | 0.00105 | 0.0011167 | 0.0011796
SDG&E | MW | Commercial | Com - Retail (Small) | Lighting | No | Lighting - High Bay HID to T5 | 0.076036 | 0.15829 | 0.24566 | 0.33529 | 0.42343 | 0.5831 | 0.7415 | 0.89754 | 1.0489 | 1.1927 | 1.3268 | 1.4504
SDG&E | MW | Commercial | Com - Retail (Small) | Lighting | No | Lighting - Induction Fixture (Indoor) | 0.009088 | 0.020306 | 0.033735 | 0.049546 | 0.067652 | 0.087802 | 0.10959 | 0.13325 | 0.1588 | 0.18618 | 0.2154 | 0.24625
SDG&E | MW | Commercial | Com - Retail (Small) | Lighting | No | Lighting - Induction Fixture (Outdoor) | 0.0036231 | 0.0079878 | 0.013128 | 0.019111 | 0.025902 | 0.033409 | 0.041484 | 0.050222 | 0.059641 | 0.069723 | 0.080488 | 0.091868
SDG&E | MW | Commercial | Com - Retail (Small) | Lighting | No | Lighting - Linear Fluorescent Delamping | 0.0016705 | 0.0033696 | 0.0055365 | 0.0081876 | 0.011252 | 0 | 0 | 0 | 0 | 0 | 0 | 0
SDG&E | MW | Commercial | Com - Retail (Small) | Lighting | No | Lighting - Linear Fluorescent Fixture (Low Wattage T8) | 0.098752 | 0.21061 | 0.33464 | 0.47057 | 0.61603 | 0.76786 | 0.92255 | 1.0807 | 1.242 | 1.4054 | 1.5704 | 1.7359
SDG&E | MW | Commercial | Com - Retail (Small) | Lighting | No | Lighting - Low Bay HID to T5 | 0 | 0 | 0 | 0 | 0 | 0.014398 | 0.028071 | 0.041284 | 0.054148 | 0.0667 | 0.08561 | 0.10396
SDG&E | MW | Commercial | Com - Retail (Small) | Lighting | No | Lighting - Plug-In Fixture (Compact Fluorescent) | 0.11804 | 0.23636 | 0.35519 | 0.47526 | 0.59579 | 0.59579 | 0.59579 | 0.59579 | 0.59579 | 0.59579 | 0.59579 | 0.59579
SDG&E | MW | Commercial | Com - Retail (Small) | Lighting | No | Lighting - Plug-In Fixture (Induction) | 0 | 0 | 0.014474 | 0.032003 | 0.05148 | 0.072051 | 0.092956 | 0.11437 | 0.1363 | 0.15873 | 0.18175 | 0.20528
SDG&E | MW | Commercial | Com - Retail (Small) | Lighting | No | Lighting - Plug-In Fixture (Linear Fluorescent) | 0.20468 | 0.42683 | 0.66344 | 0.91347 | 1.1733 | 1.1733 | 1.1733 | 1.1733 | 1.1733 | 1.1733 | 1.1733 | 1.1733
SDG&E | MW | Commercial | Com - Retail (Small) | Lighting | No | Lighting - Plug-In Fixture (PSMH with Electronic Ballast) | 0.035506 | 0.072306 | 0.10611 | 0.13794 | 0.16854 | 0.19802 | 0.22634 | 0.25412 | 0.28165 | 0.30901 | 0.33639 | 0.36375
SDG&E | MW | Commercial | Com - Retail (Small) | Lighting | No | Lighting - Plug-In Fixture (PSMH) | 0.037083 | 0.075487 | 0.1108 | 0.14416 | 0.17577 | 0.20587 | 0.23448 | 0.26226 | 0.28949 | 0.31629 | 0.34285 | 0.36914
SDG&E | MW | Commercial | Com - Retail (Small) | SHW | No | SHW - EF Rated Instantaneous Water Heater (Electric) | 1.4322e-05 | 3.1992e-05 | 5.3107e-05 | 7.7878e-05 | 0.00010607 | 0.0001372 | 0.00017054 | 0.00020645 | 0.00024499 | 0.00028601 | 0.00032956 | 0.00037531
SDG&E | MW | Commercial | Com - Retail (Small) | SHW | No | SHW - EF Rated Storage Water Heater (Electric) | 1.2118e-05 | 2.6841e-05 | 2.6841e-05 | 2.6841e-05 | 2.6841e-05 | 2.6841e-05 | 2.6841e-05 | 2.6841e-05 | 2.6841e-05 | 2.6841e-05 | 2.6841e-05 | 2.6841e-05
SDG&E | MW | Commercial | Com - Retail (Small) | Service | No | HVAC - Comprehensive Rooftop Unit Quality Maintenance | 7.2639e-08 | 1.4262e-07 | 2.1515e-07 | 2.8925e-07 | 3.6366e-07 | 4.3707e-07 | 5.0818e-07 | 5.7576e-07 | 6.3882e-07 | 6.9661e-07 | 7.4869e-07 | 7.2226e-07
SDG&E | MW | Commercial | Com - Retail (Small) | Service | No | Service - HVAC Fault Detection & Diagnositics | 5.7002e-05 | 0.00013712 | 0.00021495 | 0.0002912 | 0.00036526 | 0.00043634 | 0.00050347 | 0.00056799 | 0.00063046 | 0.0006911 | 0.00075144 | 0.00081053
SDG&E | MW | Commercial | Com - Retail (Small) | Service | No | Service - Retro-Commissioning (Electric) | 0 | 0 | 0 | 0 | 0 | 0 | 0 | 0 | 0.00018498 | 0.00036467 | 0.00050883 | 0.00061416
SDG&E | MW | Commercial | Com - Retail (Small) | WholeBlg | No | HVAC - Energy Management System | 2.82e-05 | 6.0115e-05 | 8.9991e-05 | 0.00011804 | 0.00014418 | 0.00016829 | 0.00019025 | 0.0002115 | 0.00023222 | 0.00025248 | 0.00027244 | 0.00029206
SDG&E | MW | Commercial | Com - Retail (Small) | WholeBlg | No | WholeBlg - Com NC Level 2 | 0.0031132 | 0 | 0 | 0 | 0 | 0 | 0 | 0 | 0 | 0 | 0 | 0
SDG&E | MW | Commercial | Com - Retail (Small) | WholeBlg | No | WholeBlg - Com NC Level 3 | 0.0020338 | 0.0020338 | 0.0020338 | 0.0020338 | 0.0020338 | 0.0020338 | 0.0020338 | 0 | 0 | 0 | 0 | 0
SDG&E | MW | Commercial | Com - Retail (Small) | WholeBlg | No | WholeBlg - Com NC ZNE | 0.00022169 | 0.00022169 | 0.00022169 | 0.00022169 | 0.0015537 | 0.0040234 | 0.0075757 | 0.012555 | 0.019127 | 0.02735 | 0.027184 | 0.027184
SDG&E | MW | Commercial | Com - Retail (Small) | WholeBlg | No | WholeBlg - Com RET Level 1 | 0.020713 | 0.049442 | 0.086824 | 0.13353 | 0.19022 | 0.25762 | 0.33641 | 0.42726 | 0.5308 | 0.64761 | 0.77815 | 0.92281
SDG&E | MW | Commercial | Com - Retail (Small) | WholeBlg | No | WholeBlg - Com RET Level 2 | 0.046675 | 0.11024 | 0.19199 | 0.29342 | 0.41601 | 0.56131 | 0.73084 | 0.92615 | 1.1486 | 1.3997 | 1.6803 | 1.9915
SDG&E | MW | Commercial | Com - Storage (Conditioned) | AppPlug | No | AppPlug - Desktop Computer (Com - Power Management) | 0.0052513 | 0.010948 | 0.016866 | 0.022927 | 0.028995 | 0.034927 | 0.040582 | 0.045939 | 0.050981 | 0.055699 | 0.060121 | 0.059001
SDG&E | MW | Commercial | Com - Storage (Conditioned) | AppPlug | No | AppPlug - Occupancy Sensor Plug Strip | 0 | 0 | 0 | 0 | 0 | 0 | 0 | 0 | 0 | 0.01079 | 0.021577 | 0.030695
SDG&E | MW | Commercial | Com - Storage (Conditioned) | BldgEnv | No | BldgEnv - Wall Spray On Insulation | 0.0066482 | 0.012964 | 0.018964 | 0.024664 | 0.030079 | 0.035223 | 0.04011 | 0.038105 | 0.036199 | 0.034389 | 0.03267 | 0.031036
SDG&E | MW | Commercial | Com - Storage (Conditioned) | BldgEnv | No | BldgEnv - Window Film | 0 | 0 | 0 | 0 | 0 | 0 | 0 | 0 | 0 | 0.00062313 | 0.0019514 | 0.0037791
SDG&E | MW | Commercial | Com - Storage (Conditioned) | ComRefrig | No | ComRefrig - Strip Curtain for Walk In Refrigerator | 0 | 0.0066595 | 0.012988 | 0.018801 | 0.02392 | 0.028228 | 0.025035 | 0.021372 | 0.017515 | 0.013749 | 0.010455 | 0.0077494
SDG&E | MW | Commercial | Com - Storage (Conditioned) | HVAC | No | HVAC - Direct Evaporative Cooler | 0.051839 | 0.10348 | 0.15528 | 0.20748 | 0.26006 | 0.31296 | 0.36604 | 0.41964 | 0.47412 | 0.52951 | 0.58581 | 0.64296
SDG&E | MW | Commercial | Com - Storage (Conditioned) | HVAC | No | HVAC - SEER Rated Package Rooftop AC (SEER 14) | 0.01009 | 0.020239 | 0.020239 | 0.020239 | 0.020239 | 0.020239 | 0.020239 | 0.020239 | 0.020239 | 0.020239 | 0.020239 | 0.020239
SDG&E | MW | Commercial | Com - Storage (Conditioned) | HVAC | No | HVAC - SEER Rated Package Rooftop AC (SEER 15) | 0.016125 | 0.032388 | 0.040019 | 0.047769 | 0.055609 | 0.063491 | 0.071353 | 0.079263 | 0.087248 | 0.095318 | 0.1035 | 0.11178
SDG&E | MW | Commercial | Com - Storage (Conditioned) | HVAC | No | HVAC - SEER Rated Package Rooftop HP (SEER 14) | 0.0019896 | 0.0039861 | 0.0039861 | 0.0039861 | 0.0039861 | 0.0039861 | 0.0039861 | 0.0039861 | 0.0039861 | 0.0039861 | 0.0039861 | 0.0039861
SDG&E | MW | Commercial | Com - Storage (Conditioned) | HVAC | No | HVAC - SEER Rated Package Rooftop HP (SEER 15) | 0.0069981 | 0.014028 | 0.017319 | 0.020665 | 0.024044 | 0.027423 | 0.030759 | 0.034104 | 0.037477 | 0.040886 | 0.044346 | 0.047853
SDG&E | MW | Commercial | Com - Storage (Conditioned) | HVAC | No | HVAC - SEER Rated Split System AC (SEER 14) | 0.0030342 | 0.006054 | 0.009051 | 0.009051 | 0.009051 | 0.009051 | 0.009051 | 0.009051 | 0.009051 | 0.009051 | 0.009051 | 0.009051
SDG&E | MW | Commercial | Com - Storage (Conditioned) | HVAC | No | HVAC - SEER Rated Split System AC (SEER 15) | 0.001782 | 0.0036271 | 0.0045054 | 0.0054048 | 0.006317 | 0.0072318 | 0.0081375 | 0.0090447 | 0.0099601 | 0.010883 | 0.011815 | 0.012755
SDG&E | MW | Commercial | Com - Storage (Conditioned) | HVAC | No | HVAC - SEER Rated Split System HP (SEER 14) | 0.011708 | 0.023461 | 0.025058 | 0.02668 | 0.028315 | 0.029948 | 0.031558 | 0.033171 | 0.034795 | 0.036434 | 0.038097 | 0.03978
SDG&E | MW | Commercial | Com - Storage (Conditioned) | HVAC | No | HVAC - SEER Rated Split System HP (SEER 15) | 0.0044753 | 0.0089718 | 0.011077 | 0.013217 | 0.015379 | 0.017542 | 0.019678 | 0.021821 | 0.023983 | 0.026169 | 0.028388 | 0.03064
SDG&E | MW | Commercial | Com - Storage (Conditioned) | Lighting | Yes | Lighting - LED Fixture (Replacing T8) - Emerging | 0.0010041 | 0.0034009 | 0.0076399 | 0.014239 | 0.023582 | 0.036021 | 0.051602 | 0.071155 | 0.095143 | 0.12407 | 0.15862 | 0.19976
SDG&E | MW | Commercial | Com - Storage (Conditioned) | Lighting | Yes | Lighting - LED Lamp (Basic High - Indoor) - Emerging | 3.9099e-05 | 9.4449e-05 | 0.00017139 | 0.00026033 | 0.00036004 | 0.00037425 | 0.00034272 | 0.0003021 | 0.00026 | 0.00017778 | 0.00022237 | 0.00027168
SDG&E | MW | Commercial | Com - Storage (Conditioned) | Lighting | Yes | Lighting - LED Lamp (Basic Low - Indoor) - Emerging | 0.00034983 | 0.00083964 | 0.0014219 | 0.0021057 | 0.0028962 | 0.003043 | 0.0028655 | 0.0027018 | 0.0025457 | 0.0020457 | 0.0025902 | 0.0032204
SDG&E | MW | Commercial | Com - Storage (Conditioned) | Lighting | Yes | Lighting - LED Plug-In Indoor Fixture - Emerging | 0.0023097 | 0.0051883 | 0.0087195 | 0.012991 | 0.018053 | 0.018383 | 0.018751 | 0.019179 | 0.019732 | 0.02042 | 0.021251 | 0.022229
SDG&E | MW | Commercial | Com - Storage (Conditioned) | Lighting | No | Lighting - Cold Cathode Lamp | 0.00086091 | 0.0017862 | 0.0027686 | 0.0038066 | 0.0048889 | 0.0048889 | 0.0048889 | 0.0048889 | 0.0048889 | 0.004028 | 0.0031027 | 0.0021203
SDG&E | MW | Commercial | Com - Storage (Conditioned) | Lighting | No | Lighting - Compact Fluorescent Fixture (Indoor) | 0.0099928 | 0.0208 | 0.032443 | 0.04496 | 0.058303 | 0.048311 | 0.037503 | 0.025861 | 0.013344 | 0 | 0 | 0
SDG&E | MW | Commercial | Com - Storage (Conditioned) | Lighting | No | Lighting - Compact Fluorescent Lamp (Basic High - Indoor) | 0.0016845 | 0.0033963 | 0.0051275 | 0.0068855 | 0.0086644 | 0.0069799 | 0.0052681 | 0.0035369 | 0.0017789 | 0 | 0 | 0
SDG&E | MW | Commercial | Com - Storage (Conditioned) | Lighting | No | Lighting - Compact Fluorescent Lamp (Basic Low - Indoor) | 0.012395 | 0.024858 | 0.037435 | 0.050151 | 0.062974 | 0.05058 | 0.038116 | 0.02554 | 0.012823 | 0 | 0 | 0
SDG&E | MW | Commercial | Com - Storage (Conditioned) | Lighting | No | Lighting - Exit Fixture (LED) | 0.025638 | 0.050377 | 0.072544 | 0.091053 | 0.10584 | 0.11748 | 0.10556 | 0.092817 | 0.081715 | 0.073181 | 0.067296 | 0.06361
SDG&E | MW | Commercial | Com - Storage (Conditioned) | Lighting | No | Lighting - Halogen Lamp (A-Line) | 0.00018426 | 0.00042606 | 0.00054324 | 0.00067081 | 0.00081308 | 0.0004437 | 0 | 0 | 0 | 0 | 0 | 0
SDG&E | MW | Commercial | Com - Storage (Conditioned) | Lighting | No | Lighting - Halogen Lamp (Reflector) | 6.7685e-05 | 0.00015419 | 0.00019113 | 0.00022849 | 0.00026756 | 0.00030717 | 0.00034248 | 0.00037353 | 0.00040224 | 0.00042844 | 0.00045562 | 0.00048128
SDG&E | MW | Commercial | Com - Storage (Conditioned) | Lighting | No | Lighting - High Bay HID to T5 | 0.011336 | 0.027462 | 0.043108 | 0.058414 | 0.07329 | 0.098971 | 0.1287 | 0.15743 | 0.18544 | 0.21267 | 0.23907 | 0.26443
SDG&E | MW | Commercial | Com - Storage (Conditioned) | Lighting | No | Lighting - Induction Fixture (Indoor) | 0.003847 | 0.008667 | 0.014507 | 0.021451 | 0.02947 | 0.03846 | 0.048242 | 0.058921 | 0.070512 | 0.082975 | 0.096316 | 0.11044
SDG&E | MW | Commercial | Com - Storage (Conditioned) | Lighting | No | Lighting - Induction Fixture (Outdoor) | 0.0014813 | 0.0032646 | 0.0053649 | 0.0078093 | 0.010584 | 0.013651 | 0.016951 | 0.020522 | 0.024371 | 0.028492 | 0.03289 | 0.03754
SDG&E | MW | Commercial | Com - Storage (Conditioned) | Lighting | No | Lighting - Linear Fluorescent Delamping | 0.00047316 | 0.00095446 | 0.001568 | 0.0023185 | 0.003186 | 0 | 0 | 0 | 0 | 0 | 0 | 0
SDG&E | MW | Commercial | Com - Storage (Conditioned) | Lighting | No | Lighting - Linear Fluorescent Fixture (Low Wattage T8) | 0.022248 | 0.046477 | 0.07241 | 0.099947 | 0.12864 | 0.15796 | 0.18734 | 0.21697 | 0.24683 | 0.27681 | 0.30692 | 0.33641
SDG&E | MW | Commercial | Com - Storage (Conditioned) | Lighting | No | Lighting - Low Bay HID to T5 | 0 | 0 | 0 | 0 | 0 | 0 | 0 | 0 | 0.0029364 | 0.00849 | 0.013955 | 0.01932
SDG&E | MW | Commercial | Com - Storage (Conditioned) | Lighting | No | Lighting - Plug-In Fixture (Compact Fluorescent) | 0.042221 | 0.084344 | 0.12644 | 0.16871 | 0.2109 | 0.2109 | 0.2109 | 0.2109 | 0.2109 | 0.2109 | 0.2109 | 0.2109
SDG&E | MW | Commercial | Com - Storage (Conditioned) | Lighting | No | Lighting - Plug-In Fixture (Induction) | 0 | 0 | 0 | 0 | 0.0033211 | 0.0089599 | 0.015247 | 0.022035 | 0.029198 | 0.036653 | 0.044383 | 0.052332
SDG&E | MW | Commercial | Com - Storage (Conditioned) | Lighting | No | Lighting - Plug-In Fixture (Linear Fluorescent) | 0.071867 | 0.14992 | 0.23312 | 0.32107 | 0.41251 | 0.41251 | 0.41251 | 0.41251 | 0.41251 | 0.41251 | 0.41251 | 0.41251
SDG&E | MW | Commercial | Com - Storage (Conditioned) | Lighting | No | Lighting - Plug-In Fixture (PSMH with Electronic Ballast) | 0.012593 | 0.025696 | 0.03874 | 0.051849 | 0.064289 | 0.075841 | 0.08661 | 0.096956 | 0.10707 | 0.11703 | 0.12695 | 0.13683
SDG&E | MW | Commercial | Com - Storage (Conditioned) | Lighting | No | Lighting - Plug-In Fixture (PSMH) | 0.013262 | 0.027059 | 0.040775 | 0.054529 | 0.067577 | 0.07965 | 0.090756 | 0.10129 | 0.11147 | 0.1214 | 0.13117 | 0.14081
SDG&E | MW | Commercial | Com - Storage (Conditioned) | SHW | No | SHW - EF Rated Instantaneous Water Heater (Electric) | 1.5682e-06 | 3.5032e-06 | 5.8162e-06 | 8.5312e-06 | 1.1622e-05 | 1.5035e-05 | 1.869e-05 | 2.2627e-05 | 2.6853e-05 | 3.1351e-05 | 3.6126e-05 | 4.1144e-05
SDG&E | MW | Commercial | Com - Storage (Conditioned) | SHW | No | SHW - EF Rated Storage Water Heater (Electric) | 1.2384e-06 | 2.7425e-06 | 2.7425e-06 | 2.7425e-06 | 2.7425e-06 | 2.7425e-06 | 2.7425e-06 | 2.7425e-06 | 2.7425e-06 | 2.7425e-06 | 2.7425e-06 | 2.7425e-06
SDG&E | MW | Commercial | Com - Storage (Conditioned) | Service | No | HVAC - Comprehensive Rooftop Unit Quality Maintenance | 2.9679e-08 | 5.8271e-08 | 8.7907e-08 | 1.1818e-07 | 1.4858e-07 | 1.7858e-07 | 2.0763e-07 | 2.3524e-07 | 2.6101e-07 | 2.8462e-07 | 3.059e-07 | 2.951e-07
SDG&E | MW | Commercial | Com - Storage (Conditioned) | Service | No | Service - HVAC Fault Detection & Diagnositics | 2.3299e-05 | 5.6033e-05 | 8.7833e-05 | 0.00011899 | 0.0001493 | 0.00017845 | 0.00020603 | 0.0002326 | 0.0002584 | 0.00028352 | 0.00030817 | 0.00033232
SDG&E | MW | Commercial | Com - Storage (Conditioned) | Service | No | Service - Retro-Commissioning (Electric) | 0 | 0 | 0 | 0 | 0 | 0 | 0 | 0 | 7.5579e-05 | 0.000149 | 0.0002079 | 0.00025093
SDG&E | MW | Commercial | Com - Storage (Conditioned) | WholeBlg | No | HVAC - Energy Management System | 1.1522e-05 | 2.4562e-05 | 3.6769e-05 | 4.8228e-05 | 5.8907e-05 | 6.8759e-05 | 7.7731e-05 | 8.6414e-05 | 9.4882e-05 | 0.00010316 | 0.00011131 | 0.00011933
SDG&E | MW | Commercial | Com - Storage (Conditioned) | WholeBlg | No | WholeBlg - Com RET Level 1 | 0.0039448 | 0.0094015 | 0.016486 | 0.025317 | 0.036015 | 0.048708 | 0.06352 | 0.08057 | 0.09997 | 0.12182 | 0.14621 | 0.1732
SDG&E | MW | Commercial | Com - Storage (Conditioned) | WholeBlg | No | WholeBlg - Com RET Level 2 | 0.0076056 | 0.017951 | 0.031239 | 0.047698 | 0.067568 | 0.091091 | 0.11851 | 0.15007 | 0.18598 | 0.22647 | 0.2717 | 0.32181
SDG&E | MW | Commercial | Com - Storage (Unconditioned) | AppPlug | No | AppPlug - Desktop Computer (Com - Power Management) | 0.013128 | 0.027371 | 0.042166 | 0.057319 | 0.072487 | 0.087318 | 0.10146 | 0.11485 | 0.12745 | 0.13925 | 0.1503 | 0.1475
SDG&E | MW | Commercial | Com - Storage (Unconditioned) | AppPlug | No | AppPlug - Occupancy Sensor Plug Strip | 0 | 0 | 0 | 0 | 0 | 0 | 0 | 0 | 0 | 0.026976 | 0.053943 | 0.076738
SDG&E | MW | Commercial | Com - Storage (Unconditioned) | BldgEnv | No | BldgEnv - Window Film | 0 | 0.0041996 | 0.013165 | 0.025465 | 0.039268 | 0.053269 | 0.066787 | 0.079699 | 0.092029 | 0.10397 | 0.11564 | 0.12706
SDG&E | MW | Commercial | Com - Storage (Unconditioned) | Lighting | Yes | Lighting - LED Fixture (Replacing T8) - Emerging | 0.0039595 | 0.0096905 | 0.018155 | 0.030392 | 0.047246 | 0.069528 | 0.097512 | 0.1328 | 0.17634 | 0.22914 | 0.29257 | 0.36924
SDG&E | MW | Commercial | Com - Storage (Unconditioned) | Lighting | Yes | Lighting - LED Lamp (Basic High - Indoor) - Emerging | 7.5539e-05 | 0.00018267 | 0.00033198 | 0.00050567 | 0.00070093 | 0.0007288 | 0.0006681 | 0.00058959 | 0.00050737 | 0.00034717 | 0.00043441 | 0.00053092
SDG&E | MW | Commercial | Com - Storage (Unconditioned) | Lighting | Yes | Lighting - LED Lamp (Basic Low - Indoor) - Emerging | 0.00067969 | 0.0016354 | 0.0027744 | 0.0041157 | 0.0056699 | 0.0059588 | 0.0056141 | 0.0052941 | 0.0049853 | 0.0040045 | 0.0050693 | 0.0063013
SDG&E | MW | Commercial | Com - Storage (Unconditioned) | Lighting | Yes | Lighting - LED Plug-In Indoor Fixture - Emerging | 0.0045707 | 0.010274 | 0.017276 | 0.025751 | 0.035802 | 0.036459 | 0.037188 | 0.038035 | 0.039127 | 0.040482 | 0.042119 | 0.044044
SDG&E | MW | Commercial | Com - Storage (Unconditioned) | Lighting | No | Lighting - Cold Cathode Lamp | 0.0016342 | 0.003398 | 0.0052752 | 0.0072623 | 0.0093369 | 0.0093369 | 0.0093369 | 0.0093369 | 0.0093369 | 0.0077026 | 0.0059389 | 0.0040616
SDG&E | MW | Commercial | Com - Storage (Unconditioned) | Lighting | No | Lighting - Compact Fluorescent Fixture (Indoor) | 0.019515 | 0.040729 | 0.063668 | 0.088403 | 0.11483 | 0.095312 | 0.074098 | 0.05116 | 0.026425 | 0 | 0 | 0
SDG&E | MW | Commercial | Com - Storage (Unconditioned) | Lighting | No | Lighting - Compact Fluorescent Lamp (Basic High - Indoor) | 0.0032843 | 0.0066233 | 0.010001 | 0.013431 | 0.016902 | 0.013617 | 0.010278 | 0.0069006 | 0.0034704 | 0 | 0 | 0
SDG&E | MW | Commercial | Com - Storage (Unconditioned) | Lighting | No | Lighting - Compact Fluorescent Lamp (Basic Low - Indoor) | 0.024195 | 0.048522 | 0.073061 | 0.097869 | 0.12288 | 0.098684 | 0.074358 | 0.049818 | 0.02501 | 0 | 0 | 0
SDG&E | MW | Commercial | Com - Storage (Unconditioned) | Lighting | No | Lighting - Exit Fixture (LED) | 0.043767 | 0.086007 | 0.12386 | 0.15547 | 0.18075 | 0.20067 | 0.18036 | 0.15862 | 0.13967 | 0.12511 | 0.11506 | 0.10875
SDG&E | MW | Commercial | Com - Storage (Unconditioned) | Lighting | No | Lighting - Halogen Lamp (A-Line) | 0.00046064 | 0.0010653 | 0.0013585 | 0.0016777 | 0.0020337 | 0.0011098 | 0 | 0 | 0 | 0 | 0 | 0
SDG&E | MW | Commercial | Com - Storage (Unconditioned) | Lighting | No | Lighting - Halogen Lamp (Reflector) | 0.00016912 | 0.00038538 | 0.00047786 | 0.00057144 | 0.00066936 | 0.00076898 | 0.00085792 | 0.00093603 | 0.0010083 | 0.0010745 | 0.001143 | 0.0012073
SDG&E | MW | Commercial | Com - Storage (Unconditioned) | Lighting | No | Lighting - High Bay HID to T5 | 0.022478 | 0.054064 | 0.084755 | 0.11483 | 0.14411 | 0.19484 | 0.25322 | 0.30974 | 0.3649 | 0.4186 | 0.47072 | 0.52085
SDG&E | MW | Commercial | Com - Storage (Unconditioned) | Lighting | No | Lighting - Induction Fixture (Indoor) | 0.0080346 | 0.018163 | 0.030477 | 0.045149 | 0.062122 | 0.081179 | 0.10195 | 0.12464 | 0.14927 | 0.17574 | 0.20404 | 0.23397
SDG&E | MW | Commercial | Com - Storage (Unconditioned) | Lighting | No | Lighting - Induction Fixture (Outdoor) | 0.0037751 | 0.0083529 | 0.013769 | 0.02009 | 0.027283 | 0.035249 | 0.043836 | 0.053136 | 0.063164 | 0.073896 | 0.085345 | 0.097437
SDG&E | MW | Commercial | Com - Storage (Unconditioned) | Lighting | No | Lighting - Linear Fluorescent Delamping | 0.00089036 | 0.001796 | 0.0029505 | 0.0043627 | 0.0059952 | 0 | 0 | 0 | 0 | 0 | 0 | 0
SDG&E | MW | Commercial | Com - Storage (Unconditioned) | Lighting | No | Lighting - Linear Fluorescent Fixture (Low Wattage T8) | 0.045113 | 0.093867 | 0.14583 | 0.20087 | 0.25809 | 0.3164 | 0.37466 | 0.43334 | 0.49246 | 0.55182 | 0.61143 | 0.66937
SDG&E | MW | Commercial | Com - Storage (Unconditioned) | Lighting | No | Lighting - Low Bay HID to T5 | 0 | 0 | 0 | 0 | 0 | 0 | 0 | 0 | 0.011266 | 0.022282 | 0.033132 | 0.043792
SDG&E | MW | Commercial | Com - Storage (Unconditioned) | Lighting | No | Lighting - Plug-In Fixture (Compact Fluorescent) | 0.083091 | 0.16597 | 0.24875 | 0.33186 | 0.41476 | 0.41476 | 0.41476 | 0.41476 | 0.41476 | 0.41476 | 0.41476 | 0.41476
SDG&E | MW | Commercial | Com - Storage (Unconditioned) | Lighting | No | Lighting - Plug-In Fixture (Induction) | 0 | 0 | 0 | 0.0098505 | 0.021688 | 0.034705 | 0.048257 | 0.062337 | 0.076883 | 0.091839 | 0.10724 | 0.12302
SDG&E | MW | Commercial | Com - Storage (Unconditioned) | Lighting | No | Lighting - Plug-In Fixture (Linear Fluorescent) | 0.14131 | 0.29546 | 0.46018 | 0.63454 | 0.81589 | 0.81589 | 0.81589 | 0.81589 | 0.81589 | 0.81589 | 0.81589 | 0.81589
SDG&E | MW | Commercial | Com - Storage (Unconditioned) | Lighting | No | Lighting - Plug-In Fixture (PSMH with Electronic Ballast) | 0.024593 | 0.050183 | 0.075646 | 0.099254 | 0.1213 | 0.14227 | 0.16223 | 0.1817 | 0.20092 | 0.21998 | 0.23902 | 0.25802
SDG&E | MW | Commercial | Com - Storage (Unconditioned) | Lighting | No | Lighting - Plug-In Fixture (PSMH) | 0.025819 | 0.05267 | 0.079348 | 0.10408 | 0.12732 | 0.14912 | 0.16962 | 0.18937 | 0.20865 | 0.22756 | 0.24626 | 0.26474
SDG&E | MW | Commercial | Com - Storage (Unconditioned) | SHW | No | SHW - EF Rated Instantaneous Water Heater (Electric) | 2.9941e-06 | 6.6822e-06 | 1.1082e-05 | 1.6239e-05 | 2.21e-05 | 2.8552e-05 | 3.5433e-05 | 4.2832e-05 | 5.0763e-05 | 5.9198e-05 | 6.8153e-05 | 7.7558e-05
SDG&E | MW | Commercial | Com - Storage (Unconditioned) | SHW | No | SHW - EF Rated Storage Water Heater (Electric) | 2.3387e-06 | 5.1774e-06 | 5.1774e-06 | 5.1774e-06 | 5.1774e-06 | 5.1774e-06 | 5.1774e-06 | 5.1774e-06 | 5.1774e-06 | 5.1774e-06 | 5.1774e-06 | 5.1774e-06
SDG&E | MW | Commercial | Com - Storage (Unconditioned) | Service | No | HVAC - Comprehensive Rooftop Unit Quality Maintenance | 7.4197e-08 | 1.4568e-07 | 2.1977e-07 | 2.9546e-07 | 3.7146e-07 | 4.4645e-07 | 5.1908e-07 | 5.8811e-07 | 6.5253e-07 | 7.1155e-07 | 7.6476e-07 | 7.3775e-07
SDG&E | MW | Commercial | Com - Storage (Unconditioned) | Service | No | Service - HVAC Fault Detection & Diagnositics | 5.8248e-05 | 0.00014008 | 0.00021958 | 0.00029747 | 0.00037326 | 0.00044612 | 0.00051507 | 0.00058149 | 0.00064599 | 0.0007088 | 0.00077043 | 0.00083079
SDG&E | MW | Commercial | Com - Storage (Unconditioned) | Service | No | Service - Retro-Commissioning (Electric) | 0 | 0 | 0 | 0 | 0 | 0 | 0 | 0 | 0.00018895 | 0.0003725 | 0.00051974 | 0.00062734
SDG&E | MW | Commercial | Com - Storage (Unconditioned) | WholeBlg | No | HVAC - Energy Management System | 2.8805e-05 | 6.1404e-05 | 9.1922e-05 | 0.00012057 | 0.00014727 | 0.0001719 | 0.00019433 | 0.00021604 | 0.0002372 | 0.0002579 | 0.00027828 | 0.00029832
SDG&E | MW | Commercial | Com - Storage (Unconditioned) | WholeBlg | No | WholeBlg - Com NC Level 2 | 0.0030679 | 0 | 0 | 0 | 0 | 0 | 0 | 0 | 0 | 0 | 0 | 0
SDG&E | MW | Commercial | Com - Storage (Unconditioned) | WholeBlg | No | WholeBlg - Com NC Level 3 | 0.0021748 | 0.0021748 | 0.0021748 | 0.0021748 | 0.0021748 | 0.0021748 | 0.0021748 | 0 | 0 | 0 | 0 | 0
SDG&E | MW | Commercial | Com - Storage (Unconditioned) | WholeBlg | No | WholeBlg - Com RET Level 1 | 0.0057427 | 0.013605 | 0.023778 | 0.036468 | 0.051905 | 0.070331 | 0.091994 | 0.11714 | 0.146 | 0.1788 | 0.21571 | 0.25686
SDG&E | MW | Commercial | Com - Storage (Unconditioned) | WholeBlg | No | WholeBlg - Com RET Level 2 | 0.0050007 | 0.011818 | 0.020582 | 0.031439 | 0.044525 | 0.059982 | 0.077952 | 0.098568 | 0.12196 | 0.14823 | 0.17748 | 0.20978
SDG&E | MW | Commercial | Com - Warehouse (Refrigerated) | AppPlug | No | AppPlug - Desktop Computer (Com - Power Management) | 0.00024232 | 0.0005052 | 0.00077828 | 0.001058 | 0.0013379 | 0.0016117 | 0.0018726 | 0.0021198 | 0.0023525 | 0.0025702 | 0.0027742 | 0.0027226
SDG&E | MW | Commercial | Com - Warehouse (Refrigerated) | AppPlug | No | AppPlug - Occupancy Sensor Plug Strip | 0 | 0 | 0 | 0 | 0 | 0 | 0 | 0 | 0 | 0.00049791 | 0.00099566 | 0.0014164
SDG&E | MW | Commercial | Com - Warehouse (Refrigerated) | BldgEnv | No | BldgEnv - Wall Spray On Insulation | 0.00031421 | 0.0006127 | 0.00089627 | 0.0011657 | 0.0014216 | 0.0016647 | 0.0018957 | 0.0018009 | 0.0017109 | 0.0016253 | 0.001544 | 0.0014668
SDG&E | MW | Commercial | Com - Warehouse (Refrigerated) | BldgEnv | No | BldgEnv - Window Film | 0 | 5.4887e-05 | 0.00017206 | 0.00033282 | 0.00051323 | 0.00069621 | 0.00087289 | 0.0010416 | 0.0012028 | 0.0013589 | 0.0015113 | 0.0016607
SDG&E | MW | Commercial | Com - Warehouse (Refrigerated) | ComRefrig | No | ComRefrig - Strip Curtain for Walk In Refrigerator | 0 | 0.0003073 | 0.00059933 | 0.00086757 | 0.0011038 | 0.0013026 | 0.0011552 | 0.0009862 | 0.00080819 | 0.00063446 | 0.00048244 | 0.00035759
SDG&E | MW | Commercial | Com - Warehouse (Refrigerated) | Lighting | Yes | Lighting - LED Fixture (Replacing T8) - Emerging | 0.00015212 | 0.00036761 | 0.00066757 | 0.0010764 | 0.0016091 | 0.0022763 | 0.0030751 | 0.0040353 | 0.0051759 | 0.0065134 | 0.0081179 | 0.010037
SDG&E | MW | Commercial | Com - Warehouse (Refrigerated) | Lighting | Yes | Lighting - LED Lamp (Basic High - Indoor) - Emerging | 2.4599e-06 | 5.8484e-06 | 9.9106e-06 | 1.4418e-05 | 1.9369e-05 | 2.0059e-05 | 1.7973e-05 | 1.5695e-05 | 1.3386e-05 | 8.5586e-06 | 1.0378e-05 | 1.2401e-05
SDG&E | MW | Commercial | Com - Warehouse (Refrigerated) | Lighting | Yes | Lighting - LED Lamp (Basic Low - Indoor) - Emerging | 1.8499e-05 | 4.2386e-05 | 7.0575e-05 | 0.00010318 | 0.00014024 | 0.00014704 | 0.00013752 | 0.00012823 | 0.00011906 | 9.156e-05 | 0.00011428 | 0.00014025
SDG&E | MW | Commercial | Com - Warehouse (Refrigerated) | Lighting | Yes | Lighting - LED Plug-In Indoor Fixture - Emerging | 0.00010296 | 0.00023142 | 0.00038895 | 0.00057937 | 0.00080479 | 0.0008195 | 0.00083582 | 0.00085487 | 0.00087944 | 0.0009099 | 0.00094662 | 0.00098976
SDG&E | MW | Commercial | Com - Warehouse (Refrigerated) | Lighting | No | Lighting - Cold Cathode Lamp | 6.278e-05 | 0.00012953 | 0.00020001 | 0.00027424 | 0.00035174 | 0.00035174 | 0.00028896 | 0.00022222 | 0.00015174 | 7.7505e-05 | 0 | 0
SDG&E | MW | Commercial | Com - Warehouse (Refrigerated) | Lighting | No | Lighting - Compact Fluorescent Fixture (Indoor) | 0.00043101 | 0.000901 | 0.0014109 | 0.0019623 | 0.002553 | 0.002122 | 0.001652 | 0.0011422 | 0.00059074 | 0 | 0 | 0
SDG&E | MW | Commercial | Com - Warehouse (Refrigerated) | Lighting | No | Lighting - Compact Fluorescent Lamp (Basic High - Indoor) | 7.4836e-05 | 0.00014993 | 0.0002255 | 0.00030187 | 0.00037886 | 0.00030403 | 0.00022893 | 0.00015336 | 7.6992e-05 | 0 | 0 | 0
SDG&E | MW | Commercial | Com - Warehouse (Refrigerated) | Lighting | No | Lighting - Compact Fluorescent Lamp (Basic Low - Indoor) | 0.00054369 | 0.0010903 | 0.0016411 | 0.0021972 | 0.0027574 | 0.0022137 | 0.0016671 | 0.0011163 | 0.0005602 | 0 | 0 | 0
SDG&E | MW | Commercial | Com - Warehouse (Refrigerated) | Lighting | No | Lighting - Halogen Lamp (A-Line) | 8.5027e-06 | 1.9663e-05 | 2.5074e-05 | 3.0965e-05 | 3.7537e-05 | 2.0485e-05 | 0 | 0 | 0 | 0 | 0 | 0
SDG&E | MW | Commercial | Com - Warehouse (Refrigerated) | Lighting | No | Lighting - Halogen Lamp (Reflector) | 3.1218e-06 | 7.1133e-06 | 8.8202e-06 | 1.0547e-05 | 1.2355e-05 | 1.4193e-05 | 1.5835e-05 | 1.7277e-05 | 1.8611e-05 | 1.9833e-05 | 2.1096e-05 | 2.2284e-05
SDG&E | MW | Commercial | Com - Warehouse (Refrigerated) | Lighting | No | Lighting - High Bay HID to T5 | 0.00044074 | 0.0010522 | 0.0016454 | 0.0022259 | 0.00279 | 0.0037747 | 0.0049015 | 0.0059909 | 0.0070526 | 0.0080849 | 0.0090857 | 0.010047
SDG&E | MW | Commercial | Com - Warehouse (Refrigerated) | Lighting | No | Lighting - Induction Fixture (Indoor) | 0.00016579 | 0.00036833 | 0.00060903 | 0.00089072 | 0.0012117 | 0.0015673 | 0.0019505 | 0.0023652 | 0.002812 | 0.0032896 | 0.0037983 | 0.0043346
SDG&E | MW | Commercial | Com - Warehouse (Refrigerated) | Lighting | No | Lighting - Induction Fixture (Outdoor) | 6.8352e-05 | 0.00015064 | 0.00024756 | 0.00036035 | 0.00048839 | 0.00062993 | 0.0007822 | 0.00094697 | 0.0011246 | 0.0013147 | 0.0015177 | 0.0017322
SDG&E | MW | Commercial | Com - Warehouse (Refrigerated) | Lighting | No | Lighting - Linear Fluorescent Delamping | 1.32e-05 | 2.6625e-05 | 4.3756e-05 | 6.4724e-05 | 8.8964e-05 | 0 | 0 | 0 | 0 | 0 | 0 | 0
SDG&E | MW | Commercial | Com - Warehouse (Refrigerated) | Lighting | No | Lighting - Linear Fluorescent Fixture (Low Wattage T8) | 0.00092552 | 0.0019123 | 0.0029518 | 0.004041 | 0.0051624 | 0.0062952 | 0.0074183 | 0.0085407 | 0.0096628 | 0.010781 | 0.011867 | 0.012894
SDG&E | MW | Commercial | Com - Warehouse (Refrigerated) | Lighting | No | Lighting - Low Bay HID to T5 | 0.00020807 | 0.00049675 | 0.00077682 | 0.0010508 | 0.0013172 | 0.0016678 | 0.0020413 | 0.0024018 | 0.0027525 | 0.0030937 | 0.0034257 | 0.0037467
SDG&E | MW | Commercial | Com - Warehouse (Refrigerated) | Lighting | No | Lighting - Occupancy Sensor | 0 | 0 | 0 | 0 | 0 | 0.0012796 | 0.0024651 | 0.0034675 | 0.0030467 | 0.0026135 | 0.0022855 | 0.002046
SDG&E | MW | Commercial | Com - Warehouse (Refrigerated) | Lighting | No | Lighting - Plug-In Fixture (Compact Fluorescent) | 0.0018389 | 0.0036721 | 0.0055027 | 0.00734 | 0.0091722 | 0.0091722 | 0.0091722 | 0.0091722 | 0.0091722 | 0.0091722 | 0.0091722 | 0.0091722
SDG&E | MW | Commercial | Com - Warehouse (Refrigerated) | Lighting | No | Lighting - Plug-In Fixture (Induction) | 0.0003713 | 0.00074813 | 0.0011291 | 0.0015184 | 0.0019124 | 0.0023061 | 0.0026931 | 0.0030807 | 0.0034718 | 0.0038671 | 0.0042689 | 0.0046762
SDG&E | MW | Commercial | Com - Warehouse (Refrigerated) | Lighting | No | Lighting - Plug-In Fixture (Linear Fluorescent) | 0.0030938 | 0.0064583 | 0.010048 | 0.013844 | 0.017791 | 0.017791 | 0.017791 | 0.017791 | 0.017791 | 0.017791 | 0.017791 | 0.017791
SDG&E | MW | Commercial | Com - Warehouse (Refrigerated) | Lighting | No | Lighting - Plug-In Fixture (MH Directional) | 0 | 0 | 0 | 0 | 0 | 0 | 0 | 0.00021185 | 0.0004947 | 0.00079147 | 0.0010992 | 0.0014153
SDG&E | MW | Commercial | Com - Warehouse (Refrigerated) | Lighting | No | Lighting - Plug-In Fixture (PSMH with Electronic Ballast) | 0.0003957 | 0.00080126 | 0.0012033 | 0.0016059 | 0.0020065 | 0.0024012 | 0.0027857 | 0.0031658 | 0.0035441 | 0.0039213 | 0.0042992 | 0.0046775
SDG&E | MW | Commercial | Com - Warehouse (Refrigerated) | Lighting | No | Lighting - Plug-In Fixture (PSMH) | 0.0003548 | 0.00071861 | 0.0010789 | 0.0014388 | 0.0017959 | 0.0021468 | 0.0024876 | 0.0028235 | 0.0031567 | 0.0034876 | 0.0038181 | 0.0041477
SDG&E | MW | Commercial | Com - Warehouse (Refrigerated) | Service | No | HVAC - Comprehensive Rooftop Unit Quality Maintenance | 1.3695e-09 | 2.6889e-09 | 4.0564e-09 | 5.4534e-09 | 6.8562e-09 | 8.2403e-09 | 9.581e-09 | 1.0855e-08 | 1.2044e-08 | 1.3134e-08 | 1.4116e-08 | 1.3617e-08
SDG&E | MW | Commercial | Com - Warehouse (Refrigerated) | Service | No | Service - HVAC Fault Detection & Diagnositics | 1.0751e-06 | 2.5856e-06 | 4.053e-06 | 5.4907e-06 | 6.8895e-06 | 8.2343e-06 | 9.5069e-06 | 1.0733e-05 | 1.1923e-05 | 1.3083e-05 | 1.422e-05 | 1.5334e-05
SDG&E | MW | Commercial | Com - Warehouse (Refrigerated) | Service | No | Service - Retro-Commissioning (Electric) | 0 | 0 | 0 | 0 | 0 | 0 | 0 | 0 | 3.4875e-06 | 6.8754e-06 | 9.5932e-06 | 1.1579e-05
SDG&E | MW | Commercial | Com - Warehouse (Refrigerated) | WholeBlg | No | HVAC - Energy Management System | 5.3167e-07 | 1.1334e-06 | 1.6966e-06 | 2.2254e-06 | 2.7182e-06 | 3.1728e-06 | 3.5868e-06 | 3.9875e-06 | 4.3782e-06 | 4.7602e-06 | 5.1364e-06 | 5.5063e-06
SDG&E | MW | Commercial | Com - Warehouse (Refrigerated) | WholeBlg | No | WholeBlg - Com RET Level 1 | 4.9345e-05 | 0.00013265 | 0.00025301 | 0.00041409 | 0.0006198 | 0.00087411 | 0.001181 | 0.0015449 | 0.0019696 | 0.0024593 | 0.0029683 | 0.0035157
SDG&E | MW | Commercial | Com - Warehouse (Refrigerated) | WholeBlg | No | WholeBlg - Com RET Level 2 | 0.00027812 | 0.00063293 | 0.0010711 | 0.0015988 | 0.0022225 | 0.0029488 | 0.0037841 | 0.0047339 | 0.0058036 | 0.006997 | 0.008317 | 0.0097642
SDG&E | MM Therms | Commercial | Com - Assembly | AppPlug | No | AppPlug - Computer Monitor | -6.406e-05 | -0.00012777 | -0.00019174 | -0.00025749 | -0.00032345 | -0.00038732 | -0.00038231 | -0.00037644 | -0.00037054 | -0.00036355 | -0.00035834 | -0.00035681
SDG&E | MM Therms | Commercial | Com - Assembly | AppPlug | No | AppPlug - Occupancy Sensor Plug Strip | 0 | 0 | 0 | 0 | 0 | 0 | 0 | 0 | 0 | -0.00023086 | -0.00046165 | -0.00065674
SDG&E | MM Therms | Commercial | Com - Assembly | BldgEnv | No | BldgEnv - Wall Spray On Insulation | 0.0039907 | 0.0077819 | 0.011383 | 0.014805 | 0.018055 | 0.021143 | 0.024077 | 0.026864 | 0.029511 | 0.032026 | 0.034416 | 0.036686
SDG&E | MM Therms | Commercial | Com - Assembly | BldgEnv | No | BldgEnv - Window Film | -2.1901e-05 | -4.1892e-05 | -6.2215e-05 | -8.3369e-05 | -0.00010529 | -0.00012768 | -0.00015018 | -0.00017266 | -0.00019492 | -0.00021691 | -0.00023846 | -0.00023749
SDG&E | MM Therms | Commercial | Com - Assembly | HVAC | No | HVAC - Gas Furnace | 0.0029629 | 0.0059815 | 0.009055 | 0.012187 | 0.015382 | 0.018636 | 0.021943 | 0.025295 | 0.02869 | 0.032127 | 0.035606 | 0.039129
SDG&E | MM Therms | Commercial | Com - Assembly | HVAC | No | HVAC - SEER Rated Package Rooftop AC (Recharge) | 2.0744e-05 | 3.9414e-05 | 5.6216e-05 | 7.1338e-05 | 8.4949e-05 | 9.7198e-05 | 0.00010822 | 0.00011814 | 0.00012707 | 0.00013511 | 0.00014234 | 0.00012811
SDG&E | MM Therms | Commercial | Com - Assembly | Lighting | Yes | Lighting - LED Fixture (Replacing T8) - Emerging | 0 | -0.00011751 | -0.00037852 | -0.0008208 | -0.001471 | -0.0023564 | -0.0034847 | -0.004912 | -0.0066629 | -0.0087671 | -0.011263 | -0.014155
SDG&E | MM Therms | Commercial | Com - Assembly | Lighting | Yes | Lighting - LED Lamp (Basic High - Indoor) - Emerging | -4.0455e-05 | -0.00010502 | -0.00019873 | -0.00030681 | -0.0004314 | -0.00045465 | -0.00043489 | -0.00040379 | -0.0003746 | -0.00030524 | -0.00039169 | -0.00048953
SDG&E | MM Therms | Commercial | Com - Assembly | Lighting | Yes | Lighting - LED Lamp (Basic Low - Indoor) - Emerging | -0.00010016 | -0.00024359 | -0.0004157 | -0.00062047 | -0.00086017 | -0.00090784 | -0.00086051 | -0.00081644 | -0.00077297 | -0.00062908 | -0.00079722 | -0.0009918
SDG&E | MM Therms | Commercial | Com - Assembly | Lighting | Yes | Lighting - LED Plug-In Indoor Fixture - Emerging | -0.00019366 | -0.0004305 | -0.0007243 | -0.0010885 | -0.0015331 | -0.0015632 | -0.0015977 | -0.0016373 | -0.0016864 | -0.0017486 | -0.0018255 | -0.0019182
SDG&E | MM Therms | Commercial | Com - Assembly | Lighting | No | Lighting - Cold Cathode Lamp | -8.9977e-05 | -0.00018644 | -0.00028852 | -0.00039609 | -0.00050783 | -0.00050783 | -0.00050783 | -0.00050783 | -0.00050783 | -0.00050783 | -0.00050783 | -0.00041786
SDG&E | MM Therms | Commercial | Com - Assembly | Lighting | No | Lighting - Compact Fluorescent Fixture (Indoor) | -0.005086 | -0.010594 | -0.016527 | -0.022905 | -0.029696 | -0.02461 | -0.019102 | -0.013169 | -0.0067908 | 0 | 0 | 0
SDG&E | MM Therms | Commercial | Com - Assembly | Lighting | No | Lighting - Compact Fluorescent Lamp (Basic High - Indoor) | -0.0036472 | -0.0073242 | -0.011028 | -0.014779 | -0.018566 | -0.014919 | -0.011242 | -0.0075383 | -0.0037869 | 0 | 0 | 0
SDG&E | MM Therms | Commercial | Com - Assembly | Lighting | No | Lighting - Compact Fluorescent Lamp (Basic Low - Indoor) | -0.0037755 | -0.0075692 | -0.011394 | -0.015261 | -0.019156 | -0.015381 | -0.011587 | -0.0077619 | -0.0038954 | 0 | 0 | 0
SDG&E | MM Therms | Commercial | Com - Assembly | Lighting | No | Lighting - Halogen Lamp (A-Line) | -0.00019636 | -0.00045405 | -0.00057894 | -0.0007149 | -0.00086652 | -0.00047287 | 0 | 0 | 0 | 0 | 0 | 0
SDG&E | MM Therms | Commercial | Com - Assembly | Lighting | No | Lighting - Halogen Lamp (Reflector) | -7.2128e-05 | -0.00016432 | -0.00020369 | -0.00024351 | -0.00028515 | -0.00032736 | -0.000365 | -0.00039809 | -0.00042869 | -0.00045662 | -0.00048558 | -0.00051293
SDG&E | MM Therms | Commercial | Com - Assembly | Lighting | No | Lighting - High Bay HID to T5 | 0 | 0 | 0 | 0 | 0 | -0.00022534 | -0.00049796 | -0.00075183 | -0.00098464 | -0.0011962 | -0.0016161 | -0.0020677
SDG&E | MM Therms | Commercial | Com - Assembly | Lighting | No | Lighting - Linear Fluorescent Delamping | -2.3347e-05 | -4.7097e-05 | -7.735e-05 | -0.00011434 | -0.00011434 | 0 | 0 | 0 | 0 | 0 | 0 | 0
SDG&E | MM Therms | Commercial | Com - Assembly | Lighting | No | Lighting - Linear Fluorescent Fixture (Low Wattage T8) | -0.00034031 | -0.00075429 | -0.0012361 | -0.0017878 | -0.0024025 | -0.0030682 | -0.0037692 | -0.0045082 | -0.0052847 | -0.006093 | -0.0069299 | -0.007787
SDG&E | MM Therms | Commercial | Com - Assembly | Lighting | No | Lighting - Plug-In Fixture (Compact Fluorescent) | -0.0049313 | -0.0098727 | -0.014837 | -0.019856 | -0.024891 | -0.024891 | -0.024891 | -0.024891 | -0.024891 | -0.024891 | -0.024891 | -0.024891
SDG&E | MM Therms | Commercial | Com - Assembly | Lighting | No | Lighting - Plug-In Fixture (Linear Fluorescent) | 0 | -0.0086808 | -0.022283 | -0.036735 | -0.051754 | -0.051754 | -0.051754 | -0.051754 | -0.051754 | -0.051754 | -0.051754 | -0.051754
SDG&E | MM Therms | Commercial | Com - Assembly | Lighting | No | Lighting - Plug-In Fixture (PSMH with Electronic Ballast) | 0 | 0 | 0 | -0.0015025 | -0.0030564 | -0.0053141 | -0.0075915 | -0.0098899 | -0.012202 | -0.014518 | -0.016863 | -0.019235
SDG&E | MM Therms | Commercial | Com - Assembly | Lighting | No | Lighting - Plug-In Fixture (PSMH) | -0.0030238 | -0.0063755 | -0.0097434 | -0.013024 | -0.01629 | -0.019433 | -0.022423 | -0.025338 | -0.02821 | -0.031049 | -0.033841 | -0.036566
SDG&E | MM Therms | Commercial | Com - Assembly | SHW | Yes | SHW - EF Rated Storage Water Heater (Gas) - Emerging | 0 | 0 | 0 | 0.00018063 | 0.00058957 | 0.0012543 | 0.0021807 | 0.0034019 | 0.0049437 | 0.0068283 | 0.0090845 | 0.011724
SDG&E | MM Therms | Commercial | Com - Assembly | SHW | Yes | SHW - ET Rated Storage Water Heater - Emerging | 0.001571 | 0.0039457 | 0.0072148 | 0.011504 | 0.016884 | 0.023375 | 0.030944 | 0.039717 | 0.04976 | 0.061119 | 0.073849 | 0.087948
SDG&E | MM Therms | Commercial | Com - Assembly | SHW | No | SHW - EF Rated Instantaneous Water Heater (Gas) | 0.0011603 | 0.0026731 | 0.0043225 | 0.0062954 | 0.0085798 | 0.011142 | 0.01393 | 0.01698 | 0.020302 | 0.023891 | 0.027756 | 0.03187
SDG&E | MM Therms | Commercial | Com - Assembly | SHW | No | SHW - EF Rated Storage Water Heater (Gas) | 0.00070765 | 0.0016128 | 0.0023667 | 0.0032589 | 0.0042827 | 0.0054223 | 0.0066541 | 0.0079935 | 0.0094439 | 0.011003 | 0.012676 | 0.01445
SDG&E | MM Therms | Commercial | Com - Assembly | SHW | No | SHW - ET Rated Instantaneous Water Heater | 0.00043566 | 0.00096043 | 0.0015764 | 0.0022975 | 0.0031056 | 0.0039639 | 0.0048219 | 0.0057186 | 0.0066678 | 0.0076693 | 0.0087381 | 0.009859
SDG&E | MM Therms | Commercial | Com - Assembly | SHW | No | SHW - ET Rated Storage Water Heater | 0.001154 | 0.0025718 | 0.0042625 | 0.0062458 | 0.0085102 | 0.011021 | 0.013729 | 0.016662 | 0.019828 | 0.023218 | 0.026837 | 0.030661
SDG&E | MM Therms | Commercial | Com - Assembly | SHW | No | SHW - Pipe and Tank Insulation | 0.013819 | 0.02775 | 0.044071 | 0.062701 | 0.0833 | 0.10517 | 0.12745 | 0.1492 | 0.16951 | 0.18773 | 0.20353 | 0.21688
SDG&E | MM Therms | Commercial | Com - Assembly | Service | No | Service - Retro-Commissioning (Gas) | 0.0032869 | 0.0064785 | 0.0097271 | 0.012928 | 0.015973 | 0.01877 | 0.021261 | 0.023423 | 0.025258 | 0.026792 | 0.028056 | 0.025815
SDG&E | MM Therms | Commercial | Com - Assembly | WholeBlg | No | WholeBlg - Com NC Level 2 | 0.00020164 | 0 | 0 | 0 | 0 | 0 | 0 | 0 | 0 | 0 | 0 | 0
SDG&E | MM Therms | Commercial | Com - Assembly | WholeBlg | No | WholeBlg - Com NC Level 3 | 9.9305e-05 | 9.9305e-05 | 9.9305e-05 | 9.9305e-05 | 9.9305e-05 | 9.9305e-05 | 9.9305e-05 | 0 | 0 | 0 | 0 | 0
SDG&E | MM Therms | Commercial | Com - Assembly | WholeBlg | No | WholeBlg - Com RET Level 1 | 0.00024505 | 0.00058109 | 0.0010147 | 0.0015529 | 0.0022025 | 0.0029712 | 0.0038658 | 0.0048935 | 0.0060605 | 0.0073778 | 0.008854 | 0.0105
SDG&E | MM Therms | Commercial | Com - Assembly | WholeBlg | No | WholeBlg - Com RET Level 2 | 0.0020514 | 0.004849 | 0.0084493 | 0.012919 | 0.018321 | 0.024723 | 0.032189 | 0.040785 | 0.050568 | 0.061567 | 0.0738 | 0.087268
SDG&E | MM Therms | Commercial | Com - Education (Community College) | AppPlug | No | AppPlug - Computer Monitor | -3.9699e-05 | -7.9182e-05 | -0.00011882 | -0.00015957 | -0.00020045 | -0.00024003 | -0.00023692 | -0.00023328 | -0.00022963 | -0.0002253 | -0.00022206 | -0.00022112
SDG&E | MM Therms | Commercial | Com - Education (Community College) | AppPlug | No | AppPlug - Occupancy Sensor Plug Strip | 0 | 0 | 0 | 0 | 0 | 0 | 0 | 0 | 0 | -0.00014307 | -0.00028609 | -0.00040698
SDG&E | MM Therms | Commercial | Com - Education (Community College) | BldgEnv | No | BldgEnv - Wall Spray On Insulation | 0.0002549 | 0.00049705 | 0.00072709 | 0.00094563 | 0.0011532 | 0.0013505 | 0.0015379 | 0.0017159 | 0.001885 | 0.0020456 | 0.0021982 | 0.0023432
SDG&E | MM Therms | Commercial | Com - Education (Community College) | FoodServ | No | FoodServ - Fryer (Gas) | 0.00065492 | 0.0013273 | 0.0020197 | 0.0027417 | 0.0034916 | 0.0042568 | 0.0050256 | 0.0058093 | 0.006611 | 0.0074319 | 0.0082761 | 0.009143
SDG&E | MM Therms | Commercial | Com - Education (Community College) | FoodServ | No | FoodServ - Oven (Gas) | 0.0003814 | 0.00077204 | 0.0011732 | 0.0015896 | 0.0020198 | 0.0024572 | 0.0028955 | 0.003341 | 0.0037955 | 0.0042598 | 0.0047362 | 0.0052241
SDG&E | MM Therms | Commercial | Com - Education (Community College) | HVAC | No | HVAC - AFUE Rated Boiler (High) | 0.0012521 | 0.0025099 | 0.0037764 | 0.0050647 | 0.0063688 | 0.0076719 | 0.0089565 | 0.010236 | 0.01152 | 0.012811 | 0.014119 | 0.015442
SDG&E | MM Therms | Commercial | Com - Education (Community College) | HVAC | No | HVAC - AFUE Rated Boiler (Standard) | 0.00016066 | 0.00032233 | 0.00048523 | 0.00065042 | 0.0008169 | 0.00098309 | 0.0011471 | 0.0013103 | 0.0014738 | 0.001638 | 0.001804 | 0.0019717
SDG&E | MM Therms | Commercial | Com - Education (Community College) | HVAC | No | HVAC - ET Rated Boiler (High) | 0 | 0 | 0 | 0 | 0 | 0 | 0 | 0.00083285 | 0.001776 | 0.0027987 | 0.0038745 | 0.0049871
SDG&E | MM Therms | Commercial | Com - Education (Community College) | HVAC | No | HVAC - Gas Furnace | 0.00039304 | 0.00079328 | 0.0012005 | 0.0016147 | 0.0020363 | 0.002465 | 0.0029 | 0.0033404 | 0.0037859 | 0.0042363 | 0.0046916 | 0.0051521
SDG&E | MM Therms | Commercial | Com - Education (Community College) | HVAC | No | HVAC - SEER Rated Package Rooftop AC (Recharge) | 0 | 0 | 0 | 0 | 0 | 0 | 0 | 1.7748e-06 | 3.422e-06 | 4.759e-06 | 5.7979e-06 | 6.7328e-06
SDG&E | MM Therms | Commercial | Com - Education (Community College) | HVAC | No | HVAC - Thermostat | 0.0023569 | 0.0053154 | 0.008138 | 0.010854 | 0.013456 | 0.015924 | 0.018234 | 0.02043 | 0.022534 | 0.024558 | 0.02652 | 0.028422
SDG&E | MM Therms | Commercial | Com - Education (Community College) | Lighting | Yes | Lighting - LED Fixture (Replacing T8) - Emerging | 0 | 0 | -0.00019206 | -0.0005691 | -0.0011441 | -0.00193 | -0.0029275 | -0.0041754 | -0.0056885 | -0.0074902 | -0.0096102 | -0.012054
SDG&E | MM Therms | Commercial | Com - Education (Community College) | Lighting | Yes | Lighting - LED Lamp (Basic High - Indoor) - Emerging | -8.9079e-06 | -1.7959e-05 | -3.2299e-05 | -5.4688e-05 | -8.7443e-05 | -9.3195e-05 | -9.2674e-05 | -8.9222e-05 | -8.042e-05 | -5.5295e-05 | -6.8032e-05 | -8.1587e-05
SDG&E | MM Therms | Commercial | Com - Education (Community College) | Lighting | Yes | Lighting - LED Lamp (Basic Low - Indoor) - Emerging | -9.9801e-06 | -2.4187e-05 | -4.094e-05 | -6.0758e-05 | -8.9953e-05 | -9.6912e-05 | -9.4533e-05 | -9.2965e-05 | -9.1976e-05 | -7.6442e-05 | -9.7036e-05 | -0.00012087
SDG&E | MM Therms | Commercial | Com - Education (Community College) | Lighting | Yes | Lighting - LED Plug-In Indoor Fixture - Emerging | -6.9688e-05 | -0.00015588 | -0.00026233 | -0.00039284 | -0.00055002 | -0.00056048 | -0.00057228 | -0.00058569 | -0.00060283 | -0.0006244 | -0.00065085 | -0.00068242
SDG&E | MM Therms | Commercial | Com - Education (Community College) | Lighting | No | Lighting - Cold Cathode Lamp | -0.00010856 | -0.00022442 | -0.0003467 | -0.00047535 | -0.00060887 | -0.00060887 | -0.00060887 | -0.00060887 | -0.00060887 | -0.00060887 | -0.00060887 | -0.00050032
SDG&E | MM Therms | Commercial | Com - Education (Community College) | Lighting | No | Lighting - Compact Fluorescent Fixture (Indoor) | -0.0040516 | -0.0084371 | -0.013162 | -0.018242 | -0.023656 | -0.019605 | -0.015219 | -0.010494 | -0.0054137 | 0 | 0 | 0
SDG&E | MM Therms | Commercial | Com - Education (Community College) | Lighting | No | Lighting - Compact Fluorescent Lamp (Basic High - Indoor) | -0.00039573 | -0.00081133 | -0.0012247 | -0.001637 | -0.0020443 | -0.0016486 | -0.001233 | -0.00081961 | -0.00040736 | 0 | 0 | 0
SDG&E | MM Therms | Commercial | Com - Education (Community College) | Lighting | No | Lighting - Compact Fluorescent Lamp (Basic Low - Indoor) | -0.00045612 | -0.00091575 | -0.0013804 | -0.001851 | -0.0023162 | -0.0018601 | -0.0014004 | -0.00093579 | -0.00046517 | 0 | 0 | 0
SDG&E | MM Therms | Commercial | Com - Education (Community College) | Lighting | No | Lighting - Halogen Lamp (A-Line) | -0.00023823 | -0.00055081 | -0.00070219 | -0.00086699 | -0.0010507 | -0.00057337 | 0 | 0 | 0 | 0 | 0 | 0
SDG&E | MM Therms | Commercial | Com - Education (Community College) | Lighting | No | Lighting - Halogen Lamp (Reflector) | -8.7552e-05 | -0.00019942 | -0.00024711 | -0.00029532 | -0.00034571 | -0.00039656 | -0.00044188 | -0.0004818 | -0.00051864 | -0.00055214 | -0.000587 | -0.00062007
SDG&E | MM Therms | Commercial | Com - Education (Community College) | Lighting | No | Lighting - High Bay HID to T5 | 0 | 0 | 0 | 0 | 0 | 0 | -0.00010616 | -0.00020065 | -0.00028571 | -0.00036412 | -0.00044102 | -0.00062296
SDG&E | MM Therms | Commercial | Com - Education (Community College) | Lighting | No | Lighting - Light Sensor | 0 | 0 | 0 | 0 | -2.6661e-05 | -5.4197e-05 | -8.1298e-05 | -0.00010883 | -0.00013707 | -0.00018957 | -0.00024162 | -0.00029307
SDG&E | MM Therms | Commercial | Com - Education (Community College) | Lighting | No | Lighting - Linear Fluorescent Delamping | -5.9773e-06 | -1.2058e-05 | -1.9802e-05 | -2.9268e-05 | -2.9268e-05 | 0 | 0 | 0 | 0 | 0 | 0 | 0
SDG&E | MM Therms | Commercial | Com - Education (Community College) | Lighting | No | Lighting - Linear Fluorescent Fixture (Low Wattage T8) | -0.00017611 | -0.00040238 | -0.00067586 | -0.00099298 | -0.0013489 | -0.0017371 | -0.0021497 | -0.0025873 | -0.00305 | -0.003535 | -0.004041 | -0.0045639
SDG&E | MM Therms | Commercial | Com - Education (Community College) | Lighting | No | Lighting - Plug-In Fixture (Compact Fluorescent) | -0.0015288 | -0.0030584 | -0.0045915 | -0.0061366 | -0.0076831 | -0.0076831 | -0.0076831 | -0.0076831 | -0.0076831 | -0.0076831 | -0.0076831 | -0.0076831
SDG&E | MM Therms | Commercial | Com - Education (Community College) | Lighting | No | Lighting - Plug-In Fixture (Induction) | 0 | 0 | 0 | 0 | 0 | 0 | 0 | 0 | 0 | 0 | -0.0002284 | -0.00050522
SDG&E | MM Therms | Commercial | Com - Education (Community College) | Lighting | No | Lighting - Plug-In Fixture (Linear Fluorescent) | 0 | 0 | 0 | 0 | -0.0028524 | -0.0028524 | -0.0028524 | -0.0028524 | -0.0028524 | -0.0028524 | -0.0028524 | -0.0028524
SDG&E | MM Therms | Commercial | Com - Education (Community College) | Lighting | No | Lighting - Plug-In Fixture (PSMH with Electronic Ballast) | 0 | -0.00017552 | -0.00080977 | -0.001474 | -0.0021509 | -0.0028275 | -0.0034917 | -0.0041512 | -0.0048083 | -0.0054627 | -0.0060999 | -0.0067059
SDG&E | MM Therms | Commercial | Com - Education (Community College) | Lighting | No | Lighting - Plug-In Fixture (PSMH) | -0.00080951 | -0.00167 | -0.0024784 | -0.0032819 | -0.0040803 | -0.0048673 | -0.0056348 | -0.0063933 | -0.0071467 | -0.007895 | -0.0085661 | -0.0091948
SDG&E | MM Therms | Commercial | Com - Education (Community College) | SHW | Yes | SHW - EF Rated Storage Water Heater (Gas) - Emerging | 0 | 0 | 0 | 8.2894e-05 | 0.00026688 | 0.00056233 | 0.0009711 | 0.0015071 | 0.0021812 | 0.0030024 | 0.003983 | 0.005127
SDG&E | MM Therms | Commercial | Com - Education (Community College) | SHW | Yes | SHW - ET Rated Storage Water Heater - Emerging | 0.00031121 | 0.00078173 | 0.0014288 | 0.0022754 | 0.0033337 | 0.0046061 | 0.0060837 | 0.0077905 | 0.0097384 | 0.011935 | 0.01439 | 0.017102
SDG&E | MM Therms | Commercial | Com - Education (Community College) | SHW | No | SHW - EF Rated Instantaneous Water Heater (Gas) | 0.00024247 | 0.00055733 | 0.00089959 | 0.0013065 | 0.0017754 | 0.0022993 | 0.0028673 | 0.0034869 | 0.0041596 | 0.0048842 | 0.0056621 | 0.0064879
SDG&E | MM Therms | Commercial | Com - Education (Community College) | SHW | No | SHW - EF Rated Storage Water Heater (Gas) | 0.00015304 | 0.00034939 | 0.00051332 | 0.00070701 | 0.000929 | 0.0011759 | 0.0014426 | 0.0017324 | 0.002046 | 0.0023829 | 0.0027436 | 0.0031258
SDG&E | MM Therms | Commercial | Com - Education (Community College) | SHW | No | SHW - ET Rated Instantaneous Water Heater | 0.00024524 | 0.00054708 | 0.00090761 | 0.0013313 | 0.0018157 | 0.0023536 | 0.0029338 | 0.0035635 | 0.0042444 | 0.004975 | 0.0057568 | 0.0065848
SDG&E | MM Therms | Commercial | Com - Education (Community College) | SHW | No | SHW - ET Rated Storage Water Heater | 0.00023764 | 0.00052923 | 0.00087671 | 0.0012843 | 0.0017497 | 0.0022659 | 0.0028221 | 0.0034252 | 0.0040768 | 0.0047755 | 0.0055228 | 0.0063137
SDG&E | MM Therms | Commercial | Com - Education (Community College) | SHW | No | SHW - Pipe and Tank Insulation | 0.0085636 | 0.017197 | 0.027311 | 0.038857 | 0.051621 | 0.065172 | 0.078982 | 0.092462 | 0.10505 | 0.11634 | 0.12613 | 0.1344
SDG&E | MM Therms | Commercial | Com - Education (Community College) | Service | No | Service - Retro-Commissioning (Gas) | 0.0020369 | 0.0040148 | 0.0060279 | 0.0080113 | 0.0098988 | 0.011632 | 0.013176 | 0.014515 | 0.015653 | 0.016603 | 0.017387 | 0.015998
SDG&E | MM Therms | Commercial | Com - Education (Community College) | WholeBlg | No | WholeBlg - Com NC Level 2 | 0.00012495 | 0 | 0 | 0 | 0 | 0 | 0 | 0 | 0 | 0 | 0 | 0
SDG&E | MM Therms | Commercial | Com - Education (Community College) | WholeBlg | No | WholeBlg - Com NC Level 3 | 6.154e-05 | 6.154e-05 | 6.154e-05 | 6.154e-05 | 6.154e-05 | 6.154e-05 | 6.154e-05 | 0 | 0 | 0 | 0 | 0
SDG&E | MM Therms | Commercial | Com - Education (Community College) | WholeBlg | No | WholeBlg - Com RET Level 1 | 0.00018217 | 0.00043146 | 0.00075265 | 0.001151 | 0.0016316 | 0.0022002 | 0.0028617 | 0.0036216 | 0.0044843 | 0.0054542 | 0.0065347 | 0.0077303
SDG&E | MM Therms | Commercial | Com - Education (Community College) | WholeBlg | No | WholeBlg - Com RET Level 2 | 0.00068937 | 0.0016298 | 0.0028414 | 0.0043475 | 0.00617 | 0.0083335 | 0.010861 | 0.013776 | 0.0171 | 0.020854 | 0.025054 | 0.029713
SDG&E | MM Therms | Commercial | Com - Education (Primary School) | AppPlug | No | AppPlug - Occupancy Sensor Plug Strip | 0 | 0 | 0 | 0 | 0 | 0 | 0 | 0 | 0 | -0.00020901 | -0.00041796 | -0.00059457
SDG&E | MM Therms | Commercial | Com - Education (Primary School) | BldgEnv | No | BldgEnv - Wall Spray On Insulation | 0.00038194 | 0.00074479 | 0.0010895 | 0.001417 | 0.0017281 | 0.0020236 | 0.0023044 | 0.0025711 | 0.0028245 | 0.0030652 | 0.0032939 | 0.0035111
SDG&E | MM Therms | Commercial | Com - Education (Primary School) | BldgEnv | No | BldgEnv - Window Film | 0 | 0 | 0 | 0 | -7.8063e-06 | -2.4315e-05 | -4.6834e-05 | -7.2442e-05 | -9.8971e-05 | -0.00012547 | -0.00015149 | -0.00017691
SDG&E | MM Therms | Commercial | Com - Education (Primary School) | FoodServ | No | FoodServ - Fryer (Gas) | 0.0011694 | 0.0023701 | 0.0036064 | 0.0048955 | 0.0062345 | 0.0076008 | 0.0089737 | 0.010373 | 0.011804 | 0.01327 | 0.014778 | 0.016326
SDG&E | MM Therms | Commercial | Com - Education (Primary School) | FoodServ | No | FoodServ - Oven (Gas) | 0.0015601 | 0.0031581 | 0.004799 | 0.0065023 | 0.0082622 | 0.010051 | 0.011844 | 0.013667 | 0.015526 | 0.017425 | 0.019374 | 0.02137
SDG&E | MM Therms | Commercial | Com - Education (Primary School) | HVAC | No | HVAC - AFUE Rated Boiler (High) | 0.0035172 | 0.007065 | 0.010649 | 0.014296 | 0.017999 | 0.021693 | 0.025347 | 0.029007 | 0.032692 | 0.03641 | 0.040177 | 0.043993
SDG&E | MM Therms | Commercial | Com - Education (Primary School) | HVAC | No | HVAC - AFUE Rated Boiler (Standard) | 0.00046035 | 0.00092555 | 0.0013959 | 0.0018735 | 0.0023566 | 0.0028376 | 0.0033133 | 0.0037893 | 0.0042682 | 0.004751 | 0.0052398 | 0.0057341
SDG&E | MM Therms | Commercial | Com - Education (Primary School) | HVAC | No | HVAC - ET Rated Boiler (High) | 0 | 0 | 0 | 0 | 0 | 0.0028554 | 0.0060704 | 0.0095396 | 0.013174 | 0.016918 | 0.020738 | 0.024617
SDG&E | MM Therms | Commercial | Com - Education (Primary School) | HVAC | No | HVAC - Gas Furnace | 0.00023542 | 0.00047516 | 0.00071907 | 0.00096718 | 0.0012197 | 0.0014764 | 0.0017369 | 0.0020007 | 0.0022674 | 0.0025371 | 0.0028098 | 0.0030855
SDG&E | MM Therms | Commercial | Com - Education (Primary School) | HVAC | No | HVAC - Thermostat | 0.024555 | 0.055377 | 0.08478 | 0.11307 | 0.14018 | 0.1659 | 0.18996 | 0.21284 | 0.23476 | 0.25584 | 0.27628 | 0.29608
SDG&E | MM Therms | Commercial | Com - Education (Primary School) | Lighting | Yes | Lighting - LED Fixture (Replacing T8) - Emerging | 0 | 0 | -0.00023155 | -0.00069188 | -0.00139 | -0.0023329 | -0.0035091 | -0.0049632 | -0.0067058 | -0.008758 | -0.011151 | -0.013883
SDG&E | MM Therms | Commercial | Com - Education (Primary School) | Lighting | Yes | Lighting - LED Lamp (Basic High - Indoor) - Emerging | -9.5202e-06 | -1.9418e-05 | -3.5013e-05 | -5.9519e-05 | -9.556e-05 | -0.00010191 | -0.00010144 | -9.7871e-05 | -8.8403e-05 | -6.1179e-05 | -7.5386e-05 | -9.0547e-05
SDG&E | MM Therms | Commercial | Com - Education (Primary School) | Lighting | Yes | Lighting - LED Lamp (Basic Low - Indoor) - Emerging | -1.0992e-05 | -2.6932e-05 | -4.6043e-05 | -6.9052e-05 | -0.00010268 | -0.00011058 | -0.00010793 | -0.00010589 | -0.00010407 | -8.6027e-05 | -0.00010904 | -0.00013563
SDG&E | MM Therms | Commercial | Com - Education (Primary School) | Lighting | Yes | Lighting - LED Plug-In Indoor Fixture - Emerging | -9.0025e-05 | -0.0002019 | -0.00034072 | -0.00051179 | -0.00071841 | -0.00073215 | -0.00074761 | -0.00076515 | -0.00078729 | -0.00081488 | -0.00084848 | -0.00088836
SDG&E | MM Therms | Commercial | Com - Education (Primary School) | Lighting | No | Lighting - Cold Cathode Lamp | -0.0001161 | -0.00024023 | -0.0003714 | -0.00050948 | -0.0006529 | -0.0006529 | -0.0006529 | -0.0006529 | -0.0006529 | -0.0006529 | -0.0006529 | -0.0005368
SDG&E | MM Therms | Commercial | Com - Education (Primary School) | Lighting | No | Lighting - Compact Fluorescent Fixture (Indoor) | -0.0045112 | -0.0094065 | -0.014686 | -0.020366 | -0.026412 | -0.021901 | -0.017006 | -0.011726 | -0.0060463 | 0 | 0 | 0
SDG&E | MM Therms | Commercial | Com - Education (Primary School) | Lighting | No | Lighting - Compact Fluorescent Lamp (Basic High - Indoor) | -0.00044011 | -0.00090239 | -0.0013618 | -0.0018198 | -0.0022719 | -0.0018318 | -0.0013695 | -0.00091014 | -0.00045211 | 0 | 0 | 0
SDG&E | MM Therms | Commercial | Com - Education (Primary School) | Lighting | No | Lighting - Compact Fluorescent Lamp (Basic Low - Indoor) | -0.00050681 | -0.0010165 | -0.0015309 | -0.0020514 | -0.0025653 | -0.0020585 | -0.0015488 | -0.0010344 | -0.0005139 | 0 | 0 | 0
SDG&E | MM Therms | Commercial | Com - Education (Primary School) | Lighting | No | Lighting - Halogen Lamp (A-Line) | -0.00023407 | -0.00054124 | -0.00069008 | -0.0008521 | -0.0010328 | -0.00056359 | 0 | 0 | 0 | 0 | 0 | 0
SDG&E | MM Therms | Commercial | Com - Education (Primary School) | Lighting | No | Lighting - Halogen Lamp (Reflector) | -8.5995e-05 | -0.0001959 | -0.00024281 | -0.00029024 | -0.00033984 | -0.00039004 | -0.0004348 | -0.00047418 | -0.00051057 | -0.00054374 | -0.00057817 | -0.00061074
SDG&E | MM Therms | Commercial | Com - Education (Primary School) | Lighting | No | Lighting - High Bay HID to T5 | 0 | 0 | 0 | 0 | 0 | 0 | 0 | 0 | 0 | 0 | -3.8444e-05 | -0.0001254
SDG&E | MM Therms | Commercial | Com - Education (Primary School) | Lighting | No | Lighting - Light Sensor | 0 | 0 | 0 | 0 | 0 | 0 | 0 | 0 | 0 | 0 | 0 | -2.4325e-05
SDG&E | MM Therms | Commercial | Com - Education (Primary School) | Lighting | No | Lighting - Linear Fluorescent Delamping | -4.9476e-06 | -9.9812e-06 | -1.6388e-05 | -2.4217e-05 | -2.4217e-05 | 0 | 0 | 0 | 0 | 0 | 0 | 0
SDG&E | MM Therms | Commercial | Com - Education (Primary School) | Lighting | No | Lighting - Linear Fluorescent Fixture (Low Wattage T8) | -0.00019065 | -0.00043469 | -0.0007313 | -0.0010771 | -0.0014661 | -0.0018896 | -0.0023371 | -0.0028105 | -0.0033102 | -0.0038331 | -0.0043781 | -0.00494
SDG&E | MM Therms | Commercial | Com - Education (Primary School) | Lighting | No | Lighting - Plug-In Fixture (Compact Fluorescent) | -0.0019275 | -0.00385 | -0.0057713 | -0.0077045 | -0.0096336 | -0.0096336 | -0.0096336 | -0.0096336 | -0.0096336 | -0.0096336 | -0.0096336 | -0.0096336
SDG&E | MM Therms | Commercial | Com - Education (Primary School) | Lighting | No | Lighting - Plug-In Fixture (Induction) | 0 | 0 | 0 | 0 | 0 | 0 | 0 | 0 | 0 | 0 | -0.00018721 | -0.00051869
SDG&E | MM Therms | Commercial | Com - Education (Primary School) | Lighting | No | Lighting - Plug-In Fixture (Linear Fluorescent) | 0 | 0 | 0 | -0.0022765 | -0.0058074 | -0.0058074 | -0.0058074 | -0.0058074 | -0.0058074 | -0.0058074 | -0.0058074 | -0.0058074
SDG&E | MM Therms | Commercial | Com - Education (Primary School) | Lighting | No | Lighting - Plug-In Fixture (PSMH with Electronic Ballast) | 0 | -0.00053201 | -0.0013499 | -0.0022121 | -0.0030959 | -0.003979 | -0.004841 | -0.0056944 | -0.0065437 | -0.0073886 | -0.0082362 | -0.0090354
SDG&E | MM Therms | Commercial | Com - Education (Primary School) | Lighting | No | Lighting - Plug-In Fixture (PSMH) | -0.0010651 | -0.0022116 | -0.0033161 | -0.0044051 | -0.0054757 | -0.0065201 | -0.0075267 | -0.0085159 | -0.0094952 | -0.010466 | -0.011358 | -0.012188
SDG&E | MM Therms | Commercial | Com - Education (Primary School) | SHW | Yes | SHW - EF Rated Storage Water Heater (Gas) - Emerging | 0 | 0 | 0 | 9.6404e-05 | 0.00031224 | 0.00066067 | 0.0011443 | 0.0017801 | 0.0025813 | 0.0035589 | 0.0047278 | 0.0060934
SDG&E | MM Therms | Commercial | Com - Education (Primary School) | SHW | Yes | SHW - ET Rated Storage Water Heater - Emerging | 0.00035982 | 0.00090882 | 0.0016684 | 0.0026659 | 0.0039177 | 0.0054309 | 0.0072003 | 0.0092407 | 0.011558 | 0.014161 | 0.01706 | 0.020257
SDG&E | MM Therms | Commercial | Com - Education (Primary School) | SHW | No | SHW - EF Rated Instantaneous Water Heater (Gas) | 0.00028062 | 0.00064481 | 0.0010406 | 0.0015115 | 0.0020544 | 0.0026611 | 0.0033192 | 0.0040371 | 0.0048167 | 0.0056562 | 0.0065577 | 0.0075148
SDG&E | MM Therms | Commercial | Com - Education (Primary School) | SHW | No | SHW - EF Rated Storage Water Heater (Gas) | 0.00016485 | 0.00037614 | 0.00055243 | 0.00076081 | 0.00099973 | 0.0012655 | 0.0015526 | 0.0018645 | 0.0022021 | 0.0025646 | 0.0029529 | 0.0033642
SDG&E | MM Therms | Commercial | Com - Education (Primary School) | SHW | No | SHW - ET Rated Instantaneous Water Heater | 0.00028382 | 0.00063411 | 0.0010534 | 0.0015469 | 0.0021115 | 0.0027389 | 0.0034162 | 0.0041484 | 0.0049339 | 0.005771 | 0.0066623 | 0.007603
SDG&E | MM Therms | Commercial | Com - Education (Primary School) | SHW | No | SHW - ET Rated Storage Water Heater | 0 | 0 | 0 | 0 | 0 | 0 | 0 | 0.0003663 | 0.00094135 | 0.0015702 | 0.0022513 | 0.002978
SDG&E | MM Therms | Commercial | Com - Education (Primary School) | SHW | No | SHW - Pipe and Tank Insulation | 0.012511 | 0.025123 | 0.039899 | 0.056767 | 0.075415 | 0.095212 | 0.11539 | 0.13508 | 0.15347 | 0.16997 | 0.18426 | 0.19635
SDG&E | MM Therms | Commercial | Com - Education (Primary School) | Service | No | Service - Retro-Commissioning (Gas) | 0.0029758 | 0.0058653 | 0.0088064 | 0.011704 | 0.014461 | 0.016993 | 0.019249 | 0.021206 | 0.022868 | 0.024256 | 0.025401 | 0.023372
SDG&E | MM Therms | Commercial | Com - Education (Primary School) | WholeBlg | No | WholeBlg - Com NC Level 2 | 0.00018255 | 0 | 0 | 0 | 0 | 0 | 0 | 0 | 0 | 0 | 0 | 0
SDG&E | MM Therms | Commercial | Com - Education (Primary School) | WholeBlg | No | WholeBlg - Com NC Level 3 | 8.9905e-05 | 8.9905e-05 | 8.9905e-05 | 8.9905e-05 | 8.9905e-05 | 8.9905e-05 | 8.9905e-05 | 0 | 0 | 0 | 0 | 0
SDG&E | MM Therms | Commercial | Com - Education (Primary School) | WholeBlg | No | WholeBlg - Com RET Level 1 | 0.00056813 | 0.0012996 | 0.0021942 | 0.0032672 | 0.0045375 | 0.006025 | 0.0077474 | 0.0097216 | 0.011962 | 0.014481 | 0.017289 | 0.020393
SDG&E | MM Therms | Commercial | Com - Education (Primary School) | WholeBlg | No | WholeBlg - Com RET Level 2 | 0 | 0.0013752 | 0.0034051 | 0.0061373 | 0.0095923 | 0.013797 | 0.018777 | 0.024569 | 0.031205 | 0.038724 | 0.047154 | 0.056528
SDG&E | MM Therms | Commercial | Com - Education (Relocatable Classroom) | AppPlug | No | AppPlug - Occupancy Sensor Plug Strip | 0 | 0 | 0 | 0 | 0 | 0 | 0 | 0 | 0 | -0.00020901 | -0.00041796 | -0.00059457
SDG&E | MM Therms | Commercial | Com - Education (Relocatable Classroom) | BldgEnv | No | BldgEnv - Wall Spray On Insulation | 0.00038194 | 0.00074479 | 0.0010895 | 0.001417 | 0.0017281 | 0.0020236 | 0.0023044 | 0.0025711 | 0.0028245 | 0.0030652 | 0.0032939 | 0.0035111
SDG&E | MM Therms | Commercial | Com - Education (Relocatable Classroom) | FoodServ | No | FoodServ - Fryer (Gas) | 0.0011694 | 0.0023701 | 0.0036064 | 0.0048955 | 0.0062345 | 0.0076008 | 0.0089737 | 0.010373 | 0.011804 | 0.01327 | 0.014778 | 0.016326
SDG&E | MM Therms | Commercial | Com - Education (Relocatable Classroom) | FoodServ | No | FoodServ - Oven (Gas) | 0.0015601 | 0.0031581 | 0.004799 | 0.0065023 | 0.0082622 | 0.010051 | 0.011844 | 0.013667 | 0.015526 | 0.017425 | 0.019374 | 0.02137
SDG&E | MM Therms | Commercial | Com - Education (Relocatable Classroom) | HVAC | No | HVAC - Gas Furnace | 0.00028828 | 0.0005819 | 0.00088075 | 0.001185 | 0.001495 | 0.0018105 | 0.0021308 | 0.0024554 | 0.0027838 | 0.003116 | 0.0034521 | 0.0037923
SDG&E | MM Therms | Commercial | Com - Education (Relocatable Classroom) | HVAC | No | HVAC - Thermostat | 0.0032659 | 0.0073654 | 0.011276 | 0.015039 | 0.018643 | 0.022062 | 0.025261 | 0.028302 | 0.031215 | 0.034017 | 0.036732 | 0.039364
SDG&E | MM Therms | Commercial | Com - Education (Relocatable Classroom) | Lighting | Yes | Lighting - LED Fixture (Replacing T8) - Emerging | 0 | -7.4246e-05 | -0.00042863 | -0.0010637 | -0.0020002 | -0.0032606 | -0.0048461 | -0.0068223 | -0.0092152 | -0.012062 | -0.015413 | -0.019276
SDG&E | MM Therms | Commercial | Com - Education (Relocatable Classroom) | Lighting | Yes | Lighting - LED Lamp (Basic High - Indoor) - Emerging | -1.4669e-05 | -2.9643e-05 | -5.3333e-05 | -8.9986e-05 | -0.00014318 | -0.00015246 | -0.00015124 | -0.00014507 | -0.00013024 | -8.8892e-05 | -0.00010914 | -0.00013064
SDG&E | MM Therms | Commercial | Com - Education (Relocatable Classroom) | Lighting | Yes | Lighting - LED Lamp (Basic Low - Indoor) - Emerging | -1.63e-05 | -3.9356e-05 | -6.6622e-05 | -9.893e-05 | -0.00014641 | -0.00015766 | -0.00015366 | -0.00015082 | -0.00014875 | -0.0001229 | -0.00015574 | -0.0001937
SDG&E | MM Therms | Commercial | Com - Education (Relocatable Classroom) | Lighting | Yes | Lighting - LED Plug-In Indoor Fixture - Emerging | -0.00010493 | -0.00023483 | -0.00039545 | -0.00059261 | -0.00083024 | -0.00084604 | -0.00086387 | -0.00088412 | -0.0009099 | -0.00094225 | -0.00098188 | -0.0010291
SDG&E | MM Therms | Commercial | Com - Education (Relocatable Classroom) | Lighting | No | Lighting - Cold Cathode Lamp | -0.00010425 | -0.00021689 | -0.00033683 | -0.00046379 | -0.00059627 | -0.00059627 | -0.00059627 | -0.00059627 | -0.00059627 | -0.00059627 | -0.00049202 | -0.00037938
SDG&E | MM Therms | Commercial | Com - Education (Relocatable Classroom) | Lighting | No | Lighting - Compact Fluorescent Fixture (Indoor) | -0.0064765 | -0.013498 | -0.021071 | -0.029221 | -0.03791 | -0.031433 | -0.024412 | -0.016839 | -0.0086887 | 0 | 0 | 0
SDG&E | MM Therms | Commercial | Com - Education (Relocatable Classroom) | Lighting | No | Lighting - Compact Fluorescent Lamp (Basic High - Indoor) | -0.00063241 | -0.0012961 | -0.0019558 | -0.0026136 | -0.0032634 | -0.002631 | -0.0019673 | -0.0013076 | -0.0006498 | 0 | 0 | 0
SDG&E | MM Therms | Commercial | Com - Education (Relocatable Classroom) | Lighting | No | Lighting - Compact Fluorescent Lamp (Basic Low - Indoor) | -0.00073037 | -0.0014661 | -0.0022094 | -0.0029621 | -0.0037057 | -0.0029753 | -0.0022396 | -0.0014963 | -0.00074363 | 0 | 0 | 0
SDG&E | MM Therms | Commercial | Com - Education (Relocatable Classroom) | Lighting | No | Lighting - Halogen Lamp (A-Line) | -0.00018391 | -0.00042528 | -0.00054225 | -0.00066958 | -0.00081159 | -0.00044289 | 0 | 0 | 0 | 0 | 0 | 0
SDG&E | MM Therms | Commercial | Com - Education (Relocatable Classroom) | Lighting | No | Lighting - Halogen Lamp (Reflector) | -6.7558e-05 | -0.00015391 | -0.00019078 | -0.00022807 | -0.00026707 | -0.0003066 | -0.00034184 | -0.00037283 | -0.00040149 | -0.00042763 | -0.00045475 | -0.00048036
SDG&E | MM Therms | Commercial | Com - Education (Relocatable Classroom) | Lighting | No | Lighting - High Bay HID to T5 | 0 | 0 | 0 | 0 | 0 | -5.8218e-05 | -0.00022745 | -0.00037921 | -0.00051698 | -0.00064502 | -0.00082963 | -0.0011236
SDG&E | MM Therms | Commercial | Com - Education (Relocatable Classroom) | Lighting | No | Lighting - Linear Fluorescent Delamping | -8.3996e-06 | -1.6945e-05 | -2.7825e-05 | -4.1125e-05 | -4.1125e-05 | 0 | 0 | 0 | 0 | 0 | 0 | 0
SDG&E | MM Therms | Commercial | Com - Education (Relocatable Classroom) | Lighting | No | Lighting - Linear Fluorescent Fixture (Low Wattage T8) | -0.00028166 | -0.00063687 | -0.001064 | -0.0015595 | -0.0021161 | -0.0027226 | -0.0033657 | -0.0040468 | -0.0047664 | -0.0055202 | -0.0063064 | -0.0071183
SDG&E | MM Therms | Commercial | Com - Education (Relocatable Classroom) | Lighting | No | Lighting - Plug-In Fixture (Compact Fluorescent) | -0.0022926 | -0.004585 | -0.0068814 | -0.009195 | -0.011509 | -0.011509 | -0.011509 | -0.011509 | -0.011509 | -0.011509 | -0.011509 | -0.011509
SDG&E | MM Therms | Commercial | Com - Education (Relocatable Classroom) | Lighting | No | Lighting - Plug-In Fixture (Induction) | 0 | 0 | 0 | 0 | 0 | 0 | 0 | 0 | 0 | 0 | -0.00012817 | -0.00056008
SDG&E | MM Therms | Commercial | Com - Education (Relocatable Classroom) | Lighting | No | Lighting - Plug-In Fixture (Linear Fluorescent) | 0 | 0 | 0 | 0 | -0.0043761 | -0.0043761 | -0.0043761 | -0.0043761 | -0.0043761 | -0.0043761 | -0.0043761 | -0.0043761
SDG&E | MM Therms | Commercial | Com - Education (Relocatable Classroom) | Lighting | No | Lighting - Plug-In Fixture (PSMH with Electronic Ballast) | 0 | 0 | -0.000326 | -0.0014289 | -0.0025808 | -0.003741 | -0.0048825 | -0.0060179 | -0.0071507 | -0.00828 | -0.0093815 | -0.010473
SDG&E | MM Therms | Commercial | Com - Education (Relocatable Classroom) | Lighting | No | Lighting - Plug-In Fixture (PSMH) | -0.00143 | -0.0030089 | -0.0045621 | -0.0060344 | -0.0074772 | -0.0088903 | -0.010261 | -0.011611 | -0.012951 | -0.01428 | -0.015576 | -0.01672
SDG&E | MM Therms | Commercial | Com - Education (Relocatable Classroom) | SHW | Yes | SHW - EF Rated Storage Water Heater (Gas) - Emerging | 0 | 0 | 0 | 8.9176e-05 | 0.00029541 | 0.00063489 | 0.0011117 | 0.0017439 | 0.0025457 | 0.0035294 | 0.0047111 | 0.006098
SDG&E | MM Therms | Commercial | Com - Education (Relocatable Classroom) | SHW | Yes | SHW - ET Rated Storage Water Heater - Emerging | 0.00087345 | 0.0022082 | 0.0040599 | 0.0065029 | 0.0095863 | 0.013333 | 0.017695 | 0.022728 | 0.028468 | 0.034951 | 0.042209 | 0.050254
SDG&E | MM Therms | Commercial | Com - Education (Relocatable Classroom) | SHW | No | SHW - EF Rated Instantaneous Water Heater (Gas) | 0.00062494 | 0.0014385 | 0.0023248 | 0.0033866 | 0.0046175 | 0.0059992 | 0.0075035 | 0.0091501 | 0.010944 | 0.012882 | 0.014969 | 0.017192
SDG&E | MM Therms | Commercial | Com - Education (Relocatable Classroom) | SHW | No | SHW - EF Rated Storage Water Heater (Gas) | 0.00037814 | 0.00086112 | 0.0012631 | 0.0017394 | 0.0022866 | 0.0028961 | 0.0035553 | 0.0042724 | 0.0050492 | 0.0058842 | 0.0067799 | 0.0077302
SDG&E | MM Therms | Commercial | Com - Education (Relocatable Classroom) | SHW | No | SHW - ET Rated Instantaneous Water Heater | 0.0006662 | 0.001488 | 0.0024713 | 0.0036278 | 0.0049504 | 0.0064187 | 0.0079842 | 0.0096631 | 0.011461 | 0.013377 | 0.015416 | 0.017567
SDG&E | MM Therms | Commercial | Com - Education (Relocatable Classroom) | SHW | No | SHW - ET Rated Storage Water Heater | 0 | 0 | 0 | 0 | 0 | 0 | 0.0010942 | 0.0023187 | 0.0036695 | 0.0051344 | 0.0067093 | 0.0083787
SDG&E | MM Therms | Commercial | Com - Education (Relocatable Classroom) | SHW | No | SHW - Pipe and Tank Insulation | 0.012511 | 0.025123 | 0.039899 | 0.056767 | 0.075415 | 0.095212 | 0.11539 | 0.13508 | 0.15347 | 0.16997 | 0.18426 | 0.19635
SDG&E | MM Therms | Commercial | Com - Education (Relocatable Classroom) | Service | No | Service - Retro-Commissioning (Gas) | 0.0029758 | 0.0058653 | 0.0088064 | 0.011704 | 0.014461 | 0.016993 | 0.019249 | 0.021206 | 0.022868 | 0.024256 | 0.025401 | 0.023372
SDG&E | MM Therms | Commercial | Com - Education (Relocatable Classroom) | WholeBlg | No | WholeBlg - Com NC Level 2 | 0.00018255 | 0 | 0 | 0 | 0 | 0 | 0 | 0 | 0 | 0 | 0 | 0
SDG&E | MM Therms | Commercial | Com - Education (Relocatable Classroom) | WholeBlg | No | WholeBlg - Com NC Level 3 | 8.9905e-05 | 8.9905e-05 | 8.9905e-05 | 8.9905e-05 | 8.9905e-05 | 8.9905e-05 | 8.9905e-05 | 0 | 0 | 0 | 0 | 0
SDG&E | MM Therms | Commercial | Com - Education (Relocatable Classroom) | WholeBlg | No | WholeBlg - Com RET Level 1 | 0.00039847 | 0.00094433 | 0.0016485 | 0.002523 | 0.0035796 | 0.0048308 | 0.0062887 | 0.0079651 | 0.0098708 | 0.012016 | 0.014407 | 0.017052
SDG&E | MM Therms | Commercial | Com - Education (Relocatable Classroom) | WholeBlg | No | WholeBlg - Com RET Level 2 | 0.0010305 | 0.0024355 | 0.0042437 | 0.0064886 | 0.0092016 | 0.012417 | 0.016168 | 0.020488 | 0.025405 | 0.030951 | 0.037145 | 0.04401
SDG&E | MM Therms | Commercial | Com - Education (Secondary School) | AppPlug | No | AppPlug - Occupancy Sensor Plug Strip | 0 | 0 | 0 | 0 | 0 | 0 | 0 | 0 | 0 | -0.00010451 | -0.00020898 | -0.00029729
SDG&E | MM Therms | Commercial | Com - Education (Secondary School) | BldgEnv | No | BldgEnv - Wall Spray On Insulation | 0.00019005 | 0.00037059 | 0.00054211 | 0.00070505 | 0.00085985 | 0.0010069 | 0.0011466 | 0.0012793 | 0.0014054 | 0.0015252 | 0.001639 | 0.0017471
SDG&E | MM Therms | Commercial | Com - Education (Secondary School) | BldgEnv | No | BldgEnv - Window Film | 0 | 0 | 0 | 0 | 0 | 0 | 0 | 0 | 0 | 0 | -2.8107e-06 | -8.8302e-06
SDG&E | MM Therms | Commercial | Com - Education (Secondary School) | FoodServ | No | FoodServ - Fryer (Gas) | 0.00058471 | 0.001185 | 0.0018032 | 0.0024478 | 0.0031173 | 0.0038004 | 0.0044868 | 0.0051865 | 0.0059022 | 0.0066352 | 0.0073888 | 0.0081628
SDG&E | MM Therms | Commercial | Com - Education (Secondary School) | FoodServ | No | FoodServ - Oven (Gas) | 0.00078007 | 0.0015791 | 0.0023995 | 0.0032511 | 0.0041311 | 0.0050257 | 0.0059222 | 0.0068333 | 0.007763 | 0.0087127 | 0.0096869 | 0.010685
SDG&E | MM Therms | Commercial | Com - Education (Secondary School) | HVAC | No | HVAC - AFUE Rated Boiler (High) | 0.0017588 | 0.0035327 | 0.0053246 | 0.0071483 | 0.0089999 | 0.010847 | 0.012674 | 0.014504 | 0.016346 | 0.018205 | 0.020089 | 0.021996
SDG&E | MM Therms | Commercial | Com - Education (Secondary School) | HVAC | No | HVAC - AFUE Rated Boiler (Standard) | 0.0002302 | 0.0004628 | 0.00069796 | 0.0009368 | 0.0011783 | 0.0014188 | 0.0016567 | 0.0018947 | 0.0021341 | 0.0023755 | 0.0026199 | 0.0028671
SDG&E | MM Therms | Commercial | Com - Education (Secondary School) | HVAC | No | HVAC - ET Rated Boiler (High) | 0 | 0 | 0 | 0 | 0 | 0.0014277 | 0.0030352 | 0.0047698 | 0.006587 | 0.008459 | 0.010369 | 0.012309
SDG&E | MM Therms | Commercial | Com - Education (Secondary School) | HVAC | No | HVAC - Gas Furnace | 0.00010084 | 0.00020352 | 0.00030799 | 0.00041426 | 0.0005224 | 0.00063234 | 0.00074392 | 0.00085687 | 0.00097111 | 0.0010866 | 0.0012033 | 0.0013214
SDG&E | MM Therms | Commercial | Com - Education (Secondary School) | HVAC | No | HVAC - Thermostat | 0.010915 | 0.024616 | 0.037687 | 0.050268 | 0.062327 | 0.073771 | 0.084483 | 0.094671 | 0.10443 | 0.11383 | 0.12294 | 0.13178
SDG&E | MM Therms | Commercial | Com - Education (Secondary School) | Lighting | Yes | Lighting - LED Fixture (Replacing T8) - Emerging | 0 | 0 | -0.00014959 | -0.00044536 | -0.00089438 | -0.0015027 | -0.0022648 | -0.0032106 | -0.0043492 | -0.005696 | -0.0072731 | -0.0090813
SDG&E | MM Therms | Commercial | Com - Education (Secondary School) | Lighting | Yes | Lighting - LED Lamp (Basic High - Indoor) - Emerging | -6.1049e-06 | -1.2408e-05 | -2.2355e-05 | -3.7942e-05 | -6.0814e-05 | -6.4839e-05 | -6.4504e-05 | -6.2177e-05 | -5.6108e-05 | -3.8729e-05 | -4.7693e-05 | -5.7249e-05
SDG&E | MM Therms | Commercial | Com - Education (Secondary School) | Lighting | Yes | Lighting - LED Lamp (Basic Low - Indoor) - Emerging | -6.9771e-06 | -1.7032e-05 | -2.9027e-05 | -4.3388e-05 | -6.4422e-05 | -6.9384e-05 | -6.7705e-05 | -6.6462e-05 | -6.5442e-05 | -5.4165e-05 | -6.8678e-05 | -8.5455e-05
SDG&E | MM Therms | Commercial | Com - Education (Secondary School) | Lighting | Yes | Lighting - LED Plug-In Indoor Fixture - Emerging | -0.00015946 | -0.00035659 | -0.0006012 | -0.00090289 | -0.001268 | -0.0012924 | -0.0013201 | -0.0013516 | -0.0013912 | -0.0014408 | -0.0015017 | -0.0015744
SDG&E | MM Therms | Commercial | Com - Education (Secondary School) | Lighting | No | Lighting - Cold Cathode Lamp | -4.8495e-05 | -0.00010037 | -0.00015521 | -0.00021295 | -0.00027294 | -0.00027294 | -0.00027294 | -0.00027294 | -0.00027294 | -0.00027294 | -0.00027294 | -0.00022444
SDG&E | MM Therms | Commercial | Com - Education (Secondary School) | Lighting | No | Lighting - Compact Fluorescent Fixture (Indoor) | -0.002849 | -0.0059386 | -0.0092698 | -0.012853 | -0.016669 | -0.01382 | -0.010731 | -0.0073996 | -0.0038161 | 0 | 0 | 0
SDG&E | MM Therms | Commercial | Com - Education (Secondary School) | Lighting | No | Lighting - Compact Fluorescent Lamp (Basic High - Indoor) | -0.00027805 | -0.00057008 | -0.00086036 | -0.0011498 | -0.0014356 | -0.0011575 | -0.0008655 | -0.00057522 | -0.00028579 | 0 | 0 | 0
SDG&E | MM Therms | Commercial | Com - Education (Secondary School) | Lighting | No | Lighting - Compact Fluorescent Lamp (Basic Low - Indoor) | -0.00032033 | -0.00064269 | -0.00096817 | -0.0012976 | -0.001623 | -0.0013027 | -0.0009803 | -0.00065481 | -0.00032537 | 0 | 0 | 0
SDG&E | MM Therms | Commercial | Com - Education (Secondary School) | Lighting | No | Lighting - Halogen Lamp (A-Line) | -9.1957e-05 | -0.00021264 | -0.00027112 | -0.00033479 | -0.0004058 | -0.00022145 | 0 | 0 | 0 | 0 | 0 | 0
SDG&E | MM Therms | Commercial | Com - Education (Secondary School) | Lighting | No | Lighting - Halogen Lamp (Reflector) | -3.3779e-05 | -7.6955e-05 | -9.5392e-05 | -0.00011404 | -0.00013354 | -0.0001533 | -0.00017092 | -0.00018642 | -0.00020074 | -0.00021382 | -0.00022737 | -0.00024018
SDG&E | MM Therms | Commercial | Com - Education (Secondary School) | Lighting | No | Lighting - High Bay HID to T5 | 0 | 0 | 0 | 0 | 0 | 0 | 0 | 0 | -3.3166e-05 | -9.3417e-05 | -0.00015302 | -0.00021181
SDG&E | MM Therms | Commercial | Com - Education (Secondary School) | Lighting | No | Lighting - Light Sensor | 0 | 0 | 0 | 0 | 0 | 0 | 0 | 0 | 0 | 0 | 0 | -1.6413e-05
SDG&E | MM Therms | Commercial | Com - Education (Secondary School) | Lighting | No | Lighting - Linear Fluorescent Delamping | -4.1419e-06 | -8.3558e-06 | -1.372e-05 | -2.0276e-05 | -2.0276e-05 | 0 | 0 | 0 | 0 | 0 | 0 | 0
SDG&E | MM Therms | Commercial | Com - Education (Secondary School) | Lighting | No | Lighting - Linear Fluorescent Fixture (Low Wattage T8) | -0.00012951 | -0.0002953 | -0.00049576 | -0.00072863 | -0.00098988 | -0.0012739 | -0.0015738 | -0.0018909 | -0.0022255 | -0.0025755 | -0.0029403 | -0.0033166
SDG&E | MM Therms | Commercial | Com - Education (Secondary School) | Lighting | No | Lighting - Plug-In Fixture (Compact Fluorescent) | -0.0036445 | -0.0072867 | -0.010934 | -0.014611 | -0.018286 | -0.018286 | -0.018286 | -0.018286 | -0.018286 | -0.018286 | -0.018286 | -0.018286
SDG&E | MM Therms | Commercial | Com - Education (Secondary School) | Lighting | No | Lighting - Plug-In Fixture (PSMH with Electronic Ballast) | 0 | 0 | 0 | 0 | -0.00068915 | -0.0014026 | -0.0024187 | -0.0034597 | -0.0045176 | -0.0055837 | -0.0066695 | -0.0077718
SDG&E | MM Therms | Commercial | Com - Education (Secondary School) | Lighting | No | Lighting - Plug-In Fixture (PSMH) | -0.0014238 | -0.003021 | -0.0046265 | -0.0062578 | -0.0078285 | -0.0093657 | -0.01082 | -0.012228 | -0.013609 | -0.014971 | -0.016305 | -0.017606
SDG&E | MM Therms | Commercial | Com - Education (Secondary School) | SHW | Yes | SHW - EF Rated Storage Water Heater (Gas) - Emerging | 0 | 0 | 0 | 4.2074e-05 | 0.00013786 | 0.00029405 | 0.00051221 | 0.00080028 | 0.0011645 | 0.0016101 | 0.0021442 | 0.0027697
SDG&E | MM Therms | Commercial | Com - Education (Secondary School) | SHW | Yes | SHW - ET Rated Storage Water Heater - Emerging | 0.00027457 | 0.00069325 | 0.0012729 | 0.0020356 | 0.0029954 | 0.0041504 | 0.005491 | 0.0070372 | 0.0088002 | 0.01079 | 0.013015 | 0.015479
SDG&E | MM Therms | Commercial | Com - Education (Secondary School) | SHW | No | SHW - EF Rated Instantaneous Water Heater (Gas) | 0.00020985 | 0.00048276 | 0.0007798 | 0.0011347 | 0.001545 | 0.0020047 | 0.0025043 | 0.0030504 | 0.0036444 | 0.0042854 | 0.0049748 | 0.0057081
SDG&E | MM Therms | Commercial | Com - Education (Secondary School) | SHW | No | SHW - EF Rated Storage Water Heater (Gas) | 0.0001214 | 0.00027664 | 0.00040594 | 0.00055897 | 0.00073457 | 0.00093 | 0.0011412 | 0.0013708 | 0.0016194 | 0.0018865 | 0.0021727 | 0.0024763
SDG&E | MM Therms | Commercial | Com - Education (Secondary School) | SHW | No | SHW - ET Rated Instantaneous Water Heater | 0.00021059 | 0.0004704 | 0.00078126 | 0.001147 | 0.0015653 | 0.0020273 | 0.0025204 | 0.0030507 | 0.0036202 | 0.0042281 | 0.0048762 | 0.0055606
SDG&E | MM Therms | Commercial | Com - Education (Secondary School) | SHW | No | SHW - ET Rated Storage Water Heater | 0 | 0 | 0 | 0 | 0 | 0.00022705 | 0.00060147 | 0.0010168 | 0.0014719 | 0.0019635 | 0.0024909 | 0.0030496
SDG&E | MM Therms | Commercial | Com - Education (Secondary School) | SHW | No | SHW - Pipe and Tank Insulation | 0.0062554 | 0.012562 | 0.01995 | 0.028383 | 0.037708 | 0.047606 | 0.057694 | 0.06754 | 0.076734 | 0.084983 | 0.092132 | 0.098175
SDG&E | MM Therms | Commercial | Com - Education (Secondary School) | Service | No | Service - Retro-Commissioning (Gas) | 0.0014879 | 0.0029327 | 0.0044032 | 0.005852 | 0.0072307 | 0.0084967 | 0.0096243 | 0.010603 | 0.011434 | 0.012128 | 0.0127 | 0.011686
SDG&E | MM Therms | Commercial | Com - Education (Secondary School) | WholeBlg | No | WholeBlg - Com NC Level 2 | 9.1275e-05 | 0 | 0 | 0 | 0 | 0 | 0 | 0 | 0 | 0 | 0 | 0
SDG&E | MM Therms | Commercial | Com - Education (Secondary School) | WholeBlg | No | WholeBlg - Com NC Level 3 | 4.4953e-05 | 4.4953e-05 | 4.4953e-05 | 4.4953e-05 | 4.4953e-05 | 4.4953e-05 | 4.4953e-05 | 0 | 0 | 0 | 0 | 0
SDG&E | MM Therms | Commercial | Com - Education (Secondary School) | WholeBlg | No | WholeBlg - Com RET Level 1 | 0.00027297 | 0.00062581 | 0.0010588 | 0.0015788 | 0.0021947 | 0.0029156 | 0.00375 | 0.0047058 | 0.0057895 | 0.0070074 | 0.0083639 | 0.0098642
SDG&E | MM Therms | Commercial | Com - Education (Secondary School) | WholeBlg | No | WholeBlg - Com RET Level 2 | 0 | 0.00072128 | 0.001769 | 0.0031684 | 0.0049311 | 0.0070715 | 0.0096034 | 0.012546 | 0.015914 | 0.019729 | 0.024003 | 0.028752
SDG&E | MM Therms | Commercial | Com - Education (University) | AppPlug | No | AppPlug - Occupancy Sensor Plug Strip | 0 | 0 | 0 | 0 | 0 | 0 | 0 | 0 | 0 | -0.00014307 | -0.00028609 | -0.00040698
SDG&E | MM Therms | Commercial | Com - Education (University) | BldgEnv | No | BldgEnv - Wall Spray On Insulation | 0.0002549 | 0.00049705 | 0.00072709 | 0.00094563 | 0.0011532 | 0.0013505 | 0.0015379 | 0.0017159 | 0.001885 | 0.0020456 | 0.0021982 | 0.0023432
SDG&E | MM Therms | Commercial | Com - Education (University) | BldgEnv | No | BldgEnv - Window Film | 0 | 0 | 0 | 0 | 0 | 0 | 0 | 0 | 0 | 0 | 0 | -1.4253e-06
SDG&E | MM Therms | Commercial | Com - Education (University) | FoodServ | No | FoodServ - Fryer (Gas) | 0.00065492 | 0.0013273 | 0.0020197 | 0.0027417 | 0.0034916 | 0.0042568 | 0.0050256 | 0.0058093 | 0.006611 | 0.0074319 | 0.0082761 | 0.009143
SDG&E | MM Therms | Commercial | Com - Education (University) | FoodServ | No | FoodServ - Oven (Gas) | 0.0003814 | 0.00077204 | 0.0011732 | 0.0015896 | 0.0020198 | 0.0024572 | 0.0028955 | 0.003341 | 0.0037955 | 0.0042598 | 0.0047362 | 0.0052241
SDG&E | MM Therms | Commercial | Com - Education (University) | HVAC | No | HVAC - AFUE Rated Boiler (High) | 0.0014009 | 0.0028146 | 0.004244 | 0.0057026 | 0.0071852 | 0.0086738 | 0.010145 | 0.011619 | 0.013094 | 0.014574 | 0.016067 | 0.017574
SDG&E | MM Therms | Commercial | Com - Education (University) | HVAC | No | HVAC - AFUE Rated Boiler (Standard) | 0.00019491 | 0.00039197 | 0.00059139 | 0.00079428 | 0.00099944 | 0.0012051 | 0.0014082 | 0.0016113 | 0.0018145 | 0.0020181 | 0.0022232 | 0.0024298
SDG&E | MM Therms | Commercial | Com - Education (University) | HVAC | No | HVAC - ET Rated Boiler (High) | 0.0016763 | 0.0033595 | 0.0050517 | 0.0067602 | 0.008491 | 0.010238 | 0.011989 | 0.013744 | 0.01581 | 0.01795 | 0.02016 | 0.022427
SDG&E | MM Therms | Commercial | Com - Education (University) | HVAC | No | HVAC - ET Rated Boiler (Standard) | 0 | 0 | 0 | 0 | 0 | 0 | 0.00041265 | 0.00084518 | 0.0012931 | 0.0017522 | 0.0022197 | 0.0026941
SDG&E | MM Therms | Commercial | Com - Education (University) | HVAC | No | HVAC - Gas Furnace | 0.00013805 | 0.00027862 | 0.00042164 | 0.00056712 | 0.00071517 | 0.00086567 | 0.0010184 | 0.001173 | 0.0013294 | 0.0014875 | 0.0016474 | 0.001809
SDG&E | MM Therms | Commercial | Com - Education (University) | HVAC | No | HVAC - Thermostat | 0.0023708 | 0.0053467 | 0.008186 | 0.010918 | 0.013535 | 0.016018 | 0.018341 | 0.02055 | 0.022667 | 0.024703 | 0.026676 | 0.028589
SDG&E | MM Therms | Commercial | Com - Education (University) | Lighting | Yes | Lighting - LED Fixture (Replacing T8) - Emerging | 0 | -2.3097e-05 | -0.00017116 | -0.00044321 | -0.00084933 | -0.0014014 | -0.0021038 | -0.002983 | -0.0040489 | -0.0053177 | -0.0068085 | -0.0085254
SDG&E | MM Therms | Commercial | Com - Education (University) | Lighting | Yes | Lighting - LED Lamp (Basic High - Indoor) - Emerging | -6.3645e-06 | -1.2679e-05 | -2.2737e-05 | -3.8544e-05 | -6.1815e-05 | -6.5923e-05 | -6.5709e-05 | -6.3452e-05 | -5.7388e-05 | -3.9625e-05 | -4.8824e-05 | -5.8617e-05
SDG&E | MM Therms | Commercial | Com - Education (University) | Lighting | Yes | Lighting - LED Lamp (Basic Low - Indoor) - Emerging | -7.0332e-06 | -1.6982e-05 | -2.8508e-05 | -4.1904e-05 | -6.1852e-05 | -6.6703e-05 | -6.5096e-05 | -6.4311e-05 | -6.424e-05 | -5.4032e-05 | -6.8823e-05 | -8.5995e-05
SDG&E | MM Therms | Commercial | Com - Education (University) | Lighting | Yes | Lighting - LED Plug-In Indoor Fixture - Emerging | -0.00014749 | -0.00032859 | -0.00055104 | -0.00082219 | -0.0011479 | -0.0011696 | -0.0011943 | -0.0012224 | -0.0012587 | -0.001305 | -0.0013624 | -0.0014314
SDG&E | MM Therms | Commercial | Com - Education (University) | Lighting | No | Lighting - Cold Cathode Lamp | -9.7213e-05 | -0.00020082 | -0.0003101 | -0.00042501 | -0.00054431 | -0.00054431 | -0.00054431 | -0.00054431 | -0.00054431 | -0.00054431 | -0.00054431 | -0.00044709
SDG&E | MM Therms | Commercial | Com - Education (University) | Lighting | No | Lighting - Compact Fluorescent Fixture (Indoor) | -0.0029088 | -0.0060448 | -0.0094164 | -0.013036 | -0.016894 | -0.013985 | -0.010849 | -0.0074773 | -0.0038581 | 0 | 0 | 0
SDG&E | MM Therms | Commercial | Com - Education (University) | Lighting | No | Lighting - Compact Fluorescent Lamp (Basic High - Indoor) | -0.00028447 | -0.00058346 | -0.00088132 | -0.0011785 | -0.0014725 | -0.001188 | -0.00088901 | -0.00059114 | -0.00029397 | 0 | 0 | 0
SDG&E | MM Therms | Commercial | Com - Education (University) | Lighting | No | Lighting - Compact Fluorescent Lamp (Basic Low - Indoor) | -0.00032729 | -0.00065775 | -0.00099247 | -0.0013319 | -0.0016679 | -0.0013406 | -0.0010101 | -0.00067541 | -0.00033596 | 0 | 0 | 0
SDG&E | MM Therms | Commercial | Com - Education (University) | Lighting | No | Lighting - Halogen Lamp (A-Line) | -0.00018895 | -0.00043689 | -0.00055701 | -0.00068776 | -0.00083358 | -0.00045488 | 0 | 0 | 0 | 0 | 0 | 0
SDG&E | MM Therms | Commercial | Com - Education (University) | Lighting | No | Lighting - Halogen Lamp (Reflector) | -6.9426e-05 | -0.00015815 | -0.000196 | -0.00023427 | -0.00027428 | -0.00031474 | -0.0003508 | -0.00038254 | -0.00041186 | -0.00043856 | -0.0004663 | -0.00049257
SDG&E | MM Therms | Commercial | Com - Education (University) | Lighting | No | Lighting - High Bay HID to T5 | 0 | 0 | 0 | 0 | 0 | 0 | -1.7489e-05 | -8.1135e-05 | -0.00013752 | -0.00018874 | -0.00023854 | -0.00030447
SDG&E | MM Therms | Commercial | Com - Education (University) | Lighting | No | Lighting - Light Sensor | -7.6095e-05 | -0.00022125 | -0.00032202 | -0.00042037 | -0.00051583 | -0.00060754 | -0.00069444 | -0.0007781 | -0.00085922 | -0.00093808 | -0.0010153 | -0.0010908
SDG&E | MM Therms | Commercial | Com - Education (University) | Lighting | No | Lighting - Linear Fluorescent Delamping | -4.3704e-06 | -8.8166e-06 | -1.4478e-05 | -2.1399e-05 | -2.1399e-05 | 0 | 0 | 0 | 0 | 0 | 0 | 0
SDG&E | MM Therms | Commercial | Com - Education (University) | Lighting | No | Lighting - Linear Fluorescent Fixture (Low Wattage T8) | -0.00011966 | -0.00027229 | -0.00045803 | -0.00067465 | -0.00091927 | -0.0011881 | -0.0014762 | -0.0017833 | -0.0021089 | -0.002451 | -0.0028083 | -0.0031781
SDG&E | MM Therms | Commercial | Com - Education (University) | Lighting | No | Lighting - Plug-In Fixture (Compact Fluorescent) | -0.0033933 | -0.0068021 | -0.010231 | -0.013694 | -0.017174 | -0.017174 | -0.017174 | -0.017174 | -0.017174 | -0.017174 | -0.017174 | -0.017174
SDG&E | MM Therms | Commercial | Com - Education (University) | Lighting | No | Lighting - Plug-In Fixture (Induction) | 0 | 0 | 0 | 0 | 0 | 0 | 0 | 0 | -8.4954e-05 | -0.00018998 | -0.00060569 | -0.0010852
SDG&E | MM Therms | Commercial | Com - Education (University) | Lighting | No | Lighting - Plug-In Fixture (PSMH with Electronic Ballast) | -0.00024292 | -0.00051662 | -0.0015334 | -0.0025945 | -0.0036677 | -0.0047391 | -0.0057952 | -0.0068449 | -0.007873 | -0.008883 | -0.0098643 | -0.010807
SDG&E | MM Therms | Commercial | Com - Education (University) | Lighting | No | Lighting - Plug-In Fixture (PSMH) | -0.0012176 | -0.0024757 | -0.0036836 | -0.0048872 | -0.0060926 | -0.0072892 | -0.0084651 | -0.0096312 | -0.010773 | -0.011893 | -0.012919 | -0.013888
SDG&E | MM Therms | Commercial | Com - Education (University) | SHW | Yes | SHW - EF Rated Storage Water Heater (Gas) - Emerging | 0 | 0 | 0 | 8.9598e-05 | 0.00028641 | 0.00060041 | 0.0010331 | 0.0015987 | 0.0023085 | 0.0031718 | 0.0042008 | 0.0053996
SDG&E | MM Therms | Commercial | Com - Education (University) | SHW | Yes | SHW - ET Rated Storage Water Heater - Emerging | 0.00027604 | 0.00069329 | 0.0012666 | 0.0020155 | 0.0029501 | 0.004072 | 0.0053734 | 0.0068741 | 0.008584 | 0.010509 | 0.012657 | 0.015024
SDG&E | MM Therms | Commercial | Com - Education (University) | SHW | No | SHW - EF Rated Instantaneous Water Heater (Gas) | 0.00019379 | 0.00044519 | 0.00071827 | 0.0010422 | 0.0014148 | 0.0018305 | 0.0022808 | 0.0027715 | 0.0033038 | 0.0038766 | 0.0044909 | 0.0051425
SDG&E | MM Therms | Commercial | Com - Education (University) | SHW | No | SHW - EF Rated Storage Water Heater (Gas) | 0.00012686 | 0.00028985 | 0.00042605 | 0.00058683 | 0.00077099 | 0.00097572 | 0.0011968 | 0.001437 | 0.0016969 | 0.0019759 | 0.0022746 | 0.0025909
SDG&E | MM Therms | Commercial | Com - Education (University) | SHW | No | SHW - ET Rated Instantaneous Water Heater | 0.0002164 | 0.00048277 | 0.00080098 | 0.001175 | 0.0016027 | 0.0020777 | 0.0025903 | 0.0031468 | 0.0037488 | 0.0043951 | 0.0050869 | 0.0058199
SDG&E | MM Therms | Commercial | Com - Education (University) | SHW | No | SHW - ET Rated Storage Water Heater | 0.00020457 | 0.00045566 | 0.00075495 | 0.0011062 | 0.0015073 | 0.0019522 | 0.0024319 | 0.0029523 | 0.0035148 | 0.0041183 | 0.0047639 | 0.0054477
SDG&E | MM Therms | Commercial | Com - Education (University) | SHW | No | SHW - Pipe and Tank Insulation | 0.0085636 | 0.017197 | 0.027311 | 0.038857 | 0.051621 | 0.065172 | 0.078982 | 0.092462 | 0.10505 | 0.11634 | 0.12613 | 0.1344
SDG&E | MM Therms | Commercial | Com - Education (University) | Service | No | Service - Retro-Commissioning (Gas) | 0.0020369 | 0.0040148 | 0.0060279 | 0.0080113 | 0.0098988 | 0.011632 | 0.013176 | 0.014515 | 0.015653 | 0.016603 | 0.017387 | 0.015998
SDG&E | MM Therms | Commercial | Com - Education (University) | WholeBlg | No | WholeBlg - Com NC Level 2 | 0.00012495 | 0 | 0 | 0 | 0 | 0 | 0 | 0 | 0 | 0 | 0 | 0
SDG&E | MM Therms | Commercial | Com - Education (University) | WholeBlg | No | WholeBlg - Com NC Level 3 | 6.154e-05 | 6.154e-05 | 6.154e-05 | 6.154e-05 | 6.154e-05 | 6.154e-05 | 6.154e-05 | 0 | 0 | 0 | 0 | 0
SDG&E | MM Therms | Commercial | Com - Education (University) | WholeBlg | No | WholeBlg - Com RET Level 1 | 0.00019459 | 0.00046065 | 0.00080334 | 0.0012283 | 0.0017411 | 0.0023476 | 0.0030535 | 0.0038643 | 0.0047851 | 0.0058203 | 0.0069735 | 0.0082499
SDG&E | MM Therms | Commercial | Com - Education (University) | WholeBlg | No | WholeBlg - Com RET Level 2 | 0.00063693 | 0.0015055 | 0.0026235 | 0.0040115 | 0.005689 | 0.0076773 | 0.0099962 | 0.012667 | 0.015707 | 0.019134 | 0.022963 | 0.0272
SDG&E | MM Therms | Commercial | Com - Grocery | AppPlug | No | AppPlug - Occupancy Sensor Plug Strip | 0 | 0 | 0 | 0 | 0 | 0 | 0 | 0 | 0 | -0.00033763 | -0.00067489 | -0.00095959
SDG&E | MM Therms | Commercial | Com - Grocery | BldgEnv | No | BldgEnv - Wall Spray On Insulation | 0.00060424 | 0.0011783 | 0.0017236 | 0.0022417 | 0.0027338 | 0.0032014 | 0.0036455 | 0.0040675 | 0.0044684 | 0.0048492 | 0.005211 | 0.0055547
SDG&E | MM Therms | Commercial | Com - Grocery | BldgEnv | No | BldgEnv - Window Film | 0 | 0 | 0 | 0 | 0 | 0 | 0 | 0 | 0 | -1.4621e-05 | -4.5864e-05 | -8.8943e-05
SDG&E | MM Therms | Commercial | Com - Grocery | FoodServ | No | FoodServ - Oven (Gas) | 0.003785 | 0.0076615 | 0.011641 | 0.015772 | 0.020039 | 0.024377 | 0.028722 | 0.033138 | 0.037643 | 0.042244 | 0.046962 | 0.051794
SDG&E | MM Therms | Commercial | Com - Grocery | HVAC | No | HVAC - Gas Furnace | 0.0025635 | 0.0051749 | 0.0078334 | 0.010541 | 0.013302 | 0.016112 | 0.018967 | 0.021861 | 0.02479 | 0.027754 | 0.030753 | 0.033789
SDG&E | MM Therms | Commercial | Com - Grocery | HVAC | No | HVAC - Thermostat | 0.056488 | 0.12739 | 0.19502 | 0.26009 | 0.32243 | 0.38156 | 0.43687 | 0.48945 | 0.53979 | 0.58818 | 0.63506 | 0.68046
SDG&E | MM Therms | Commercial | Com - Grocery | Lighting | Yes | Lighting - LED Fixture (Replacing T8) - Emerging | -0.0010609 | -0.0026383 | -0.0049514 | -0.0082403 | -0.012692 | -0.018487 | -0.025702 | -0.034641 | -0.045491 | -0.058436 | -0.073707 | -0.091341
SDG&E | MM Therms | Commercial | Com - Grocery | Lighting | Yes | Lighting - LED Lamp (Basic High - Indoor) - Emerging | -7.0752e-05 | -0.00016928 | -0.00029909 | -0.00044344 | -0.00060271 | -0.00062506 | -0.00056752 | -0.00049726 | -0.00042762 | -0.00028654 | -0.00035399 | -0.00042842
SDG&E | MM Therms | Commercial | Com - Grocery | Lighting | Yes | Lighting - LED Lamp (Basic Low - Indoor) - Emerging | -0.0009427 | -0.0025229 | -0.0047484 | -0.0077499 | -0.011644 | -0.012386 | -0.01194 | -0.011104 | -0.0097647 | -0.0068752 | -0.0081242 | -0.0093963
SDG&E | MM Therms | Commercial | Com - Grocery | Lighting | Yes | Lighting - LED Plug-In Indoor Fixture - Emerging | -0.0012762 | -0.0028686 | -0.004817 | -0.0071631 | -0.0099315 | -0.010112 | -0.010312 | -0.010548 | -0.010853 | -0.011233 | -0.011691 | -0.01223
SDG&E | MM Therms | Commercial | Com - Grocery | Lighting | No | Lighting - Cold Cathode Lamp | -0.00058238 | -0.0012041 | -0.0018618 | -0.002555 | -0.0032781 | -0.0032781 | -0.0032781 | -0.0026957 | -0.002074 | -0.0014164 | -0.00072316 | 0
SDG&E | MM Therms | Commercial | Com - Grocery | Lighting | No | Lighting - Compact Fluorescent Fixture (Indoor) | -0.016057 | -0.033459 | -0.052247 | -0.072486 | -0.094112 | -0.078056 | -0.060653 | -0.041865 | -0.021626 | 0 | 0 | 0
SDG&E | MM Therms | Commercial | Com - Grocery | Lighting | No | Lighting - Compact Fluorescent Lamp (Basic High - Indoor) | -0.0026707 | -0.0053597 | -0.0080629 | -0.010798 | -0.013558 | -0.010888 | -0.0081987 | -0.0054955 | -0.0027605 | 0 | 0 | 0
SDG&E | MM Therms | Commercial | Com - Grocery | Lighting | No | Lighting - Compact Fluorescent Lamp (Basic Low - Indoor) | -0.0068948 | -0.015948 | -0.027172 | -0.040627 | -0.056289 | -0.049395 | -0.040342 | -0.029117 | -0.015662 | 0 | 0 | 0
SDG&E | MM Therms | Commercial | Com - Grocery | Lighting | No | Lighting - Halogen Lamp (A-Line) | -0.00052874 | -0.0012225 | -0.0015586 | -0.0019243 | -0.0023322 | -0.0012727 | 0 | 0 | 0 | 0 | 0 | 0
SDG&E | MM Therms | Commercial | Com - Grocery | Lighting | No | Lighting - Halogen Lamp (Reflector) | -0.00019431 | -0.00044259 | -0.00054847 | -0.00065549 | -0.00076736 | -0.00088031 | -0.00098099 | -0.0010696 | -0.0011515 | -0.0012259 | -0.0013034 | -0.0013768
SDG&E | MM Therms | Commercial | Com - Grocery | Lighting | No | Lighting - High Bay HID to T5 | -0.00041393 | -0.00085118 | -0.0013033 | -0.0017539 | -0.0021844 | -0.0029968 | -0.0037894 | -0.0045562 | -0.0052853 | -0.0059635 | -0.0065835 | -0.0071533
SDG&E | MM Therms | Commercial | Com - Grocery | Lighting | No | Lighting - Linear Fluorescent Delamping | -3.7535e-05 | -7.5712e-05 | -0.00012443 | -0.00018405 | -0.00025298 | 0 | 0 | 0 | 0 | 0 | 0 | 0
SDG&E | MM Therms | Commercial | Com - Grocery | Lighting | No | Lighting - Linear Fluorescent Fixture (Low Wattage T8) | -0.0045862 | -0.0098753 | -0.015833 | -0.022447 | -0.029621 | -0.037216 | -0.045073 | -0.053194 | -0.061542 | -0.070052 | -0.078689 | -0.08738
SDG&E | MM Therms | Commercial | Com - Grocery | Lighting | No | Lighting - Low Bay HID to T5 | -1.7056e-05 | -0.0010662 | -0.0019111 | -0.0027304 | -0.0035204 | -0.0042827 | -0.005472 | -0.0065376 | -0.0075666 | -0.0085602 | -0.0095203 | -0.010443
SDG&E | MM Therms | Commercial | Com - Grocery | Lighting | No | Lighting - Plug-In Fixture (Compact Fluorescent) | -0.022616 | -0.045204 | -0.067784 | -0.090455 | -0.11309 | -0.11309 | -0.11309 | -0.11309 | -0.11309 | -0.11309 | -0.11309 | -0.11309
SDG&E | MM Therms | Commercial | Com - Grocery | Lighting | No | Lighting - Plug-In Fixture (Induction) | 0 | -0.00091346 | -0.0019466 | -0.0049938 | -0.0083488 | -0.011903 | -0.015542 | -0.01928 | -0.023113 | -0.02703 | -0.031042 | -0.035134
SDG&E | MM Therms | Commercial | Com - Grocery | Lighting | No | Lighting - Plug-In Fixture (Linear Fluorescent) | -0.034024 | -0.071151 | -0.11085 | -0.15289 | -0.19668 | -0.19668 | -0.19668 | -0.19668 | -0.19668 | -0.19668 | -0.19668 | -0.19668
SDG&E | MM Therms | Commercial | Com - Grocery | Lighting | No | Lighting - Plug-In Fixture (PSMH with Electronic Ballast) | -0.0055864 | -0.011134 | -0.016568 | -0.021818 | -0.026861 | -0.031713 | -0.036382 | -0.040958 | -0.045485 | -0.049984 | -0.054478 | -0.058968
SDG&E | MM Therms | Commercial | Com - Grocery | Lighting | No | Lighting - Plug-In Fixture (PSMH) | -0.0057135 | -0.011387 | -0.016947 | -0.022121 | -0.027048 | -0.031753 | -0.036251 | -0.040629 | -0.044929 | -0.04917 | -0.053378 | -0.057555
SDG&E | MM Therms | Commercial | Com - Grocery | SHW | Yes | SHW - EF Rated Storage Water Heater (Gas) - Emerging | 0 | 0 | 0 | 0.0002482 | 0.00079289 | 0.0016614 | 0.002858 | 0.0044216 | 0.0063834 | 0.008768 | 0.011609 | 0.014918
SDG&E | MM Therms | Commercial | Com - Grocery | SHW | Yes | SHW - ET Rated Storage Water Heater - Emerging | 0.00075685 | 0.001887 | 0.0034275 | 0.0054313 | 0.0079194 | 0.010887 | 0.014299 | 0.018217 | 0.02267 | 0.027674 | 0.033253 | 0.039398
SDG&E | MM Therms | Commercial | Com - Grocery | SHW | No | SHW - EF Rated Instantaneous Water Heater (Gas) | 0.00052659 | 0.0012088 | 0.0019488 | 0.0028255 | 0.0038325 | 0.0049539 | 0.0061657 | 0.0074843 | 0.0089134 | 0.01045 | 0.012097 | 0.013843
SDG&E | MM Therms | Commercial | Com - Grocery | SHW | No | SHW - EF Rated Storage Water Heater (Gas) | 0.0003805 | 0.00086947 | 0.0012779 | 0.0017599 | 0.0023118 | 0.0029248 | 0.003586 | 0.004304 | 0.0050806 | 0.0059141 | 0.006806 | 0.0077503
SDG&E | MM Therms | Commercial | Com - Grocery | SHW | No | SHW - ET Rated Instantaneous Water Heater | 0.00056089 | 0.0012504 | 0.0020729 | 0.0030388 | 0.0041419 | 0.0053645 | 0.0066803 | 0.0081068 | 0.0096485 | 0.011302 | 0.013071 | 0.014945
SDG&E | MM Therms | Commercial | Com - Grocery | SHW | No | SHW - ET Rated Storage Water Heater | 0.00066277 | 0.0014772 | 0.0024483 | 0.0035887 | 0.0048914 | 0.0063366 | 0.0078939 | 0.0095833 | 0.01141 | 0.013369 | 0.015466 | 0.017687
SDG&E | MM Therms | Commercial | Com - Grocery | SHW | No | SHW - Pipe and Tank Insulation | 0.020237 | 0.040638 | 0.064539 | 0.091823 | 0.12199 | 0.15401 | 0.18664 | 0.2185 | 0.24824 | 0.27493 | 0.29806 | 0.31761
SDG&E | MM Therms | Commercial | Com - Grocery | Service | No | Service - Retro-Commissioning (Gas) | 0.0048134 | 0.0094875 | 0.014245 | 0.018932 | 0.023392 | 0.027488 | 0.031135 | 0.034301 | 0.036989 | 0.039235 | 0.041087 | 0.037805
SDG&E | MM Therms | Commercial | Com - Grocery | WholeBlg | No | WholeBlg - Com NC Level 2 | 0.0003106 | 0 | 0 | 0 | 0 | 0 | 0 | 0 | 0 | 0 | 0 | 0
SDG&E | MM Therms | Commercial | Com - Grocery | WholeBlg | No | WholeBlg - Com NC Level 3 | 0.00013595 | 0.00013595 | 0.00013595 | 0.00013595 | 0.00013595 | 0.00013595 | 0.00013595 | 0 | 0 | 0 | 0 | 0
SDG&E | MM Therms | Commercial | Com - Grocery | WholeBlg | No | WholeBlg - Com NC ZNE | 5.7357e-05 | 0.00014917 | 0.00034111 | 0.00065468 | 0.0011166 | 0.0017276 | 0.0024583 | 0.0033503 | 0.0044295 | 0.0057107 | 0.0072015 | 0.0089254
SDG&E | MM Therms | Commercial | Com - Grocery | WholeBlg | No | WholeBlg - Com RET Level 1 | 0.00042009 | 0.0011199 | 0.0021208 | 0.0034482 | 0.0051289 | 0.007192 | 0.0096665 | 0.012582 | 0.015967 | 0.019849 | 0.023831 | 0.028075
SDG&E | MM Therms | Commercial | Com - Grocery | WholeBlg | No | WholeBlg - Com RET Level 2 | 0.0039993 | 0.0091748 | 0.015651 | 0.023561 | 0.033031 | 0.044194 | 0.057178 | 0.072112 | 0.089108 | 0.10827 | 0.12969 | 0.15342
SDG&E | MM Therms | Commercial | Com - Hospital | AppPlug | No | AppPlug - Occupancy Sensor Plug Strip | 0 | 0 | 0 | 0 | 0 | 0 | 0 | 0 | 0 | -0.00019322 | -0.00038637 | -0.00054964
SDG&E | MM Therms | Commercial | Com - Hospital | BldgEnv | No | BldgEnv - Wall Spray On Insulation | 0.0010728 | 0.0020919 | 0.0030601 | 0.0039799 | 0.0048537 | 0.0056837 | 0.0064723 | 0.0072215 | 0.0079332 | 0.0086093 | 0.0092516 | 0.0098618
SDG&E | MM Therms | Commercial | Com - Hospital | FoodServ | No | FoodServ - Oven (Gas) | 0.0011332 | 0.0022938 | 0.0034857 | 0.0047228 | 0.006001 | 0.0073004 | 0.0086023 | 0.0099258 | 0.011276 | 0.012656 | 0.014071 | 0.015521
SDG&E | MM Therms | Commercial | Com - Hospital | HVAC | No | HVAC - AFUE Rated Boiler (High) | 0.017898 | 0.035787 | 0.053729 | 0.071963 | 0.090343 | 0.10855 | 0.12624 | 0.14385 | 0.16151 | 0.17927 | 0.19727 | 0.21545
SDG&E | MM Therms | Commercial | Com - Hospital | HVAC | No | HVAC - AFUE Rated Boiler (Standard) | 0.0027127 | 0.0054165 | 0.0081186 | 0.010845 | 0.013569 | 0.016253 | 0.018854 | 0.021432 | 0.024007 | 0.026586 | 0.029187 | 0.031803
SDG&E | MM Therms | Commercial | Com - Hospital | HVAC | No | HVAC - ET Rated Boiler (High) | 0.034174 | 0.068313 | 0.10253 | 0.13723 | 0.17211 | 0.20658 | 0.24003 | 0.27326 | 0.30655 | 0.34 | 0.37384 | 0.40798
SDG&E | MM Therms | Commercial | Com - Hospital | HVAC | No | HVAC - ET Rated Boiler (Standard) | 0.0085035 | 0.016977 | 0.025441 | 0.033969 | 0.042472 | 0.050841 | 0.058938 | 0.066952 | 0.074952 | 0.082959 | 0.091031 | 0.099142
SDG&E | MM Therms | Commercial | Com - Hospital | HVAC | No | HVAC - Gas Furnace | 0.00032554 | 0.00065715 | 0.0009947 | 0.0013384 | 0.0016888 | 0.0020453 | 0.0024075 | 0.0027744 | 0.0031458 | 0.0035216 | 0.0039018 | 0.0042866
SDG&E | MM Therms | Commercial | Com - Hospital | HVAC | No | HVAC - SEER Rated Package Rooftop AC (Recharge) | 0 | 0 | 0 | 0 | 1.6808e-06 | 3.182e-06 | 4.5256e-06 | 5.7347e-06 | 6.823e-06 | 7.8024e-06 | 8.6839e-06 | 9.4772e-06
SDG&E | MM Therms | Commercial | Com - Hospital | Lighting | Yes | Lighting - LED Fixture (Replacing T8) - Emerging | -0.00039602 | -0.00094068 | -0.0016901 | -0.002705 | -0.0040301 | -0.0057093 | -0.0077586 | -0.010258 | -0.013261 | -0.016817 | -0.020991 | -0.02579
SDG&E | MM Therms | Commercial | Com - Hospital | Lighting | Yes | Lighting - LED Lamp (Basic High - Indoor) - Emerging | -1.6929e-05 | -4.6115e-05 | -8.8098e-05 | -0.00014128 | -0.00020703 | -0.00021723 | -0.0002037 | -0.00018074 | -0.00014966 | -9.2148e-05 | -0.0001064 | -0.0001201
SDG&E | MM Therms | Commercial | Com - Hospital | Lighting | Yes | Lighting - LED Lamp (Basic Low - Indoor) - Emerging | -0.00011983 | -0.00027829 | -0.0004647 | -0.0006829 | -0.00098886 | -0.001062 | -0.0010282 | -0.0010002 | -0.00097652 | -0.0007916 | -0.00099594 | -0.0012305
SDG&E | MM Therms | Commercial | Com - Hospital | Lighting | Yes | Lighting - LED Plug-In Indoor Fixture - Emerging | -0.00023978 | -0.00053972 | -0.00090709 | -0.00135 | -0.0018725 | -0.0019065 | -0.0019439 | -0.0019882 | -0.002045 | -0.0021149 | -0.0021987 | -0.0022967
SDG&E | MM Therms | Commercial | Com - Hospital | Lighting | No | Lighting - Cold Cathode Lamp | -0.00038318 | -0.00079315 | -0.0012276 | -0.0016861 | -0.0021649 | -0.0021649 | -0.0021649 | -0.0017817 | -0.0013718 | -0.00093735 | -0.00047886 | 0
SDG&E | MM Therms | Commercial | Com - Hospital | Lighting | No | Lighting - Compact Fluorescent Fixture (Indoor) | -0.0080015 | -0.01671 | -0.026139 | -0.036318 | -0.047204 | -0.039202 | -0.030493 | -0.021065 | -0.010886 | 0 | 0 | 0
SDG&E | MM Therms | Commercial | Com - Hospital | Lighting | No | Lighting - Compact Fluorescent Lamp (Basic High - Indoor) | -0.00015696 | -0.00036314 | -0.00061786 | -0.00092277 | -0.0012769 | -0.00112 | -0.00091378 | -0.00065905 | -0.00035414 | 0 | 0 | 0
SDG&E | MM Therms | Commercial | Com - Hospital | Lighting | No | Lighting - Compact Fluorescent Lamp (Basic Low - Indoor) | -0.0046858 | -0.0094083 | -0.014177 | -0.019003 | -0.023789 | -0.019103 | -0.014381 | -0.0096114 | -0.0047855 | 0 | 0 | 0
SDG&E | MM Therms | Commercial | Com - Hospital | Lighting | No | Lighting - Halogen Lamp (A-Line) | -0.00031605 | -0.00073075 | -0.00093161 | -0.0011502 | -0.001394 | -0.00076071 | 0 | 0 | 0 | 0 | 0 | 0
SDG&E | MM Therms | Commercial | Com - Hospital | Lighting | No | Lighting - Halogen Lamp (Reflector) | -0.00011615 | -0.00026456 | -0.00032784 | -0.00039181 | -0.00045867 | -0.00052614 | -0.00058628 | -0.00063925 | -0.00068815 | -0.00073261 | -0.00077887 | -0.00082275
SDG&E | MM Therms | Commercial | Com - Hospital | Lighting | No | Lighting - High Bay HID to T5 | -0.000158 | -0.00032809 | -0.00051864 | -0.00072517 | -0.00093973 | -0.0013116 | -0.0016847 | -0.0020632 | -0.0024407 | -0.002809 | -0.0031611 | -0.0034893
SDG&E | MM Therms | Commercial | Com - Hospital | Lighting | No | Lighting - Linear Fluorescent Delamping | -5.1825e-05 | -0.00010453 | -0.00017183 | -0.00025421 | -0.00034946 | 0 | 0 | 0 | 0 | 0 | 0 | 0
SDG&E | MM Therms | Commercial | Com - Hospital | Lighting | No | Lighting - Linear Fluorescent Fixture (Low Wattage T8) | -0.00016189 | -0.00037031 | -0.00062313 | -0.00092181 | -0.0012632 | -0.0016407 | -0.0020462 | -0.002482 | -0.0029497 | -0.0034476 | -0.0039758 | -0.004531
SDG&E | MM Therms | Commercial | Com - Hospital | Lighting | No | Lighting - Low Bay HID to T5 | -1.7385e-05 | -3.6154e-05 | -5.6521e-05 | -7.807e-05 | -0.00010013 | -0.00012986 | -0.00015922 | -0.00018804 | -0.00021598 | -0.00024267 | -0.00026791 | -0.00029145
SDG&E | MM Therms | Commercial | Com - Hospital | Lighting | No | Lighting - Plug-In Fixture (Compact Fluorescent) | -0.0040563 | -0.0080965 | -0.012125 | -0.016164 | -0.020186 | -0.020186 | -0.020186 | -0.020186 | -0.020186 | -0.020186 | -0.020186 | -0.020186
SDG&E | MM Therms | Commercial | Com - Hospital | Lighting | No | Lighting - Plug-In Fixture (Induction) | -0.00082526 | -0.0016607 | -0.0025053 | -0.0033693 | -0.0042452 | -0.0051213 | -0.0059839 | -0.0068499 | -0.0077253 | -0.008612 | -0.0095155 | -0.010433
SDG&E | MM Therms | Commercial | Com - Hospital | Lighting | No | Lighting - Plug-In Fixture (Linear Fluorescent) | -0.01053 | -0.022027 | -0.034317 | -0.047334 | -0.060877 | -0.060877 | -0.060877 | -0.060877 | -0.060877 | -0.060877 | -0.060877 | -0.060877
SDG&E | MM Therms | Commercial | Com - Hospital | Lighting | No | Lighting - Plug-In Fixture (PSMH with Electronic Ballast) | -0.00093982 | -0.0019142 | -0.0028822 | -0.003854 | -0.0048227 | -0.0057786 | -0.0067105 | -0.0076329 | -0.0085513 | -0.0094673 | -0.010385 | -0.011304
SDG&E | MM Therms | Commercial | Com - Hospital | Lighting | No | Lighting - Plug-In Fixture (PSMH) | -0.00089842 | -0.001829 | -0.0027502 | -0.00367 | -0.0045818 | -0.0054767 | -0.0063448 | -0.007199 | -0.0080447 | -0.0088831 | -0.0097186 | -0.01055
SDG&E | MM Therms | Commercial | Com - Hospital | SHW | Yes | SHW - EF Rated Storage Water Heater (Gas) - Emerging | 0 | 0 | 0 | 4.5037e-05 | 0.0001491 | 0.00032031 | 0.00056062 | 0.0008791 | 0.0012826 | 0.0017773 | 0.0023707 | 0.003066
SDG&E | MM Therms | Commercial | Com - Hospital | SHW | Yes | SHW - ET Rated Storage Water Heater - Emerging | 0.0014715 | 0.0036877 | 0.0067368 | 0.01075 | 0.01581 | 0.021937 | 0.029098 | 0.037435 | 0.047014 | 0.057894 | 0.070138 | 0.083759
SDG&E | MM Therms | Commercial | Com - Hospital | SHW | No | SHW - EF Rated Instantaneous Water Heater (Gas) | 0.00093938 | 0.002175 | 0.0035312 | 0.0051695 | 0.0070832 | 0.0092454 | 0.011613 | 0.014221 | 0.01708 | 0.020191 | 0.02356 | 0.027164
SDG&E | MM Therms | Commercial | Com - Hospital | SHW | No | SHW - EF Rated Storage Water Heater (Gas) | 0.00055241 | 0.0012555 | 0.0018388 | 0.0025296 | 0.0033227 | 0.0042057 | 0.0051603 | 0.006199 | 0.0073266 | 0.0085428 | 0.0098501 | 0.01124
SDG&E | MM Therms | Commercial | Com - Hospital | SHW | No | SHW - ET Rated Instantaneous Water Heater | 0.00088489 | 0.0019669 | 0.0032519 | 0.0047535 | 0.00646 | 0.0083428 | 0.010361 | 0.012537 | 0.014876 | 0.017369 | 0.02002 | 0.022808
SDG&E | MM Therms | Commercial | Com - Hospital | SHW | No | SHW - ET Rated Storage Water Heater | 0.00098475 | 0.0021861 | 0.0036102 | 0.0052726 | 0.0071603 | 0.0092416 | 0.011471 | 0.013874 | 0.016456 | 0.019206 | 0.022129 | 0.025204
SDG&E | MM Therms | Commercial | Com - Hospital | SHW | No | SHW - Pipe and Tank Insulation | 0.011565 | 0.023225 | 0.036884 | 0.052477 | 0.069716 | 0.088017 | 0.10667 | 0.12487 | 0.14187 | 0.15712 | 0.17034 | 0.18151
SDG&E | MM Therms | Commercial | Com - Hospital | Service | No | Service - Retro-Commissioning (Gas) | 0.0027509 | 0.0054221 | 0.0081409 | 0.010819 | 0.013369 | 0.015709 | 0.017794 | 0.019603 | 0.021139 | 0.022423 | 0.023481 | 0.021605
SDG&E | MM Therms | Commercial | Com - Hospital | WholeBlg | No | WholeBlg - Com NC Level 2 | 0.00017395 | 0 | 0 | 0 | 0 | 0 | 0 | 0 | 0 | 0 | 0 | 0
SDG&E | MM Therms | Commercial | Com - Hospital | WholeBlg | No | WholeBlg - Com NC Level 3 | 8.017e-05 | 8.017e-05 | 8.017e-05 | 8.017e-05 | 8.017e-05 | 8.017e-05 | 8.017e-05 | 0 | 0 | 0 | 0 | 0
SDG&E | MM Therms | Commercial | Com - Hospital | WholeBlg | No | WholeBlg - Com NC ZNE | 1.2716e-05 | 1.2716e-05 | 1.2716e-05 | 1.2716e-05 | 8.8455e-05 | 0.00022695 | 0.00042499 | 0.00042499 | 0.00042499 | 0.00042499 | 0.00041544 | 0.00041544
SDG&E | MM Therms | Commercial | Com - Hospital | WholeBlg | No | WholeBlg - Com RET Level 1 | 0.0005536 | 0.0013104 | 0.0022843 | 0.0034902 | 0.0049429 | 0.006658 | 0.0086507 | 0.010936 | 0.013526 | 0.016434 | 0.019668 | 0.023251
SDG&E | MM Therms | Commercial | Com - Hospital | WholeBlg | No | WholeBlg - Com RET Level 2 | 0.002839 | 0.0067078 | 0.011684 | 0.017859 | 0.025318 | 0.034155 | 0.044456 | 0.056314 | 0.06981 | 0.085022 | 0.10201 | 0.12079
SDG&E | MM Therms | Commercial | Com - Hotel | AppPlug | No | AppPlug - Occupancy Sensor Plug Strip | 0 | 0 | 0 | 0 | 0 | 0 | 0 | 0 | 0 | -0.00024173 | -0.00048339 | -0.00068765
SDG&E | MM Therms | Commercial | Com - Hotel | BldgEnv | No | BldgEnv - Wall Spray On Insulation | 0.0094559 | 0.018439 | 0.026973 | 0.03508 | 0.042782 | 0.050099 | 0.05705 | 0.063653 | 0.069926 | 0.075886 | 0.081547 | 0.086926
SDG&E | MM Therms | Commercial | Com - Hotel | BldgEnv | No | BldgEnv - Window Film | -5.6077e-05 | -0.00010799 | -0.00016085 | -0.00021571 | -0.00027238 | -0.00033012 | -0.00038804 | -0.0004457 | -0.00050254 | -0.00055836 | -0.00061272 | -0.00060906
SDG&E | MM Therms | Commercial | Com - Hotel | FoodServ | No | FoodServ - Fryer (Gas) | 0.0012295 | 0.0024919 | 0.0037918 | 0.0051472 | 0.0065551 | 0.0079915 | 0.009435 | 0.010906 | 0.012411 | 0.013953 | 0.015537 | 0.017165
SDG&E | MM Therms | Commercial | Com - Hotel | FoodServ | No | FoodServ - Oven (Gas) | 0.0019333 | 0.0039134 | 0.0059467 | 0.0080574 | 0.010238 | 0.012455 | 0.014677 | 0.016935 | 0.019239 | 0.021593 | 0.024007 | 0.02648
SDG&E | MM Therms | Commercial | Com - Hotel | HVAC | No | HVAC - AFUE Rated Boiler (High) | 0.009218 | 0.01846 | 0.027756 | 0.037219 | 0.046799 | 0.056346 | 0.065714 | 0.075074 | 0.084488 | 0.093974 | 0.10359 | 0.11332
SDG&E | MM Therms | Commercial | Com - Hotel | HVAC | No | HVAC - AFUE Rated Boiler (Standard) | 0.0011181 | 0.0022368 | 0.0033586 | 0.0044922 | 0.0056283 | 0.0067541 | 0.0078541 | 0.0089481 | 0.010044 | 0.011144 | 0.012254 | 0.013372
SDG&E | MM Therms | Commercial | Com - Hotel | HVAC | No | HVAC - ET Rated Boiler (High) | 0.016985 | 0.034016 | 0.051145 | 0.068566 | 0.086172 | 0.1037 | 0.12089 | 0.13805 | 0.1553 | 0.17267 | 0.19027 | 0.20806
SDG&E | MM Therms | Commercial | Com - Hotel | HVAC | No | HVAC - ET Rated Boiler (Standard) | 0.0035678 | 0.0071369 | 0.010714 | 0.014325 | 0.017936 | 0.02151 | 0.024998 | 0.028463 | 0.031931 | 0.03541 | 0.038918 | 0.042448
SDG&E | MM Therms | Commercial | Com - Hotel | HVAC | No | HVAC - Gas Furnace | 4.2527e-05 | 8.5842e-05 | 0.00012992 | 0.0001748 | 0.00022051 | 0.00026701 | 0.00031423 | 0.00036206 | 0.00041045 | 0.00045941 | 0.00050893 | 0.00055903
SDG&E | MM Therms | Commercial | Com - Hotel | HVAC | No | HVAC - SEER Rated Package Rooftop AC (Recharge) | 7.6989e-06 | 1.4628e-05 | 2.0864e-05 | 2.6477e-05 | 3.1528e-05 | 3.6074e-05 | 4.0165e-05 | 4.3848e-05 | 4.7162e-05 | 5.0145e-05 | 5.2829e-05 | 4.7546e-05
SDG&E | MM Therms | Commercial | Com - Hotel | Lighting | Yes | Lighting - LED Fixture (Replacing T8) - Emerging | 0 | 0 | 0 | -8.4296e-05 | -0.00025108 | -0.0005051 | -0.00084249 | -0.0012759 | -0.001812 | -0.0024585 | -0.0032241 | -0.0041079
SDG&E | MM Therms | Commercial | Com - Hotel | Lighting | Yes | Lighting - LED Lamp (Basic High - Indoor) - Emerging | -4.3893e-06 | -1.2066e-05 | -2.475e-05 | -4.1876e-05 | -6.3553e-05 | -6.7004e-05 | -6.4417e-05 | -5.8114e-05 | -4.8543e-05 | -3.1156e-05 | -3.7967e-05 | -4.6796e-05
SDG&E | MM Therms | Commercial | Com - Hotel | Lighting | Yes | Lighting - LED Lamp (Basic Low - Indoor) - Emerging | -1.5116e-05 | -3.8622e-05 | -6.78e-05 | -0.00010372 | -0.00014701 | -0.00015472 | -0.00014477 | -0.00013522 | -0.00012526 | -9.9403e-05 | -0.00012738 | -0.00016012
SDG&E | MM Therms | Commercial | Com - Hotel | Lighting | Yes | Lighting - LED Plug-In Indoor Fixture - Emerging | -4.2449e-05 | -9.5114e-05 | -0.00015994 | -0.00023889 | -0.0003333 | -0.00033954 | -0.00034654 | -0.00035445 | -0.00036478 | -0.00037776 | -0.00039361 | -0.00041244
SDG&E | MM Therms | Commercial | Com - Hotel | Lighting | No | Lighting - Cold Cathode Lamp | -5.5705e-05 | -0.00011531 | -0.00017829 | -0.00024464 | -0.00031344 | -0.00031344 | -0.00031344 | -0.00031344 | -0.00031344 | -0.00031344 | -0.00031344 | -0.00031344
SDG&E | MM Therms | Commercial | Com - Hotel | Lighting | No | Lighting - Compact Fluorescent Fixture (Indoor) | -0.0014039 | -0.0029122 | -0.0045274 | -0.0062549 | -0.0080885 | -0.0066846 | -0.0051763 | -0.0035612 | -0.0018337 | 0 | 0 | 0
SDG&E | MM Therms | Commercial | Com - Hotel | Lighting | No | Lighting - Compact Fluorescent Lamp (Basic High - Indoor) | -0.00020187 | -0.00044295 | -0.00071983 | -0.0010302 | -0.0013694 | -0.0011675 | -0.00092647 | -0.00064958 | -0.00033921 | 0 | 0 | 0
SDG&E | MM Therms | Commercial | Com - Hotel | Lighting | No | Lighting - Compact Fluorescent Lamp (Basic Low - Indoor) | -0.00053825 | -0.0011023 | -0.0016899 | -0.0022978 | -0.0029204 | -0.0023821 | -0.0018181 | -0.0012305 | -0.00062257 | 0 | 0 | 0
SDG&E | MM Therms | Commercial | Com - Hotel | Lighting | No | Lighting - Halogen Lamp (A-Line) | -0.000206 | -0.00047634 | -0.00060736 | -0.00074999 | -0.00090906 | -0.00049608 | 0 | 0 | 0 | 0 | 0 | 0
SDG&E | MM Therms | Commercial | Com - Hotel | Lighting | No | Lighting - Halogen Lamp (Reflector) | -7.5669e-05 | -0.00017239 | -0.00021369 | -0.00025546 | -0.00029915 | -0.00034343 | -0.00038291 | -0.00041763 | -0.00044973 | -0.00047903 | -0.00050941 | -0.0005381
SDG&E | MM Therms | Commercial | Com - Hotel | Lighting | No | Lighting - Linear Fluorescent Delamping | -5.8545e-06 | -1.1812e-05 | -1.9386e-05 | -2.8637e-05 | -2.8637e-05 | 0 | 0 | 0 | 0 | 0 | 0 | 0
SDG&E | MM Therms | Commercial | Com - Hotel | Lighting | No | Lighting - Linear Fluorescent Fixture (Low Wattage T8) | -0.00012915 | -0.00028697 | -0.00047422 | -0.00068983 | -0.00092678 | -0.0011784 | -0.0014383 | -0.0017068 | -0.0019852 | -0.0022721 | -0.0025665 | -0.0028656
SDG&E | MM Therms | Commercial | Com - Hotel | Lighting | No | Lighting - Occupancy Sensor | 0 | 0 | 0 | 0 | 0 | 0 | 0 | 0 | 0 | 0 | 0 | -0.00030997
SDG&E | MM Therms | Commercial | Com - Hotel | Lighting | No | Lighting - Plug-In Fixture (Compact Fluorescent) | -0.00086957 | -0.0017394 | -0.0026107 | -0.0034878 | -0.0043651 | -0.0043651 | -0.0043651 | -0.0043651 | -0.0043651 | -0.0043651 | -0.0043651 | -0.0043651
SDG&E | MM Therms | Commercial | Com - Hotel | Lighting | No | Lighting - Plug-In Fixture (Induction) | 0 | 0 | 0 | 0 | 0 | 0 | 0 | 0 | 0 | 0 | 0 | -0.00015318
SDG&E | MM Therms | Commercial | Com - Hotel | Lighting | No | Lighting - Plug-In Fixture (Linear Fluorescent) | -0.0017993 | -0.0037343 | -0.0057837 | -0.0079417 | -0.01018 | -0.01018 | -0.01018 | -0.01018 | -0.01018 | -0.01018 | -0.01018 | -0.01018
SDG&E | MM Therms | Commercial | Com - Hotel | Lighting | No | Lighting - Plug-In Fixture (PSMH with Electronic Ballast) | 0 | 0 | 0 | -0.00043987 | -0.00090691 | -0.0013828 | -0.0018546 | -0.002326 | -0.0027976 | -0.0032688 | -0.0037412 | -0.0042076
SDG&E | MM Therms | Commercial | Com - Hotel | Lighting | No | Lighting - Plug-In Fixture (PSMH) | -0.00060208 | -0.0012888 | -0.0019827 | -0.0026342 | -0.0032682 | -0.0038865 | -0.0044849 | -0.0050746 | -0.0056596 | -0.0062406 | -0.0068202 | -0.0073281
SDG&E | MM Therms | Commercial | Com - Hotel | SHW | Yes | SHW - EF Rated Storage Water Heater (Gas) - Emerging | 0 | 0 | 0 | 3.2741e-05 | 0.00010901 | 0.00023513 | 0.00041273 | 0.00064859 | 0.00094793 | 0.0013156 | 0.0017573 | 0.0022758
SDG&E | MM Therms | Commercial | Com - Hotel | SHW | Yes | SHW - ET Rated Storage Water Heater - Emerging | 0.00065275 | 0.0016315 | 0.0029741 | 0.0047376 | 0.0069525 | 0.0096227 | 0.012725 | 0.016324 | 0.020453 | 0.025139 | 0.030411 | 0.036274
SDG&E | MM Therms | Commercial | Com - Hotel | SHW | No | SHW - EF Rated Instantaneous Water Heater (Gas) | 0.00053356 | 0.001233 | 0.0019989 | 0.0029222 | 0.003999 | 0.0052136 | 0.0065414 | 0.0080008 | 0.0095972 | 0.011331 | 0.013205 | 0.015208
SDG&E | MM Therms | Commercial | Com - Hotel | SHW | No | SHW - EF Rated Storage Water Heater (Gas) | 0.00031965 | 0.00072677 | 0.0010648 | 0.0014654 | 0.0019256 | 0.0024383 | 0.0029927 | 0.0035959 | 0.0042496 | 0.0049543 | 0.0057112 | 0.0065156
SDG&E | MM Therms | Commercial | Com - Hotel | SHW | No | SHW - ET Rated Instantaneous Water Heater | 0.00046722 | 0.0010406 | 0.0017236 | 0.0025242 | 0.0034369 | 0.0044474 | 0.0055343 | 0.0067101 | 0.0079773 | 0.009332 | 0.010776 | 0.0123
SDG&E | MM Therms | Commercial | Com - Hotel | SHW | No | SHW - ET Rated Storage Water Heater | 0.00055223 | 0.0012289 | 0.0020342 | 0.0029774 | 0.0040525 | 0.0052424 | 0.0065219 | 0.0079056 | 0.0093968 | 0.010991 | 0.01269 | 0.014483
SDG&E | MM Therms | Commercial | Com - Hotel | SHW | No | SHW - Pipe and Tank Insulation | 0.014469 | 0.029056 | 0.046145 | 0.065654 | 0.087221 | 0.11012 | 0.13345 | 0.15623 | 0.17749 | 0.19657 | 0.21311 | 0.22709
SDG&E | MM Therms | Commercial | Com - Hotel | Service | No | Service - Retro-Commissioning (Gas) | 0.0034416 | 0.0067836 | 0.010185 | 0.013536 | 0.016725 | 0.019654 | 0.022262 | 0.024525 | 0.026447 | 0.028053 | 0.029377 | 0.02703
SDG&E | MM Therms | Commercial | Com - Hotel | WholeBlg | No | WholeBlg - Com NC Level 2 | 0.00021157 | 0 | 0 | 0 | 0 | 0 | 0 | 0 | 0 | 0 | 0 | 0
SDG&E | MM Therms | Commercial | Com - Hotel | WholeBlg | No | WholeBlg - Com NC Level 3 | 0.00010375 | 0.00010375 | 0.00010375 | 0.00010375 | 0.00010375 | 0.00010375 | 0.00010375 | 0 | 0 | 0 | 0 | 0
SDG&E | MM Therms | Commercial | Com - Hotel | WholeBlg | No | WholeBlg - Com RET Level 1 | 0.0004868 | 0.0011567 | 0.0020231 | 0.0031001 | 0.0044014 | 0.005942 | 0.0077363 | 0.009798 | 0.01214 | 0.014774 | 0.017709 | 0.020952
SDG&E | MM Therms | Commercial | Com - Hotel | WholeBlg | No | WholeBlg - Com RET Level 2 | 0.0033859 | 0.0079982 | 0.013929 | 0.021286 | 0.030177 | 0.040709 | 0.052991 | 0.067133 | 0.083232 | 0.10139 | 0.12167 | 0.14415
SDG&E | MM Therms | Commercial | Com - Motel | AppPlug | No | AppPlug - Occupancy Sensor Plug Strip | 0 | 0 | 0 | 0 | 0 | 0 | 0 | 0 | 0 | -0.00024173 | -0.00048339 | -0.00068765
SDG&E | MM Therms | Commercial | Com - Motel | BldgEnv | No | BldgEnv - Wall Spray On Insulation | 0.0095468 | 0.018616 | 0.027232 | 0.035417 | 0.043193 | 0.05058 | 0.057598 | 0.064265 | 0.070598 | 0.076615 | 0.082331 | 0.087761
SDG&E | MM Therms | Commercial | Com - Motel | BldgEnv | No | BldgEnv - Window Film | -5.0628e-05 | -9.7592e-05 | -0.00014544 | -0.00019508 | -0.00024635 | -0.00029856 | -0.00035092 | -0.00040302 | -0.00045434 | -0.00050468 | -0.00055366 | -0.00055019
SDG&E | MM Therms | Commercial | Com - Motel | FoodServ | No | FoodServ - Fryer (Gas) | 0.0012295 | 0.0024919 | 0.0037918 | 0.0051472 | 0.0065551 | 0.0079915 | 0.009435 | 0.010906 | 0.012411 | 0.013953 | 0.015537 | 0.017165
SDG&E | MM Therms | Commercial | Com - Motel | FoodServ | No | FoodServ - Oven (Gas) | 0.0019333 | 0.0039134 | 0.0059467 | 0.0080574 | 0.010238 | 0.012455 | 0.014677 | 0.016935 | 0.019239 | 0.021593 | 0.024007 | 0.02648
SDG&E | MM Therms | Commercial | Com - Motel | HVAC | No | HVAC - AFUE Rated Boiler (High) | 0.0092179 | 0.01846 | 0.027756 | 0.037219 | 0.046798 | 0.056346 | 0.065714 | 0.075074 | 0.084488 | 0.093974 | 0.10359 | 0.11332
SDG&E | MM Therms | Commercial | Com - Motel | HVAC | No | HVAC - AFUE Rated Boiler (Standard) | 0.001118 | 0.0022368 | 0.0033586 | 0.0044921 | 0.0056283 | 0.0067541 | 0.007854 | 0.0089481 | 0.010044 | 0.011144 | 0.012254 | 0.013372
SDG&E | MM Therms | Commercial | Com - Motel | HVAC | No | HVAC - ET Rated Boiler (High) | 0.016984 | 0.034016 | 0.051145 | 0.068566 | 0.086172 | 0.1037 | 0.12089 | 0.13805 | 0.1553 | 0.17267 | 0.19027 | 0.20806
SDG&E | MM Therms | Commercial | Com - Motel | HVAC | No | HVAC - ET Rated Boiler (Standard) | 0.0035677 | 0.0071369 | 0.010714 | 0.014325 | 0.017936 | 0.02151 | 0.024998 | 0.028463 | 0.031931 | 0.03541 | 0.038918 | 0.042448
SDG&E | MM Therms | Commercial | Com - Motel | HVAC | No | HVAC - Gas Furnace | 4.2527e-05 | 8.5842e-05 | 0.00012992 | 0.0001748 | 0.00022051 | 0.00026701 | 0.00031423 | 0.00036206 | 0.00041045 | 0.00045941 | 0.00050893 | 0.00055903
SDG&E | MM Therms | Commercial | Com - Motel | Lighting | Yes | Lighting - LED Fixture (Replacing T8) - Emerging | 0 | 0 | 0 | 0 | -0.00016338 | -0.00047318 | -0.00091012 | -0.0014784 | -0.0021668 | -0.0029756 | -0.0039115 | -0.0049693
SDG&E | MM Therms | Commercial | Com - Motel | Lighting | Yes | Lighting - LED Lamp (Basic High - Indoor) - Emerging | -4.0653e-06 | -1.1256e-05 | -2.3504e-05 | -4.0927e-05 | -6.3417e-05 | -6.7064e-05 | -6.5192e-05 | -5.9677e-05 | -5.0374e-05 | -3.3248e-05 | -4.0881e-05 | -5.0706e-05
SDG&E | MM Therms | Commercial | Com - Motel | Lighting | Yes | Lighting - LED Lamp (Basic Low - Indoor) - Emerging | -1.4975e-05 | -3.8871e-05 | -6.9456e-05 | -0.00010803 | -0.0001555 | -0.00016409 | -0.00015485 | -0.00014542 | -0.00013487 | -0.00010764 | -0.00013808 | -0.00017362
SDG&E | MM Therms | Commercial | Com - Motel | Lighting | Yes | Lighting - LED Plug-In Indoor Fixture - Emerging | -5.7829e-05 | -0.00012984 | -0.00021904 | -0.00032862 | -0.00046048 | -0.00046921 | -0.00047899 | -0.00049006 | -0.00050414 | -0.00052164 | -0.0005429 | -0.00056806
SDG&E | MM Therms | Commercial | Com - Motel | Lighting | No | Lighting - Compact Fluorescent Fixture (Indoor) | -0.0014993 | -0.0031109 | -0.004835 | -0.0066776 | -0.0086283 | -0.007129 | -0.0055174 | -0.0037933 | -0.0019507 | 0 | 0 | 0
SDG&E | MM Therms | Commercial | Com - Motel | Lighting | No | Lighting - Compact Fluorescent Lamp (Basic High - Indoor) | -0.00020821 | -0.00045874 | -0.00074778 | -0.0010727 | -0.0014283 | -0.0012201 | -0.00096959 | -0.00068055 | -0.00035563 | 0 | 0 | 0
SDG&E | MM Therms | Commercial | Com - Motel | Lighting | No | Lighting - Compact Fluorescent Lamp (Basic Low - Indoor) | -0.00056326 | -0.0011547 | -0.0017712 | -0.0024095 | -0.0030628 | -0.0024996 | -0.0019082 | -0.0012917 | -0.00065328 | 0 | 0 | 0
SDG&E | MM Therms | Commercial | Com - Motel | Lighting | No | Lighting - Linear Fluorescent Delamping | -4.3533e-06 | -8.7847e-06 | -1.4408e-05 | -2.1268e-05 | -2.1268e-05 | 0 | 0 | 0 | 0 | 0 | 0 | 0
SDG&E | MM Therms | Commercial | Com - Motel | Lighting | No | Lighting - Linear Fluorescent Fixture (Low Wattage T8) | -0.00014413 | -0.00031928 | -0.00052646 | -0.00076774 | -0.0010391 | -0.0013283 | -0.001625 | -0.0019298 | -0.0022424 | -0.0025607 | -0.0028841 | -0.0032098
SDG&E | MM Therms | Commercial | Com - Motel | Lighting | No | Lighting - Occupancy Sensor | 0 | 0 | 0 | 0 | 0 | 0 | 0 | 0 | 0 | -0.00040231 | -0.0010752 | -0.0016916
SDG&E | MM Therms | Commercial | Com - Motel | Lighting | No | Lighting - Plug-In Fixture (Compact Fluorescent) | -0.0011883 | -0.002373 | -0.0035562 | -0.0047457 | -0.005932 | -0.005932 | -0.005932 | -0.005932 | -0.005932 | -0.005932 | -0.005932 | -0.005932
SDG&E | MM Therms | Commercial | Com - Motel | Lighting | No | Lighting - Plug-In Fixture (Linear Fluorescent) | 0 | 0 | -0.0027426 | -0.0056928 | -0.0087688 | -0.0087688 | -0.0087688 | -0.0087688 | -0.0087688 | -0.0087688 | -0.0087688 | -0.0087688
SDG&E | MM Therms | Commercial | Com - Motel | Lighting | No | Lighting - Plug-In Fixture (PSMH with Electronic Ballast) | 0 | 0 | 0 | 0 | 0 | -0.00036782 | -0.00092551 | -0.0015067 | -0.0021035 | -0.0027091 | -0.0033228 | -0.0039457
SDG&E | MM Therms | Commercial | Com - Motel | Lighting | No | Lighting - Plug-In Fixture (PSMH) | -0.00083768 | -0.0018647 | -0.002897 | -0.0039517 | -0.0050106 | -0.0060025 | -0.0069225 | -0.007807 | -0.0086718 | -0.0095234 | -0.01037 | -0.011202
SDG&E | MM Therms | Commercial | Com - Motel | SHW | Yes | SHW - EF Rated Storage Water Heater (Gas) - Emerging | 0 | 0 | 0 | 2.538e-05 | 8.4208e-05 | 0.00018118 | 0.00031751 | 0.00049841 | 0.00072791 | 0.0010096 | 0.0013481 | 0.0017455
SDG&E | MM Therms | Commercial | Com - Motel | SHW | Yes | SHW - ET Rated Storage Water Heater - Emerging | 0.00022903 | 0.00057746 | 0.0010595 | 0.0016946 | 0.0024944 | 0.003464 | 0.0045884 | 0.0058834 | 0.0073588 | 0.0090239 | 0.010888 | 0.012954
SDG&E | MM Therms | Commercial | Com - Motel | SHW | No | SHW - EF Rated Instantaneous Water Heater (Gas) | 0.00019513 | 0.00044932 | 0.00072637 | 0.0010585 | 0.0014438 | 0.0018764 | 0.0023474 | 0.0028632 | 0.0034253 | 0.0040327 | 0.0046873 | 0.0053845
SDG&E | MM Therms | Commercial | Com - Motel | SHW | No | SHW - EF Rated Storage Water Heater (Gas) | 0.00011012 | 0.00025059 | 0.00036737 | 0.00050571 | 0.00066454 | 0.00084135 | 0.0010325 | 0.0012403 | 0.0014653 | 0.0017071 | 0.0019665 | 0.0022417
SDG&E | MM Therms | Commercial | Com - Motel | SHW | No | SHW - ET Rated Instantaneous Water Heater | 0.00019227 | 0.0004296 | 0.00071366 | 0.001048 | 0.0014304 | 0.0018551 | 0.0023077 | 0.0027932 | 0.0033133 | 0.0038674 | 0.0044575 | 0.0050799
SDG&E | MM Therms | Commercial | Com - Motel | SHW | No | SHW - ET Rated Storage Water Heater | 0 | 0 | 0 | 0 | 0 | 0 | 0.00032036 | 0.00067916 | 0.0010752 | 0.001505 | 0.0019673 | 0.0024575
SDG&E | MM Therms | Commercial | Com - Motel | SHW | No | SHW - Pipe and Tank Insulation | 0.014469 | 0.029056 | 0.046145 | 0.065654 | 0.087221 | 0.11012 | 0.13345 | 0.15623 | 0.17749 | 0.19657 | 0.21311 | 0.22709
SDG&E | MM Therms | Commercial | Com - Motel | Service | No | Service - Retro-Commissioning (Gas) | 0.0034416 | 0.0067836 | 0.010185 | 0.013536 | 0.016725 | 0.019654 | 0.022262 | 0.024525 | 0.026447 | 0.028053 | 0.029377 | 0.02703
SDG&E | MM Therms | Commercial | Com - Motel | WholeBlg | No | WholeBlg - Com NC Level 2 | 0.00021157 | 0 | 0 | 0 | 0 | 0 | 0 | 0 | 0 | 0 | 0 | 0
SDG&E | MM Therms | Commercial | Com - Motel | WholeBlg | No | WholeBlg - Com NC Level 3 | 0.00010375 | 0.00010375 | 0.00010375 | 0.00010375 | 0.00010375 | 0.00010375 | 0.00010375 | 0 | 0 | 0 | 0 | 0
SDG&E | MM Therms | Commercial | Com - Motel | WholeBlg | No | WholeBlg - Com RET Level 1 | 0.00045421 | 0.0010795 | 0.0018886 | 0.0028946 | 0.0041104 | 0.0055502 | 0.0072274 | 0.0091549 | 0.011345 | 0.013808 | 0.016553 | 0.019587
SDG&E | MM Therms | Commercial | Com - Motel | WholeBlg | No | WholeBlg - Com RET Level 2 | 0.003234 | 0.0076394 | 0.013304 | 0.020331 | 0.028822 | 0.038882 | 0.050611 | 0.064117 | 0.079492 | 0.096828 | 0.1162 | 0.13767
SDG&E | MM Therms | Commercial | Com - Nusing Home | AppPlug | No | AppPlug - Occupancy Sensor Plug Strip | 0 | 0 | 0 | 0 | 0 | 0 | 0 | 0 | 0 | -0.00019322 | -0.00038637 | -0.00054964
SDG&E | MM Therms | Commercial | Com - Nusing Home | BldgEnv | No | BldgEnv - Wall Spray On Insulation | 0.00034271 | 0.00066828 | 0.00097758 | 0.0012714 | 0.0015505 | 0.0018157 | 0.0020676 | 0.002307 | 0.0025343 | 0.0027503 | 0.0029555 | 0.0031505
SDG&E | MM Therms | Commercial | Com - Nusing Home | BldgEnv | No | BldgEnv - Window Film | -0.00013632 | -0.00026271 | -0.00039147 | -0.00052505 | -0.00066297 | -0.00080342 | -0.00094427 | -0.0010844 | -0.0012225 | -0.001358 | -0.0014898 | -0.0014804
SDG&E | MM Therms | Commercial | Com - Nusing Home | FoodServ | No | FoodServ - Oven (Gas) | 0.0011332 | 0.0022939 | 0.0034857 | 0.0047228 | 0.0060011 | 0.0073007 | 0.008603 | 0.0099265 | 0.011277 | 0.012657 | 0.014072 | 0.015522
SDG&E | MM Therms | Commercial | Com - Nusing Home | HVAC | No | HVAC - AFUE Rated Boiler (High) | 0.01387 | 0.027765 | 0.041731 | 0.055954 | 0.070353 | 0.084688 | 0.098723 | 0.11274 | 0.12683 | 0.14103 | 0.15544 | 0.17002
SDG&E | MM Therms | Commercial | Com - Nusing Home | HVAC | No | HVAC - AFUE Rated Boiler (Standard) | 0.0016917 | 0.0033824 | 0.0050757 | 0.0067845 | 0.0084943 | 0.010186 | 0.011836 | 0.013475 | 0.015115 | 0.016759 | 0.018418 | 0.020086
SDG&E | MM Therms | Commercial | Com - Nusing Home | HVAC | No | HVAC - ET Rated Boiler (High) | 0.02611 | 0.052288 | 0.078627 | 0.10548 | 0.13269 | 0.15978 | 0.1863 | 0.21279 | 0.23944 | 0.26631 | 0.29358 | 0.32119
SDG&E | MM Therms | Commercial | Com - Nusing Home | HVAC | No | HVAC - ET Rated Boiler (Standard) | 0.0055839 | 0.011166 | 0.016756 | 0.022395 | 0.028031 | 0.033603 | 0.03903 | 0.044419 | 0.049809 | 0.055211 | 0.060659 | 0.066139
SDG&E | MM Therms | Commercial | Com - Nusing Home | HVAC | No | HVAC - Gas Furnace | 0.00063283 | 0.0012774 | 0.0019335 | 0.0026014 | 0.003282 | 0.0039745 | 0.0046779 | 0.0053904 | 0.0061115 | 0.0068411 | 0.0075791 | 0.008326
SDG&E | MM Therms | Commercial | Com - Nusing Home | HVAC | No | HVAC - SEER Rated Package Rooftop AC (Recharge) | 0 | 0 | 0 | 0 | 0 | 0 | 0 | 0 | 0 | 0 | 7.6258e-06 | 1.4688e-05
SDG&E | MM Therms | Commercial | Com - Nusing Home | HVAC | No | HVAC - Thermostat | 0.014376 | 0.032423 | 0.049641 | 0.066216 | 0.082107 | 0.097193 | 0.11131 | 0.12475 | 0.13763 | 0.15002 | 0.16205 | 0.17372
SDG&E | MM Therms | Commercial | Com - Nusing Home | Lighting | Yes | Lighting - LED Fixture (Replacing T8) - Emerging | -0.00048153 | -0.001149 | -0.0020872 | -0.0033826 | -0.0051034 | -0.0073207 | -0.010066 | -0.013464 | -0.017594 | -0.022537 | -0.028394 | -0.035191
SDG&E | MM Therms | Commercial | Com - Nusing Home | Lighting | Yes | Lighting - LED Lamp (Basic High - Indoor) - Emerging | -2.2593e-05 | -6.1985e-05 | -0.00012084 | -0.00019574 | -0.00028893 | -0.00030348 | -0.00028626 | -0.00025465 | -0.00021152 | -0.00013205 | -0.00015327 | -0.00017364
SDG&E | MM Therms | Commercial | Com - Nusing Home | Lighting | Yes | Lighting - LED Lamp (Basic Low - Indoor) - Emerging | -0.00016754 | -0.00039467 | -0.00066238 | -0.00097709 | -0.0014177 | -0.0015235 | -0.0014773 | -0.0014405 | -0.0014105 | -0.0011554 | -0.0014581 | -0.0018066
SDG&E | MM Therms | Commercial | Com - Nusing Home | Lighting | Yes | Lighting - LED Plug-In Indoor Fixture - Emerging | -0.00040159 | -0.0009036 | -0.0015193 | -0.0022631 | -0.0031426 | -0.0031999 | -0.0032633 | -0.0033375 | -0.0034328 | -0.0035504 | -0.0036918 | -0.0038575
SDG&E | MM Therms | Commercial | Com - Nusing Home | Lighting | No | Lighting - Cold Cathode Lamp | -0.00016558 | -0.00034354 | -0.00053257 | -0.00073237 | -0.00094106 | -0.00094106 | -0.00094106 | -0.00094106 | -0.00077548 | -0.00059752 | -0.00040849 | -0.00020869
SDG&E | MM Therms | Commercial | Com - Nusing Home | Lighting | No | Lighting - Compact Fluorescent Fixture (Indoor) | -0.011773 | -0.024565 | -0.038393 | -0.053303 | -0.069227 | -0.057454 | -0.044662 | -0.030834 | -0.015925 | 0 | 0 | 0
SDG&E | MM Therms | Commercial | Com - Nusing Home | Lighting | No | Lighting - Compact Fluorescent Lamp (Basic High - Indoor) | -0.00022855 | -0.00053053 | -0.00090433 | -0.0013524 | -0.0018732 | -0.0016446 | -0.0013427 | -0.00096886 | -0.00052082 | 0 | 0 | 0
SDG&E | MM Therms | Commercial | Com - Nusing Home | Lighting | No | Lighting - Compact Fluorescent Lamp (Basic Low - Indoor) | -0.006865 | -0.013782 | -0.020769 | -0.027841 | -0.034857 | -0.027992 | -0.021075 | -0.014088 | -0.0070161 | 0 | 0 | 0
SDG&E | MM Therms | Commercial | Com - Nusing Home | Lighting | No | Lighting - Halogen Lamp (A-Line) | -0.0001738 | -0.00040189 | -0.00051243 | -0.00063276 | -0.00076695 | -0.00041853 | 0 | 0 | 0 | 0 | 0 | 0
SDG&E | MM Therms | Commercial | Com - Nusing Home | Lighting | No | Lighting - Halogen Lamp (Reflector) | -6.3844e-05 | -0.00014545 | -0.00018029 | -0.00021553 | -0.00025238 | -0.00028973 | -0.00032303 | -0.00035231 | -0.00037938 | -0.00040408 | -0.00042971 | -0.00045391
SDG&E | MM Therms | Commercial | Com - Nusing Home | Lighting | No | Lighting - High Bay HID to T5 | -0.00023666 | -0.00049272 | -0.00077937 | -0.0010899 | -0.0014124 | -0.0019704 | -0.0025313 | -0.0031006 | -0.0036689 | -0.0042242 | -0.0047558 | -0.0052523
SDG&E | MM Therms | Commercial | Com - Nusing Home | Lighting | No | Lighting - Linear Fluorescent Delamping | -8.226e-05 | -0.00016593 | -0.00027267 | -0.00040329 | -0.00055429 | 0 | 0 | 0 | 0 | 0 | 0 | 0
SDG&E | MM Therms | Commercial | Com - Nusing Home | Lighting | No | Lighting - Linear Fluorescent Fixture (Low Wattage T8) | -0.0002812 | -0.00064422 | -0.0010867 | -0.0016123 | -0.0022157 | -0.0028847 | -0.0036037 | -0.0043764 | -0.0052052 | -0.0060867 | -0.0070206 | -0.0080002
SDG&E | MM Therms | Commercial | Com - Nusing Home | Lighting | No | Lighting - Low Bay HID to T5 | 0 | 0 | 0 | -2.676e-05 | -6.0087e-05 | -9.3134e-05 | -0.00012463 | -0.0001542 | -0.00019381 | -0.00023423 | -0.00027258 | -0.00030845
SDG&E | MM Therms | Commercial | Com - Nusing Home | Lighting | No | Lighting - Plug-In Fixture (Compact Fluorescent) | -0.0070001 | -0.013975 | -0.020933 | -0.027912 | -0.034864 | -0.034864 | -0.034864 | -0.034864 | -0.034864 | -0.034864 | -0.034864 | -0.034864
SDG&E | MM Therms | Commercial | Com - Nusing Home | Lighting | No | Lighting - Plug-In Fixture (Induction) | 0 | 0 | 0 | -0.00073269 | -0.002045 | -0.0035033 | -0.0050284 | -0.0066134 | -0.0082491 | -0.0099272 | -0.011651 | -0.013413
SDG&E | MM Therms | Commercial | Com - Nusing Home | Lighting | No | Lighting - Plug-In Fixture (Linear Fluorescent) | -0.021163 | -0.0442 | -0.068777 | -0.094775 | -0.12179 | -0.12179 | -0.12179 | -0.12179 | -0.12179 | -0.12179 | -0.12179 | -0.12179
SDG&E | MM Therms | Commercial | Com - Nusing Home | Lighting | No | Lighting - Plug-In Fixture (PSMH with Electronic Ballast) | -0.0025285 | -0.0051273 | -0.0077115 | -0.010233 | -0.012605 | -0.014833 | -0.016932 | -0.018966 | -0.020966 | -0.022945 | -0.02492 | -0.026889
SDG&E | MM Therms | Commercial | Com - Nusing Home | Lighting | No | Lighting - Plug-In Fixture (PSMH) | -0.002603 | -0.0052748 | -0.0079285 | -0.010455 | -0.01281 | -0.015002 | -0.01705 | -0.01902 | -0.020942 | -0.022828 | -0.024695 | -0.026543
SDG&E | MM Therms | Commercial | Com - Nusing Home | SHW | Yes | SHW - EF Rated Storage Water Heater (Gas) - Emerging | 0 | 0 | 0 | 5.0696e-05 | 0.00016746 | 0.00035921 | 0.00062807 | 0.00098401 | 0.0014347 | 0.0019872 | 0.00265 | 0.0034268
SDG&E | MM Therms | Commercial | Com - Nusing Home | SHW | Yes | SHW - ET Rated Storage Water Heater - Emerging | 0.00097039 | 0.0024378 | 0.0044607 | 0.0071237 | 0.010479 | 0.014542 | 0.019295 | 0.024823 | 0.031172 | 0.038378 | 0.046482 | 0.055489
SDG&E | MM Therms | Commercial | Com - Nusing Home | SHW | No | SHW - EF Rated Instantaneous Water Heater (Gas) | 0.00067041 | 0.0015486 | 0.0025095 | 0.0036658 | 0.0050118 | 0.006528 | 0.0081837 | 0.010002 | 0.011988 | 0.014143 | 0.016471 | 0.018957
SDG&E | MM Therms | Commercial | Com - Nusing Home | SHW | No | SHW - EF Rated Storage Water Heater (Gas) | 0.0003991 | 0.00090792 | 0.0013307 | 0.0018314 | 0.0024064 | 0.0030467 | 0.003739 | 0.0044919 | 0.0053076 | 0.0061865 | 0.0071303 | 0.0081328
SDG&E | MM Therms | Commercial | Com - Nusing Home | SHW | No | SHW - ET Rated Instantaneous Water Heater | 0.00064322 | 0.0014318 | 0.0023705 | 0.00347 | 0.0047228 | 0.0061086 | 0.0075976 | 0.0092071 | 0.010941 | 0.012793 | 0.014767 | 0.016848
SDG&E | MM Therms | Commercial | Com - Nusing Home | SHW | No | SHW - ET Rated Storage Water Heater | 0.0006701 | 0.0014887 | 0.0024604 | 0.0035961 | 0.0048878 | 0.0063145 | 0.0078452 | 0.0094979 | 0.011276 | 0.013174 | 0.015195 | 0.017325
SDG&E | MM Therms | Commercial | Com - Nusing Home | SHW | No | SHW - Pipe and Tank Insulation | 0.011565 | 0.023225 | 0.036884 | 0.052477 | 0.069716 | 0.088017 | 0.10667 | 0.12487 | 0.14187 | 0.15712 | 0.17034 | 0.18151
SDG&E | MM Therms | Commercial | Com - Nusing Home | Service | No | Service - Retro-Commissioning (Gas) | 0.0027509 | 0.0054221 | 0.0081409 | 0.010819 | 0.013369 | 0.015709 | 0.017794 | 0.019603 | 0.021139 | 0.022423 | 0.023481 | 0.021605
SDG&E | MM Therms | Commercial | Com - Nusing Home | WholeBlg | No | WholeBlg - Com NC Level 2 | 0.00016834 | 0 | 0 | 0 | 0 | 0 | 0 | 0 | 0 | 0 | 0 | 0
SDG&E | MM Therms | Commercial | Com - Nusing Home | WholeBlg | No | WholeBlg - Com NC Level 3 | 8.3571e-05 | 8.3571e-05 | 8.3571e-05 | 8.3571e-05 | 8.3571e-05 | 8.3571e-05 | 8.3571e-05 | 0 | 0 | 0 | 0 | 0
SDG&E | MM Therms | Commercial | Com - Nusing Home | WholeBlg | No | WholeBlg - Com RET Level 1 | 0.00050013 | 0.0011861 | 0.0020715 | 0.0031709 | 0.0044985 | 0.0060699 | 0.0078995 | 0.010002 | 0.01239 | 0.015076 | 0.01807 | 0.021388
SDG&E | MM Therms | Commercial | Com - Nusing Home | WholeBlg | No | WholeBlg - Com RET Level 2 | 0.0023596 | 0.0055762 | 0.0097168 | 0.01486 | 0.021079 | 0.028456 | 0.037067 | 0.046993 | 0.058304 | 0.07107 | 0.085347 | 0.10116
SDG&E | MM Therms | Commercial | Com - Office (Large) | AppPlug | No | AppPlug - Occupancy Sensor Plug Strip | 0 | 0 | 0 | 0 | 0 | 0 | 0 | 0 | 0 | -0.0012262 | -0.0024521 | -0.0034883
SDG&E | MM Therms | Commercial | Com - Office (Large) | BldgEnv | No | BldgEnv - Wall Spray On Insulation | 0.0021664 | 0.0042245 | 0.0061796 | 0.008037 | 0.0098016 | 0.011478 | 0.01307 | 0.014583 | 0.01602 | 0.017386 | 0.018683 | 0.019915
SDG&E | MM Therms | Commercial | Com - Office (Large) | BldgEnv | No | BldgEnv - Window Film | 0 | 0 | 0 | 0 | -9.5708e-05 | -0.00029718 | -0.00057084 | -0.00088047 | -0.0011995 | -0.0015161 | -0.001825 | -0.0021249
SDG&E | MM Therms | Commercial | Com - Office (Large) | FoodServ | No | FoodServ - Oven (Gas) | 0.003269 | 0.0066172 | 0.010055 | 0.013624 | 0.017312 | 0.021061 | 0.024818 | 0.028636 | 0.032531 | 0.036511 | 0.040594 | 0.044776
SDG&E | MM Therms | Commercial | Com - Office (Large) | HVAC | No | HVAC - AFUE Rated Boiler (High) | 0.012538 | 0.025109 | 0.037748 | 0.050595 | 0.063582 | 0.076524 | 0.089167 | 0.10175 | 0.11425 | 0.12672 | 0.13926 | 0.15188
SDG&E | MM Therms | Commercial | Com - Office (Large) | HVAC | No | HVAC - AFUE Rated Boiler (Standard) | 0.0019871 | 0.0039754 | 0.0059691 | 0.0079865 | 0.01001 | 0.012013 | 0.013955 | 0.015878 | 0.01778 | 0.019669 | 0.021562 | 0.023459
SDG&E | MM Therms | Commercial | Com - Office (Large) | HVAC | No | HVAC - ET Rated Boiler (High) | 0 | 0 | 0 | 0 | 0 | 0 | 0.0074473 | 0.016149 | 0.028876 | 0.043068 | 0.0584 | 0.074548
SDG&E | MM Therms | Commercial | Com - Office (Large) | HVAC | No | HVAC - Gas Furnace | 0.00068305 | 0.0013786 | 0.0020862 | 0.002806 | 0.0035385 | 0.0042831 | 0.0050388 | 0.0058038 | 0.0065774 | 0.0073596 | 0.0081502 | 0.0089498
SDG&E | MM Therms | Commercial | Com - Office (Large) | HVAC | No | HVAC - SEER Rated Package Rooftop AC (Recharge) | 0 | 4.7962e-06 | 9.3589e-06 | 1.3392e-05 | 1.684e-05 | 1.9766e-05 | 2.224e-05 | 2.4317e-05 | 2.6133e-05 | 2.7767e-05 | 2.9237e-05 | 3.0561e-05
SDG&E | MM Therms | Commercial | Com - Office (Large) | HVAC | No | HVAC - Thermostat | 0.017459 | 0.039375 | 0.060282 | 0.080397 | 0.099663 | 0.11794 | 0.13504 | 0.1513 | 0.16687 | 0.18185 | 0.19636 | 0.21043
SDG&E | MM Therms | Commercial | Com - Office (Large) | Lighting | Yes | Lighting - LED Fixture (Replacing T8) - Emerging | 0 | -0.0002314 | -0.00074055 | -0.0016039 | -0.0028826 | -0.0046458 | -0.0069359 | -0.009856 | -0.013456 | -0.0178 | -0.022958 | -0.028947
SDG&E | MM Therms | Commercial | Com - Office (Large) | Lighting | Yes | Lighting - LED Lamp (Basic High - Indoor) - Emerging | -3.0325e-05 | -7.8769e-05 | -0.00014175 | -0.00021191 | -0.0002902 | -0.00030748 | -0.00029123 | -0.00027143 | -0.00025476 | -0.00021024 | -0.0002678 | -0.0003333
SDG&E | MM Therms | Commercial | Com - Office (Large) | Lighting | Yes | Lighting - LED Lamp (Basic Low - Indoor) - Emerging | -8.9938e-05 | -0.00021189 | -0.00035419 | -0.00051806 | -0.00070439 | -0.00074269 | -0.00070035 | -0.00066382 | -0.00063245 | -0.00051622 | -0.000654 | -0.0008135
SDG&E | MM Therms | Commercial | Com - Office (Large) | Lighting | Yes | Lighting - LED Plug-In Indoor Fixture - Emerging | -0.00065331 | -0.0014666 | -0.0024589 | -0.0036491 | -0.0050512 | -0.0051426 | -0.0052444 | -0.0053657 | -0.0055248 | -0.0057239 | -0.0059651 | -0.0062495
SDG&E | MM Therms | Commercial | Com - Office (Large) | Lighting | No | Lighting - Cold Cathode Lamp | -0.0019392 | -0.004021 | -0.0062299 | -0.0085625 | -0.010996 | -0.010996 | -0.010996 | -0.010996 | -0.0090564 | -0.0069745 | -0.0047656 | -0.002433
SDG&E | MM Therms | Commercial | Com - Office (Large) | Lighting | No | Lighting - Compact Fluorescent Fixture (Indoor) | -0.016325 | -0.033947 | -0.052927 | -0.073332 | -0.095127 | -0.078802 | -0.061179 | -0.0422 | -0.021795 | 0 | 0 | 0
SDG&E | MM Therms | Commercial | Com - Office (Large) | Lighting | No | Lighting - Compact Fluorescent Lamp (Basic High - Indoor) | -0.0024621 | -0.0049497 | -0.0074644 | -0.010015 | -0.012597 | -0.010135 | -0.0076478 | -0.0051331 | -0.0025823 | 0 | 0 | 0
SDG&E | MM Therms | Commercial | Com - Office (Large) | Lighting | No | Lighting - Compact Fluorescent Lamp (Basic Low - Indoor) | -0.0031682 | -0.0063629 | -0.0095931 | -0.012863 | -0.016168 | -0.013 | -0.0098055 | -0.0065753 | -0.003305 | 0 | 0 | 0
SDG&E | MM Therms | Commercial | Com - Office (Large) | Lighting | No | Lighting - Halogen Lamp (A-Line) | -0.0025443 | -0.0058823 | -0.0074983 | -0.0092574 | -0.011219 | -0.0061218 | 0 | 0 | 0 | 0 | 0 | 0
SDG&E | MM Therms | Commercial | Com - Office (Large) | Lighting | No | Lighting - Halogen Lamp (Reflector) | -0.00093532 | -0.0021301 | -0.0026391 | -0.0031534 | -0.0036909 | -0.0042318 | -0.0047139 | -0.0051388 | -0.0055307 | -0.0058862 | -0.0062569 | -0.0066094
SDG&E | MM Therms | Commercial | Com - Office (Large) | Lighting | No | Lighting - High Bay HID to T5 | 0 | 0 | -7.3335e-05 | -0.00036188 | -0.00063868 | -0.00090219 | -0.0011505 | -0.0014609 | -0.0019779 | -0.0024743 | -0.0029501 | -0.0034034
SDG&E | MM Therms | Commercial | Com - Office (Large) | Lighting | No | Lighting - Linear Fluorescent Delamping | -6.3809e-05 | -0.00012872 | -0.00021142 | -0.00031256 | -0.00031256 | 0 | 0 | 0 | 0 | 0 | 0 | 0
SDG&E | MM Therms | Commercial | Com - Office (Large) | Lighting | No | Lighting - Linear Fluorescent Fixture (Low Wattage T8) | -0.00062743 | -0.0014037 | -0.0023195 | -0.0033752 | -0.0045633 | -0.005869 | -0.0072718 | -0.0087685 | -0.010354 | -0.012017 | -0.013747 | -0.01553
SDG&E | MM Therms | Commercial | Com - Office (Large) | Lighting | No | Lighting - Occupancy Sensor | 0 | 0 | 0 | 0 | 0 | 0 | 0 | 0 | 0 | 0 | 0 | -0.0025429
SDG&E | MM Therms | Commercial | Com - Office (Large) | Lighting | No | Lighting - Plug-In Fixture (Compact Fluorescent) | -0.011775 | -0.023566 | -0.035378 | -0.047254 | -0.059138 | -0.059138 | -0.059138 | -0.059138 | -0.059138 | -0.059138 | -0.059138 | -0.059138
SDG&E | MM Therms | Commercial | Com - Office (Large) | Lighting | No | Lighting - Plug-In Fixture (Induction) | 0 | 0 | 0 | 0 | 0 | -0.00026616 | -0.0015265 | -0.0029742 | -0.0045801 | -0.0063071 | -0.0081323 | -0.010034
SDG&E | MM Therms | Commercial | Com - Office (Large) | Lighting | No | Lighting - Plug-In Fixture (Linear Fluorescent) | -0.018389 | -0.038483 | -0.060006 | -0.08281 | -0.10662 | -0.10662 | -0.10662 | -0.10662 | -0.10662 | -0.10662 | -0.10662 | -0.10662
SDG&E | MM Therms | Commercial | Com - Office (Large) | Lighting | No | Lighting - Plug-In Fixture (PSMH with Electronic Ballast) | -0.0032353 | -0.0066042 | -0.0099718 | -0.013364 | -0.016759 | -0.020075 | -0.023084 | -0.025962 | -0.028748 | -0.031473 | -0.034166 | -0.036838
SDG&E | MM Therms | Commercial | Com - Office (Large) | Lighting | No | Lighting - Plug-In Fixture (PSMH) | -0.0034109 | -0.0069725 | -0.010537 | -0.014127 | -0.01772 | -0.021229 | -0.024476 | -0.027531 | -0.030442 | -0.033249 | -0.035987 | -0.038674
SDG&E | MM Therms | Commercial | Com - Office (Large) | SHW | Yes | SHW - EF Rated Storage Water Heater (Gas) - Emerging | 0 | 0 | 0 | 0.00092122 | 0.002901 | 0.006015 | 0.010267 | 0.015789 | 0.022687 | 0.031042 | 0.04097 | 0.0525
SDG&E | MM Therms | Commercial | Com - Office (Large) | SHW | Yes | SHW - ET Rated Storage Water Heater - Emerging | 0.00065278 | 0.0016361 | 0.0029816 | 0.0047292 | 0.0068952 | 0.0094779 | 0.012453 | 0.015863 | 0.019727 | 0.024051 | 0.028853 | 0.034119
SDG&E | MM Therms | Commercial | Com - Office (Large) | SHW | No | SHW - EF Rated Instantaneous Water Heater (Gas) | 0.00049909 | 0.0011443 | 0.0018433 | 0.0026672 | 0.0036103 | 0.0046585 | 0.0057903 | 0.00702 | 0.0083504 | 0.0097782 | 0.011305 | 0.012921
SDG&E | MM Therms | Commercial | Com - Office (Large) | SHW | No | SHW - EF Rated Storage Water Heater (Gas) | 0.00033197 | 0.0007597 | 0.0011179 | 0.0015394 | 0.0020213 | 0.0025562 | 0.0031333 | 0.0037597 | 0.0044368 | 0.0051629 | 0.0059391 | 0.00676
SDG&E | MM Therms | Commercial | Com - Office (Large) | SHW | No | SHW - ET Rated Instantaneous Water Heater | 0.00019619 | 0.00043271 | 0.00071072 | 0.0010367 | 0.0014027 | 0.0017926 | 0.0021836 | 0.0025937 | 0.0030295 | 0.0034913 | 0.0039861 | 0.0045074
SDG&E | MM Therms | Commercial | Com - Office (Large) | SHW | No | SHW - ET Rated Storage Water Heater | 0.00051609 | 0.0011522 | 0.001913 | 0.0028084 | 0.0038334 | 0.0049739 | 0.0062071 | 0.0075486 | 0.0090023 | 0.010566 | 0.012242 | 0.014021
SDG&E | MM Therms | Commercial | Com - Office (Large) | SHW | No | SHW - Pipe and Tank Insulation | 0.073399 | 0.14739 | 0.23408 | 0.33304 | 0.44245 | 0.55859 | 0.67696 | 0.7925 | 0.90037 | 0.99716 | 1.0811 | 1.152
SDG&E | MM Therms | Commercial | Com - Office (Large) | Service | No | Service - Retro-Commissioning (Gas) | 0.017458 | 0.034411 | 0.051666 | 0.068665 | 0.084843 | 0.099698 | 0.11293 | 0.12441 | 0.13416 | 0.14231 | 0.14902 | 0.13712
SDG&E | MM Therms | Commercial | Com - Office (Large) | WholeBlg | No | WholeBlg - Com NC Level 2 | 0.0010692 | 0 | 0 | 0 | 0 | 0 | 0 | 0 | 0 | 0 | 0 | 0
SDG&E | MM Therms | Commercial | Com - Office (Large) | WholeBlg | No | WholeBlg - Com NC Level 3 | 0.0005284 | 0.0005284 | 0.0005284 | 0.0005284 | 0.0005284 | 0.0005284 | 0.0005284 | 0 | 0 | 0 | 0 | 0
SDG&E | MM Therms | Commercial | Com - Office (Large) | WholeBlg | No | WholeBlg - Com RET Level 1 | 0.0010911 | 0.0025874 | 0.0045187 | 0.0069179 | 0.0098173 | 0.013251 | 0.017253 | 0.021854 | 0.027085 | 0.032972 | 0.039537 | 0.046798
SDG&E | MM Therms | Commercial | Com - Office (Large) | WholeBlg | No | WholeBlg - Com RET Level 2 | 0.0043083 | 0.010183 | 0.01775 | 0.027156 | 0.038537 | 0.05205 | 0.067837 | 0.086053 | 0.10683 | 0.1303 | 0.15658 | 0.18575
SDG&E | MM Therms | Commercial | Com - Office (Small) | AppPlug | No | AppPlug - Occupancy Sensor Plug Strip | 0 | 0 | 0 | 0 | 0 | 0 | 0 | 0 | 0 | -0.00057702 | -0.0011539 | -0.0016414
SDG&E | MM Therms | Commercial | Com - Office (Small) | BldgEnv | No | BldgEnv - Wall Spray On Insulation | 0.0040844 | 0.0079645 | 0.011651 | 0.015152 | 0.018479 | 0.02164 | 0.024642 | 0.027494 | 0.030204 | 0.032778 | 0.035224 | 0.037547
SDG&E | MM Therms | Commercial | Com - Office (Small) | BldgEnv | No | BldgEnv - Window Film | -3.3477e-05 | -6.3606e-05 | -9.4635e-05 | -0.00012986 | -0.00016888 | -0.00021072 | -0.00025445 | -0.00029996 | -0.00034689 | -0.0003954 | -0.00044516 | -0.00046217
SDG&E | MM Therms | Commercial | Com - Office (Small) | HVAC | No | HVAC - AFUE Rated Boiler (High) | 0.011672 | 0.023481 | 0.035439 | 0.047611 | 0.059851 | 0.072108 | 0.084356 | 0.096681 | 0.10912 | 0.12169 | 0.13443 | 0.14733
SDG&E | MM Therms | Commercial | Com - Office (Small) | HVAC | No | HVAC - AFUE Rated Boiler (Standard) | 0.0017007 | 0.0034305 | 0.0051897 | 0.0069828 | 0.008784 | 0.01059 | 0.012397 | 0.014218 | 0.016058 | 0.017921 | 0.019811 | 0.021728
SDG&E | MM Therms | Commercial | Com - Office (Small) | HVAC | No | HVAC - ET Rated Boiler (High) | 0 | 0 | 0 | 0 | 0.0094773 | 0.020753 | 0.033278 | 0.04661 | 0.06044 | 0.074595 | 0.088976 | 0.10355
SDG&E | MM Therms | Commercial | Com - Office (Small) | HVAC | No | HVAC - Gas Furnace | 5.4604e-05 | 0.0001102 | 0.00016673 | 0.0002242 | 0.00028261 | 0.00034195 | 0.00040213 | 0.00046301 | 0.00052454 | 0.00058672 | 0.00064952 | 0.00071298
SDG&E | MM Therms | Commercial | Com - Office (Small) | HVAC | No | HVAC - SEER Rated Package Rooftop AC (Recharge) | 0 | 0 | 0 | 0 | 0 | 3.2606e-06 | 6.3027e-06 | 8.7993e-06 | 1.0772e-05 | 1.2456e-05 | 1.3971e-05 | 1.5334e-05
SDG&E | MM Therms | Commercial | Com - Office (Small) | HVAC | No | HVAC - Thermostat | 0.014389 | 0.032451 | 0.049684 | 0.066266 | 0.08215 | 0.097221 | 0.11132 | 0.12473 | 0.13758 | 0.14993 | 0.16192 | 0.17353
SDG&E | MM Therms | Commercial | Com - Office (Small) | Lighting | Yes | Lighting - LED Fixture (Replacing T8) - Emerging | 0 | -4.0063e-05 | -0.00012762 | -0.00027582 | -0.00049426 | -0.00079319 | -0.0011773 | -0.0016647 | -0.0022639 | -0.0029853 | -0.0038415 | -0.0048344
SDG&E | MM Therms | Commercial | Com - Office (Small) | Lighting | Yes | Lighting - LED Lamp (Basic High - Indoor) - Emerging | -4.7982e-06 | -1.2467e-05 | -2.2521e-05 | -3.3905e-05 | -4.6792e-05 | -4.9572e-05 | -4.7007e-05 | -4.3777e-05 | -4.0847e-05 | -3.3295e-05 | -4.2309e-05 | -5.2546e-05
SDG&E | MM Therms | Commercial | Com - Office (Small) | Lighting | Yes | Lighting - LED Lamp (Basic Low - Indoor) - Emerging | -1.411e-05 | -3.339e-05 | -5.6165e-05 | -8.2745e-05 | -0.00011331 | -0.00011954 | -0.00011293 | -0.0001069 | -0.00010129 | -8.1932e-05 | -0.00010351 | -0.00012842
SDG&E | MM Therms | Commercial | Com - Office (Small) | Lighting | Yes | Lighting - LED Plug-In Indoor Fixture - Emerging | -6.0865e-05 | -0.00013603 | -0.00022861 | -0.00034173 | -0.00047768 | -0.00048671 | -0.00049692 | -0.00050852 | -0.00052349 | -0.00054243 | -0.00056571 | -0.00059353
SDG&E | MM Therms | Commercial | Com - Office (Small) | Lighting | No | Lighting - Cold Cathode Lamp | -0.00013822 | -0.0002874 | -0.0004462 | -0.00061428 | -0.00078981 | -0.00078981 | -0.00078981 | -0.00078981 | -0.00078981 | -0.0006516 | -0.00050242 | -0.00034361
SDG&E | MM Therms | Commercial | Com - Office (Small) | Lighting | No | Lighting - Compact Fluorescent Fixture (Indoor) | -0.0025539 | -0.0053207 | -0.0083059 | -0.01152 | -0.014951 | -0.012397 | -0.0096303 | -0.0066451 | -0.0034312 | 0 | 0 | 0
SDG&E | MM Therms | Commercial | Com - Office (Small) | Lighting | No | Lighting - Compact Fluorescent Lamp (Basic High - Indoor) | -0.00038531 | -0.00077398 | -0.0011663 | -0.001564 | -0.001966 | -0.0015806 | -0.001192 | -0.00079962 | -0.00040195 | 0 | 0 | 0
SDG&E | MM Therms | Commercial | Com - Office (Small) | Lighting | No | Lighting - Compact Fluorescent Lamp (Basic Low - Indoor) | -0.00049578 | -0.00099481 | -0.0014985 | -0.002008 | -0.0025219 | -0.0020261 | -0.0015271 | -0.0010234 | -0.00051393 | 0 | 0 | 0
SDG&E | MM Therms | Commercial | Com - Office (Small) | Lighting | No | Lighting - Halogen Lamp (A-Line) | -0.0001884 | -0.00043568 | -0.00055556 | -0.00068608 | -0.00083164 | -0.00045385 | 0 | 0 | 0 | 0 | 0 | 0
SDG&E | MM Therms | Commercial | Com - Office (Small) | Lighting | No | Lighting - Halogen Lamp (Reflector) | -6.9185e-05 | -0.00015764 | -0.00019544 | -0.00023369 | -0.0002737 | -0.00031437 | -0.00035065 | -0.00038251 | -0.000412 | -0.00043897 | -0.00046689 | -0.00049318
SDG&E | MM Therms | Commercial | Com - Office (Small) | Lighting | No | Lighting - High Bay HID to T5 | 0 | 0 | 0 | -3.1562e-05 | -8.0087e-05 | -0.00012661 | -0.00017059 | -0.00021285 | -0.00028545 | -0.0003739 | -0.00045944 | -0.00054148
SDG&E | MM Therms | Commercial | Com - Office (Small) | Lighting | No | Lighting - Linear Fluorescent Delamping | -8.4667e-06 | -1.7079e-05 | -2.8052e-05 | -4.147e-05 | -4.147e-05 | 0 | 0 | 0 | 0 | 0 | 0 | 0
SDG&E | MM Therms | Commercial | Com - Office (Small) | Lighting | No | Lighting - Linear Fluorescent Fixture (Low Wattage T8) | -0.00010618 | -0.00023647 | -0.00038902 | -0.00056437 | -0.00076086 | -0.00097532 | -0.0012035 | -0.0014458 | -0.0017016 | -0.0019691 | -0.0022471 | -0.0025329
SDG&E | MM Therms | Commercial | Com - Office (Small) | Lighting | No | Lighting - Occupancy Sensor | 0 | 0 | 0 | 0 | 0 | -0.00089416 | -0.0017306 | -0.0024422 | -0.0021565 | -0.0018494 | -0.0016076 | -0.00143
SDG&E | MM Therms | Commercial | Com - Office (Small) | Lighting | No | Lighting - Plug-In Fixture (Compact Fluorescent) | -0.0013323 | -0.002667 | -0.0040061 | -0.0053563 | -0.0067092 | -0.0067092 | -0.0067092 | -0.0067092 | -0.0067092 | -0.0067092 | -0.0067092 | -0.0067092
SDG&E | MM Therms | Commercial | Com - Office (Small) | Lighting | No | Lighting - Plug-In Fixture (Induction) | 0 | 0 | 0 | 0 | 0 | -0.00019383 | -0.00050348 | -0.00085876 | -0.0012477 | -0.0016614 | -0.0020961 | -0.0025468
SDG&E | MM Therms | Commercial | Com - Office (Small) | Lighting | No | Lighting - Plug-In Fixture (Linear Fluorescent) | -0.0022348 | -0.0046524 | -0.0072232 | -0.0099364 | -0.012757 | -0.012757 | -0.012757 | -0.012757 | -0.012757 | -0.012757 | -0.012757 | -0.012757
SDG&E | MM Therms | Commercial | Com - Office (Small) | Lighting | No | Lighting - Plug-In Fixture (PSMH with Electronic Ballast) | -0.00077366 | -0.0015873 | -0.0023971 | -0.0032116 | -0.0040244 | -0.0047853 | -0.0054797 | -0.0061394 | -0.0067781 | -0.0074038 | -0.0080238 | -0.0086397
SDG&E | MM Therms | Commercial | Com - Office (Small) | Lighting | No | Lighting - Plug-In Fixture (PSMH) | -0.00081583 | -0.0016774 | -0.0025366 | -0.0034008 | -0.0042626 | -0.0050703 | -0.0058171 | -0.0065154 | -0.0071821 | -0.0078268 | -0.0084577 | -0.0090774
SDG&E | MM Therms | Commercial | Com - Office (Small) | SHW | Yes | SHW - EF Rated Storage Water Heater (Gas) - Emerging | 0 | 0 | 0 | 0.00081612 | 0.0025992 | 0.0054344 | 0.009333 | 0.014422 | 0.020804 | 0.028559 | 0.037798 | 0.048557
SDG&E | MM Therms | Commercial | Com - Office (Small) | SHW | Yes | SHW - ET Rated Storage Water Heater - Emerging | 0.00051024 | 0.0013256 | 0.0024814 | 0.0042382 | 0.0064542 | 0.0091495 | 0.012327 | 0.016015 | 0.020232 | 0.024986 | 0.030287 | 0.036131
SDG&E | MM Therms | Commercial | Com - Office (Small) | SHW | No | SHW - EF Rated Instantaneous Water Heater (Gas) | 0.00056284 | 0.0012904 | 0.0020785 | 0.0030101 | 0.0040783 | 0.0052671 | 0.0065519 | 0.0079489 | 0.0094615 | 0.011086 | 0.012824 | 0.014665
SDG&E | MM Therms | Commercial | Com - Office (Small) | SHW | No | SHW - EF Rated Storage Water Heater (Gas) | 0.00029687 | 0.00067867 | 0.00099799 | 0.0013745 | 0.0018054 | 0.002284 | 0.0028006 | 0.0033615 | 0.0039679 | 0.0046185 | 0.0053141 | 0.0060501
SDG&E | MM Therms | Commercial | Com - Office (Small) | SHW | No | SHW - Pipe and Tank Insulation | 0.034539 | 0.069358 | 0.11015 | 0.15672 | 0.2082 | 0.26285 | 0.31855 | 0.37292 | 0.42368 | 0.46922 | 0.5087 | 0.54206
SDG&E | MM Therms | Commercial | Com - Office (Small) | Service | No | Service - Retro-Commissioning (Gas) | 0.0082152 | 0.016192 | 0.024312 | 0.032311 | 0.039923 | 0.046914 | 0.053139 | 0.058542 | 0.06313 | 0.066964 | 0.070124 | 0.064522
SDG&E | MM Therms | Commercial | Com - Office (Small) | WholeBlg | No | WholeBlg - Com NC Level 2 | 0.00050283 | 0 | 0 | 0 | 0 | 0 | 0 | 0 | 0 | 0 | 0 | 0
SDG&E | MM Therms | Commercial | Com - Office (Small) | WholeBlg | No | WholeBlg - Com NC Level 3 | 0.00024923 | 0.00024923 | 0.00024923 | 0.00024923 | 0.00024923 | 0.00024923 | 0.00024923 | 0 | 0 | 0 | 0 | 0
SDG&E | MM Therms | Commercial | Com - Office (Small) | WholeBlg | No | WholeBlg - Com RET Level 1 | 0.00059361 | 0.0014101 | 0.0024665 | 0.0037814 | 0.005373 | 0.0072609 | 0.0094636 | 0.012 | 0.014886 | 0.018138 | 0.021768 | 0.025787
SDG&E | MM Therms | Commercial | Com - Office (Small) | WholeBlg | No | WholeBlg - Com RET Level 2 | 0.0039541 | 0.0093485 | 0.016298 | 0.024937 | 0.035394 | 0.047808 | 0.06231 | 0.07904 | 0.098117 | 0.11967 | 0.14378 | 0.17056
SDG&E | MM Therms | Commercial | Com - Restaurant (Fast Food) | AppPlug | No | AppPlug - Occupancy Sensor Plug Strip | 0 | 0 | 0 | 0 | 0 | 0 | 0 | 0 | 0 | -8.281e-05 | -0.00016554 | -0.0002354
SDG&E | MM Therms | Commercial | Com - Restaurant (Fast Food) | BldgEnv | No | BldgEnv - Wall Spray On Insulation | 0.0031681 | 0.0061779 | 0.0090371 | 0.011753 | 0.014334 | 0.016785 | 0.019114 | 0.021327 | 0.023428 | 0.025425 | 0.027322 | 0.029124
SDG&E | MM Therms | Commercial | Com - Restaurant (Fast Food) | BldgEnv | No | BldgEnv - Window Film | 0 | 0 | -1.0629e-05 | -3.3183e-05 | -6.3743e-05 | -9.7825e-05 | -0.00013234 | -0.00016598 | -0.00019828 | -0.00022951 | -0.00025988 | -0.00028953
SDG&E | MM Therms | Commercial | Com - Restaurant (Fast Food) | FoodServ | No | FoodServ - Fryer (Gas) | 0.012733 | 0.025806 | 0.039267 | 0.053301 | 0.067878 | 0.082749 | 0.097692 | 0.11292 | 0.1285 | 0.14445 | 0.16085 | 0.1777
SDG&E | MM Therms | Commercial | Com - Restaurant (Fast Food) | FoodServ | No | FoodServ - Oven (Gas) | 0.017369 | 0.03516 | 0.053426 | 0.072386 | 0.091974 | 0.11189 | 0.13184 | 0.15212 | 0.17281 | 0.19394 | 0.21562 | 0.23783
SDG&E | MM Therms | Commercial | Com - Restaurant (Fast Food) | HVAC | No | HVAC - Gas Furnace | 0.00043056 | 0.00086917 | 0.0013157 | 0.0017704 | 0.002234 | 0.0027058 | 0.0031852 | 0.0036709 | 0.0041626 | 0.0046601 | 0.0051634 | 0.005673
SDG&E | MM Therms | Commercial | Com - Restaurant (Fast Food) | HVAC | No | HVAC - Thermostat | 0.027172 | 0.061278 | 0.093815 | 0.12514 | 0.15519 | 0.18372 | 0.21043 | 0.23585 | 0.26021 | 0.28365 | 0.3064 | 0.32847
SDG&E | MM Therms | Commercial | Com - Restaurant (Fast Food) | Lighting | Yes | Lighting - LED Fixture (Replacing T8) - Emerging | -0.00011733 | -0.00028378 | -0.00051941 | -0.00084595 | -0.0012795 | -0.0018353 | -0.0025179 | -0.0033563 | -0.0043687 | -0.0055725 | -0.0069902 | -0.008625
SDG&E | MM Therms | Commercial | Com - Restaurant (Fast Food) | Lighting | Yes | Lighting - LED Lamp (Basic High - Indoor) - Emerging | -0.00011745 | -0.00034517 | -0.00067182 | -0.0011035 | -0.0016562 | -0.0017445 | -0.0016522 | -0.0014925 | -0.0012602 | -0.00082311 | -0.00097267 | -0.0011247
SDG&E | MM Therms | Commercial | Com - Restaurant (Fast Food) | Lighting | Yes | Lighting - LED Lamp (Basic Low - Indoor) - Emerging | -0.00084773 | -0.0020622 | -0.0036288 | -0.0055931 | -0.0079766 | -0.0084018 | -0.0078518 | -0.0070574 | -0.0061155 | -0.0042037 | -0.0052038 | -0.0063694
SDG&E | MM Therms | Commercial | Com - Restaurant (Fast Food) | Lighting | Yes | Lighting - LED Plug-In Indoor Fixture - Emerging | -6.2199e-05 | -0.00013998 | -0.00023558 | -0.00035147 | -0.00048887 | -0.00049783 | -0.00050775 | -0.00051926 | -0.00053398 | -0.00055214 | -0.00057396 | -0.00059954
SDG&E | MM Therms | Commercial | Com - Restaurant (Fast Food) | Lighting | No | Lighting - Cold Cathode Lamp | -0.00011252 | -0.00023235 | -0.00035903 | -0.00049255 | -0.00063203 | -0.00063203 | -0.00051951 | -0.00039968 | -0.000273 | -0.00013948 | 0 | 0
SDG&E | MM Therms | Commercial | Com - Restaurant (Fast Food) | Lighting | No | Lighting - Compact Fluorescent Fixture (Indoor) | -0.0037305 | -0.0078017 | -0.012217 | -0.016989 | -0.022095 | -0.018365 | -0.014294 | -0.0098785 | -0.0051057 | 0 | 0 | 0
SDG&E | MM Therms | Commercial | Com - Restaurant (Fast Food) | Lighting | No | Lighting - Compact Fluorescent Lamp (Basic High - Indoor) | -0.00097834 | -0.0023493 | -0.0041223 | -0.0063274 | -0.0089824 | -0.0080041 | -0.0066331 | -0.0048601 | -0.002655 | 0 | 0 | 0
SDG&E | MM Therms | Commercial | Com - Restaurant (Fast Food) | Lighting | No | Lighting - Compact Fluorescent Lamp (Basic Low - Indoor) | -0.016697 | -0.035272 | -0.055562 | -0.077371 | -0.10036 | -0.083661 | -0.065087 | -0.044797 | -0.022987 | 0 | 0 | 0
SDG&E | MM Therms | Commercial | Com - Restaurant (Fast Food) | Lighting | No | Lighting - Halogen Lamp (A-Line) | -6.8343e-05 | -0.00015804 | -0.0002015 | -0.00024882 | -0.0003016 | -0.00016458 | 0 | 0 | 0 | 0 | 0 | 0
SDG&E | MM Therms | Commercial | Com - Restaurant (Fast Food) | Lighting | No | Lighting - Halogen Lamp (Reflector) | -2.5104e-05 | -5.7193e-05 | -7.0896e-05 | -8.4755e-05 | -9.9248e-05 | -0.00011394 | -0.00012704 | -0.00013856 | -0.00014922 | -0.00015894 | -0.00016902 | -0.00017854
SDG&E | MM Therms | Commercial | Com - Restaurant (Fast Food) | Lighting | No | Lighting - High Bay HID to T5 | -6.3035e-05 | -0.00013174 | -0.00020886 | -0.00029268 | -0.00037996 | -0.00053018 | -0.00068178 | -0.00083597 | -0.0009903 | -0.0011415 | -0.0012867 | -0.0014227
SDG&E | MM Therms | Commercial | Com - Restaurant (Fast Food) | Lighting | No | Lighting - Linear Fluorescent Delamping | -2.8535e-05 | -5.7557e-05 | -9.4598e-05 | -0.00013994 | -0.00019235 | 0 | 0 | 0 | 0 | 0 | 0 | 0
SDG&E | MM Therms | Commercial | Com - Restaurant (Fast Food) | Lighting | No | Lighting - Linear Fluorescent Fixture (Low Wattage T8) | -0.0001004 | -0.00022485 | -0.00037278 | -0.00054531 | -0.0007406 | -0.00095475 | -0.0011827 | -0.0014258 | -0.0016839 | -0.0019554 | -0.0022391 | -0.0025322
SDG&E | MM Therms | Commercial | Com - Restaurant (Fast Food) | Lighting | No | Lighting - Low Bay HID to T5 | -6.6156e-07 | -1.3871e-06 | -2.1764e-06 | -3.014e-06 | -3.8737e-06 | -5.0273e-06 | -6.1723e-06 | -7.2999e-06 | -8.3977e-06 | -9.4518e-06 | -1.0455e-05 | -1.1396e-05
SDG&E | MM Therms | Commercial | Com - Restaurant (Fast Food) | Lighting | No | Lighting - Occupancy Sensor | 0 | 0 | 0 | 0 | 0 | 0 | 0 | 0 | 0 | 0 | 0 | -0.00042469
SDG&E | MM Therms | Commercial | Com - Restaurant (Fast Food) | Lighting | No | Lighting - Plug-In Fixture (Compact Fluorescent) | -0.0011001 | -0.0021953 | -0.0032871 | -0.0043819 | -0.0054719 | -0.0054719 | -0.0054719 | -0.0054719 | -0.0054719 | -0.0054719 | -0.0054719 | -0.0054719
SDG&E | MM Therms | Commercial | Com - Restaurant (Fast Food) | Lighting | No | Lighting - Plug-In Fixture (Induction) | -0.00023062 | -0.00046426 | -0.00070008 | -0.00094115 | -0.0011852 | -0.0014286 | -0.0016671 | -0.0019061 | -0.0021474 | -0.0023917 | -0.0026405 | -0.0028932
SDG&E | MM Therms | Commercial | Com - Restaurant (Fast Food) | Lighting | No | Lighting - Plug-In Fixture (Linear Fluorescent) | -0.0020133 | -0.0042075 | -0.0065496 | -0.0090284 | -0.011604 | -0.011604 | -0.011604 | -0.011604 | -0.011604 | -0.011604 | -0.011604 | -0.011604
SDG&E | MM Therms | Commercial | Com - Restaurant (Fast Food) | Lighting | No | Lighting - Plug-In Fixture (PSMH with Electronic Ballast) | -0.00026041 | -0.00053034 | -0.00079824 | -0.0010671 | -0.0013349 | -0.0015984 | -0.0018544 | -0.0021073 | -0.0023589 | -0.0026096 | -0.002861 | -0.0031124
SDG&E | MM Therms | Commercial | Com - Restaurant (Fast Food) | Lighting | No | Lighting - Plug-In Fixture (PSMH) | -0.00024974 | -0.00050833 | -0.00076399 | -0.0010191 | -0.0012717 | -0.001519 | -0.0017579 | -0.0019925 | -0.0022245 | -0.0024543 | -0.0026833 | -0.0029111
SDG&E | MM Therms | Commercial | Com - Restaurant (Fast Food) | SHW | Yes | SHW - EF Rated Storage Water Heater (Gas) - Emerging | 0 | 0 | 0 | 0.00011849 | 0.00039082 | 0.0008374 | 0.0014633 | 0.0022917 | 0.0033409 | 0.0046266 | 0.0061699 | 0.0079793
SDG&E | MM Therms | Commercial | Com - Restaurant (Fast Food) | SHW | Yes | SHW - ET Rated Storage Water Heater - Emerging | 0.00092001 | 0.002317 | 0.0042356 | 0.0067443 | 0.009889 | 0.013694 | 0.018156 | 0.023345 | 0.029297 | 0.036002 | 0.043467 | 0.051697
SDG&E | MM Therms | Commercial | Com - Restaurant (Fast Food) | SHW | No | SHW - EF Rated Instantaneous Water Heater (Gas) | 0.00068172 | 0.0015685 | 0.0025333 | 0.0036871 | 0.0050226 | 0.0065195 | 0.0081472 | 0.0099269 | 0.011864 | 0.013954 | 0.016204 | 0.018597
SDG&E | MM Therms | Commercial | Com - Restaurant (Fast Food) | SHW | No | SHW - EF Rated Storage Water Heater (Gas) | 0.00038357 | 0.00087347 | 0.0012809 | 0.0017633 | 0.0023167 | 0.0029326 | 0.003598 | 0.0043213 | 0.0051042 | 0.0059451 | 0.0068466 | 0.0078024
SDG&E | MM Therms | Commercial | Com - Restaurant (Fast Food) | SHW | No | SHW - ET Rated Instantaneous Water Heater | 0 | 0.00078044 | 0.0017406 | 0.0028933 | 0.0042282 | 0.0057205 | 0.0073347 | 0.0090875 | 0.010981 | 0.013 | 0.015139 | 0.017383
SDG&E | MM Therms | Commercial | Com - Restaurant (Fast Food) | SHW | No | SHW - ET Rated Storage Water Heater | 0 | 0 | 0 | 0 | 0 | 0 | 0 | 0 | 0 | 0.00091644 | 0.0023265 | 0.0038581
SDG&E | MM Therms | Commercial | Com - Restaurant (Fast Food) | SHW | No | SHW - Pipe and Tank Insulation | 0.0049621 | 0.0099645 | 0.015825 | 0.022515 | 0.029911 | 0.037763 | 0.045765 | 0.053576 | 0.060869 | 0.067412 | 0.073083 | 0.077877
SDG&E | MM Therms | Commercial | Com - Restaurant (Fast Food) | Service | No | Service - Retro-Commissioning (Gas) | 0.0011803 | 0.0023263 | 0.0034928 | 0.0046421 | 0.0057357 | 0.00674 | 0.0076344 | 0.0084106 | 0.0090698 | 0.0096205 | 0.010074 | 0.0092697
SDG&E | MM Therms | Commercial | Com - Restaurant (Fast Food) | WholeBlg | No | WholeBlg - Com NC Level 2 | 7.5984e-05 | 0 | 0 | 0 | 0 | 0 | 0 | 0 | 0 | 0 | 0 | 0
SDG&E | MM Therms | Commercial | Com - Restaurant (Fast Food) | WholeBlg | No | WholeBlg - Com NC Level 3 | 3.3474e-05 | 3.3474e-05 | 3.3474e-05 | 3.3474e-05 | 3.3474e-05 | 3.3474e-05 | 3.3474e-05 | 0 | 0 | 0 | 0 | 0
SDG&E | MM Therms | Commercial | Com - Restaurant (Fast Food) | WholeBlg | No | WholeBlg - Com NC ZNE | 0.0001046 | 0.00027149 | 0.00062054 | 0.0011916 | 0.0020457 | 0.0031893 | 0.0045676 | 0.0062633 | 0.0083256 | 0.010783 | 0.01366 | 0.017004
SDG&E | MM Therms | Commercial | Com - Restaurant (Fast Food) | WholeBlg | No | WholeBlg - Com RET Level 1 | 0.0024613 | 0.0058442 | 0.010221 | 0.015671 | 0.022275 | 0.030115 | 0.039271 | 0.049824 | 0.061846 | 0.075406 | 0.090559 | 0.10489
SDG&E | MM Therms | Commercial | Com - Restaurant (Fast Food) | WholeBlg | No | WholeBlg - Com RET Level 2 | 0.0041691 | 0.0098496 | 0.017166 | 0.026261 | 0.037276 | 0.050359 | 0.06566 | 0.083327 | 0.1035 | 0.1263 | 0.15185 | 0.18022
SDG&E | MM Therms | Commercial | Com - Restaurant (Sit Down) | AppPlug | No | AppPlug - Occupancy Sensor Plug Strip | 0 | 0 | 0 | 0 | 0 | 0 | 0 | 0 | 0 | -8.281e-05 | -0.00016554 | -0.0002354
SDG&E | MM Therms | Commercial | Com - Restaurant (Sit Down) | BldgEnv | No | BldgEnv - Wall Spray On Insulation | 0.001253 | 0.0024433 | 0.0035741 | 0.0046484 | 0.005669 | 0.0066385 | 0.0075596 | 0.0084346 | 0.0092658 | 0.010056 | 0.010806 | 0.011518
SDG&E | MM Therms | Commercial | Com - Restaurant (Sit Down) | BldgEnv | No | BldgEnv - Window Film | -3.0245e-05 | -5.5995e-05 | -8.2669e-05 | -0.00011132 | -0.00014175 | -0.00017332 | -0.00020544 | -0.00023798 | -0.00027068 | -0.0003036 | -0.00033652 | -0.00033886
SDG&E | MM Therms | Commercial | Com - Restaurant (Sit Down) | FoodServ | No | FoodServ - Fryer (Gas) | 0.012733 | 0.025806 | 0.039266 | 0.0533 | 0.067875 | 0.082745 | 0.097686 | 0.11291 | 0.12849 | 0.14444 | 0.16084 | 0.17768
SDG&E | MM Therms | Commercial | Com - Restaurant (Sit Down) | FoodServ | No | FoodServ - Oven (Gas) | 0.017369 | 0.035159 | 0.053425 | 0.072384 | 0.091971 | 0.11188 | 0.13183 | 0.15211 | 0.17279 | 0.19392 | 0.2156 | 0.2378
SDG&E | MM Therms | Commercial | Com - Restaurant (Sit Down) | HVAC | No | HVAC - Gas Furnace | 0.00045816 | 0.00092487 | 0.0014 | 0.0018838 | 0.0023771 | 0.0028791 | 0.003389 | 0.0039058 | 0.004429 | 0.0049583 | 0.0054939 | 0.0060362
SDG&E | MM Therms | Commercial | Com - Restaurant (Sit Down) | HVAC | No | HVAC - SEER Rated Package Rooftop AC (Recharge) | 0 | 0 | 4.8003e-06 | 9.1892e-06 | 1.2873e-05 | 1.6049e-05 | 1.8908e-05 | 2.148e-05 | 2.3796e-05 | 2.588e-05 | 2.7755e-05 | 2.9443e-05
SDG&E | MM Therms | Commercial | Com - Restaurant (Sit Down) | HVAC | No | HVAC - Thermostat | 0.017131 | 0.038633 | 0.059147 | 0.078897 | 0.097846 | 0.11584 | 0.13268 | 0.14871 | 0.16407 | 0.17886 | 0.1932 | 0.20712
SDG&E | MM Therms | Commercial | Com - Restaurant (Sit Down) | Lighting | Yes | Lighting - LED Fixture (Replacing T8) - Emerging | -0.00012808 | -0.00030974 | -0.0005668 | -0.00092296 | -0.0013957 | -0.0020015 | -0.002745 | -0.003658 | -0.0047602 | -0.0060707 | -0.0076141 | -0.0093935
SDG&E | MM Therms | Commercial | Com - Restaurant (Sit Down) | Lighting | Yes | Lighting - LED Lamp (Basic High - Indoor) - Emerging | -0.00010566 | -0.00031031 | -0.00060317 | -0.00099011 | -0.0014852 | -0.0015644 | -0.001481 | -0.0013375 | -0.001129 | -0.0007367 | -0.00087026 | -0.001006
SDG&E | MM Therms | Commercial | Com - Restaurant (Sit Down) | Lighting | Yes | Lighting - LED Lamp (Basic Low - Indoor) - Emerging | -0.00076007 | -0.0018477 | -0.0032506 | -0.0050094 | -0.0071431 | -0.0075237 | -0.0070307 | -0.0063187 | -0.0054741 | -0.0037597 | -0.0046525 | -0.0056926
SDG&E | MM Therms | Commercial | Com - Restaurant (Sit Down) | Lighting | Yes | Lighting - LED Plug-In Indoor Fixture - Emerging | -4.7303e-05 | -0.00010647 | -0.00017919 | -0.00026733 | -0.00037181 | -0.00037862 | -0.00038616 | -0.00039491 | -0.0004061 | -0.00041988 | -0.00043644 | -0.00045584
SDG&E | MM Therms | Commercial | Com - Restaurant (Sit Down) | Lighting | No | Lighting - Cold Cathode Lamp | -0.00013425 | -0.00027723 | -0.00042838 | -0.00058767 | -0.00075408 | -0.00075408 | -0.00061982 | -0.00047684 | -0.0003257 | -0.0001664 | 0 | 0
SDG&E | MM Therms | Commercial | Com - Restaurant (Sit Down) | Lighting | No | Lighting - Compact Fluorescent Fixture (Indoor) | -0.0033318 | -0.0069691 | -0.010914 | -0.01518 | -0.019743 | -0.016412 | -0.012774 | -0.0088291 | -0.0045635 | 0 | 0 | 0
SDG&E | MM Therms | Commercial | Com - Restaurant (Sit Down) | Lighting | No | Lighting - Compact Fluorescent Lamp (Basic High - Indoor) | -0.00087453 | -0.0020992 | -0.0036827 | -0.0056518 | -0.0080225 | -0.0071479 | -0.0059232 | -0.0043397 | -0.0023706 | 0 | 0 | 0
SDG&E | MM Therms | Commercial | Com - Restaurant (Sit Down) | Lighting | No | Lighting - Compact Fluorescent Lamp (Basic Low - Indoor) | -0.014922 | -0.031519 | -0.049645 | -0.069127 | -0.08966 | -0.074738 | -0.058141 | -0.040015 | -0.020533 | 0 | 0 | 0
SDG&E | MM Therms | Commercial | Com - Restaurant (Sit Down) | Lighting | No | Lighting - Halogen Lamp (A-Line) | -8.2147e-05 | -0.00018995 | -0.00024219 | -0.00029906 | -0.00036248 | -0.00019781 | 0 | 0 | 0 | 0 | 0 | 0
SDG&E | MM Therms | Commercial | Com - Restaurant (Sit Down) | Lighting | No | Lighting - Halogen Lamp (Reflector) | -3.0177e-05 | -6.8748e-05 | -8.5215e-05 | -0.00010187 | -0.00011928 | -0.00013691 | -0.00015264 | -0.00016647 | -0.00017925 | -0.00019091 | -0.00020301 | -0.00021445
SDG&E | MM Therms | Commercial | Com - Restaurant (Sit Down) | Lighting | No | Lighting - High Bay HID to T5 | -6.8249e-05 | -0.00014274 | -0.00022639 | -0.00031732 | -0.00041206 | -0.00057497 | -0.00073948 | -0.00090688 | -0.0010745 | -0.0012388 | -0.0013967 | -0.0015446
SDG&E | MM Therms | Commercial | Com - Restaurant (Sit Down) | Lighting | No | Lighting - Linear Fluorescent Delamping | -2.9764e-05 | -6.0036e-05 | -9.8674e-05 | -0.00014597 | -0.00020064 | 0 | 0 | 0 | 0 | 0 | 0 | 0
SDG&E | MM Therms | Commercial | Com - Restaurant (Sit Down) | Lighting | No | Lighting - Linear Fluorescent Fixture (Low Wattage T8) | -0.00010932 | -0.0002448 | -0.00040581 | -0.00059357 | -0.00080605 | -0.001039 | -0.0012869 | -0.001551 | -0.0018316 | -0.0021265 | -0.0024348 | -0.0027532
SDG&E | MM Therms | Commercial | Com - Restaurant (Sit Down) | Lighting | No | Lighting - Low Bay HID to T5 | -7.1623e-07 | -1.5031e-06 | -2.3593e-06 | -3.2683e-06 | -4.2017e-06 | -5.4535e-06 | -6.6969e-06 | -7.9217e-06 | -9.1149e-06 | -1.0261e-05 | -1.1352e-05 | -1.2378e-05
SDG&E | MM Therms | Commercial | Com - Restaurant (Sit Down) | Lighting | No | Lighting - Occupancy Sensor | 0 | 0 | 0 | 0 | 0 | 0 | 0 | 0 | 0 | 0 | -0.0005504 | -0.0010916
SDG&E | MM Therms | Commercial | Com - Restaurant (Sit Down) | Lighting | No | Lighting - Plug-In Fixture (Compact Fluorescent) | -0.00083233 | -0.0016608 | -0.0024866 | -0.0033145 | -0.0041386 | -0.0041386 | -0.0041386 | -0.0041386 | -0.0041386 | -0.0041386 | -0.0041386 | -0.0041386
SDG&E | MM Therms | Commercial | Com - Restaurant (Sit Down) | Lighting | No | Lighting - Plug-In Fixture (Induction) | -0.00021389 | -0.00043059 | -0.00064928 | -0.00087282 | -0.0010991 | -0.0013246 | -0.0015456 | -0.001767 | -0.0019904 | -0.0022166 | -0.002447 | -0.0026809
SDG&E | MM Therms | Commercial | Com - Restaurant (Sit Down) | Lighting | No | Lighting - Plug-In Fixture (Linear Fluorescent) | -0.0018627 | -0.0038928 | -0.0060597 | -0.0083531 | -0.010736 | -0.010736 | -0.010736 | -0.010736 | -0.010736 | -0.010736 | -0.010736 | -0.010736
SDG&E | MM Therms | Commercial | Com - Restaurant (Sit Down) | Lighting | No | Lighting - Plug-In Fixture (PSMH with Electronic Ballast) | -0.000241 | -0.00049074 | -0.00073858 | -0.00098731 | -0.001235 | -0.0014787 | -0.0017153 | -0.001949 | -0.0021815 | -0.0024131 | -0.0026454 | -0.0028777
SDG&E | MM Therms | Commercial | Com - Restaurant (Sit Down) | Lighting | No | Lighting - Plug-In Fixture (PSMH) | -0.00023096 | -0.00047006 | -0.00070641 | -0.00094229 | -0.0011758 | -0.0014043 | -0.001625 | -0.0018417 | -0.002056 | -0.0022682 | -0.0024797 | -0.0026901
SDG&E | MM Therms | Commercial | Com - Restaurant (Sit Down) | SHW | Yes | SHW - EF Rated Storage Water Heater (Gas) - Emerging | 0 | 0 | 0 | 0.00016438 | 0.00052535 | 0.0011011 | 0.0018942 | 0.0029308 | 0.0042314 | 0.0058127 | 0.0076972 | 0.0098921
SDG&E | MM Therms | Commercial | Com - Restaurant (Sit Down) | SHW | Yes | SHW - ET Rated Storage Water Heater - Emerging | 0.00047067 | 0.0011842 | 0.0021662 | 0.0034499 | 0.005053 | 0.0069798 | 0.0092186 | 0.011802 | 0.014747 | 0.018062 | 0.021761 | 0.025838
SDG&E | MM Therms | Commercial | Com - Restaurant (Sit Down) | SHW | No | SHW - EF Rated Instantaneous Water Heater (Gas) | 0.00034229 | 0.00078627 | 0.0012683 | 0.0018398 | 0.002497 | 0.00323 | 0.0040239 | 0.0048887 | 0.0058266 | 0.0068355 | 0.0079173 | 0.0090643
SDG&E | MM Therms | Commercial | Com - Restaurant (Sit Down) | SHW | No | SHW - EF Rated Storage Water Heater (Gas) | 0.00021876 | 0.00049977 | 0.0007345 | 0.0010115 | 0.0013286 | 0.0016811 | 0.0020616 | 0.002475 | 0.0029221 | 0.003402 | 0.0039156 | 0.0044593
SDG&E | MM Therms | Commercial | Com - Restaurant (Sit Down) | SHW | No | SHW - ET Rated Instantaneous Water Heater | 0.00035317 | 0.00078789 | 0.001307 | 0.001917 | 0.0026143 | 0.0033888 | 0.0042247 | 0.0051322 | 0.0061138 | 0.0071673 | 0.0082949 | 0.0094893
SDG&E | MM Therms | Commercial | Com - Restaurant (Sit Down) | SHW | No | SHW - ET Rated Storage Water Heater | 0.00033606 | 0.00074856 | 0.0012401 | 0.0018168 | 0.0024753 | 0.0032058 | 0.0039934 | 0.0048478 | 0.0057714 | 0.0067619 | 0.0078216 | 0.0089435
SDG&E | MM Therms | Commercial | Com - Restaurant (Sit Down) | SHW | No | SHW - Pipe and Tank Insulation | 0.0049621 | 0.0099645 | 0.015825 | 0.022515 | 0.029911 | 0.037763 | 0.045765 | 0.053576 | 0.060869 | 0.067412 | 0.073083 | 0.077877
SDG&E | MM Therms | Commercial | Com - Restaurant (Sit Down) | Service | No | Service - Retro-Commissioning (Gas) | 0.0011803 | 0.0023263 | 0.0034928 | 0.0046421 | 0.0057357 | 0.00674 | 0.0076344 | 0.0084106 | 0.0090698 | 0.0096205 | 0.010074 | 0.0092697
SDG&E | MM Therms | Commercial | Com - Restaurant (Sit Down) | WholeBlg | No | WholeBlg - Com NC Level 2 | 7.5984e-05 | 0 | 0 | 0 | 0 | 0 | 0 | 0 | 0 | 0 | 0 | 0
SDG&E | MM Therms | Commercial | Com - Restaurant (Sit Down) | WholeBlg | No | WholeBlg - Com NC Level 3 | 3.3474e-05 | 3.3474e-05 | 3.3474e-05 | 3.3474e-05 | 3.3474e-05 | 3.3474e-05 | 3.3474e-05 | 0 | 0 | 0 | 0 | 0
SDG&E | MM Therms | Commercial | Com - Restaurant (Sit Down) | WholeBlg | No | WholeBlg - Com NC ZNE | 0.0001046 | 0.00027149 | 0.00062054 | 0.0011916 | 0.0020457 | 0.0031893 | 0.0045676 | 0.0062633 | 0.0083256 | 0.010783 | 0.01366 | 0.017004
SDG&E | MM Therms | Commercial | Com - Restaurant (Sit Down) | WholeBlg | No | WholeBlg - Com RET Level 1 | 0.0024997 | 0.0059392 | 0.010393 | 0.015946 | 0.02268 | 0.030682 | 0.040035 | 0.050824 | 0.063125 | 0.077009 | 0.092534 | 0.10725
SDG&E | MM Therms | Commercial | Com - Restaurant (Sit Down) | WholeBlg | No | WholeBlg - Com RET Level 2 | 0.00392 | 0.0092594 | 0.016137 | 0.024687 | 0.035045 | 0.047354 | 0.061756 | 0.078395 | 0.097402 | 0.1189 | 0.143 | 0.16977
SDG&E | MM Therms | Commercial | Com - Retail (Large Multi Level) | AppPlug | No | AppPlug - Occupancy Sensor Plug Strip | 0 | 0 | 0 | 0 | 0 | 0 | 0 | 0 | 0 | -0.0003765 | -0.00075307 | -0.0010714
SDG&E | MM Therms | Commercial | Com - Retail (Large Multi Level) | BldgEnv | No | BldgEnv - Wall Spray On Insulation | 0.015649 | 0.030516 | 0.04464 | 0.058058 | 0.070804 | 0.082913 | 0.094417 | 0.10535 | 0.11573 | 0.12559 | 0.13496 | 0.14386
SDG&E | MM Therms | Commercial | Com - Retail (Large Multi Level) | BldgEnv | No | BldgEnv - Window Film | -1.5089e-05 | -2.8668e-05 | -4.2562e-05 | -5.8264e-05 | -7.5597e-05 | -9.4127e-05 | -0.00011345 | -0.0001335 | -0.00015413 | -0.0001754 | -0.00019717 | -0.00020412
SDG&E | MM Therms | Commercial | Com - Retail (Large Multi Level) | FoodServ | No | FoodServ - Oven (Gas) | 0.0022092 | 0.004472 | 0.0067956 | 0.0092075 | 0.011699 | 0.014233 | 0.016771 | 0.01935 | 0.021981 | 0.024669 | 0.027428 | 0.030255
SDG&E | MM Therms | Commercial | Com - Retail (Large Multi Level) | HVAC | No | HVAC - AFUE Rated Boiler (High) | 0.0015116 | 0.0030388 | 0.0045833 | 0.0061535 | 0.0077474 | 0.009354 | 0.010962 | 0.012582 | 0.014216 | 0.015866 | 0.017536 | 0.019225
SDG&E | MM Therms | Commercial | Com - Retail (Large Multi Level) | HVAC | No | HVAC - AFUE Rated Boiler (Standard) | 0.00024248 | 0.00048821 | 0.00073735 | 0.00099089 | 0.001248 | 0.001507 | 0.0017661 | 0.002027 | 0.0022904 | 0.0025565 | 0.0028262 | 0.0030992
SDG&E | MM Therms | Commercial | Com - Retail (Large Multi Level) | HVAC | No | HVAC - Gas Furnace | 0.00020983 | 0.0004235 | 0.00064088 | 0.00086199 | 0.001087 | 0.0013157 | 0.0015479 | 0.0017829 | 0.0020205 | 0.0022608 | 0.0025037 | 0.0027493
SDG&E | MM Therms | Commercial | Com - Retail (Large Multi Level) | HVAC | No | HVAC - SEER Rated Package Rooftop AC (Recharge) | 2.0231e-06 | 3.8438e-06 | 5.4825e-06 | 6.9573e-06 | 8.2846e-06 | 9.4792e-06 | 1.0554e-05 | 1.1522e-05 | 1.2393e-05 | 1.3177e-05 | 1.3882e-05 | 1.2494e-05
SDG&E | MM Therms | Commercial | Com - Retail (Large Multi Level) | HVAC | No | HVAC - Thermostat | 0.017619 | 0.039736 | 0.060836 | 0.081145 | 0.10061 | 0.11908 | 0.13637 | 0.1528 | 0.16856 | 0.18371 | 0.19842 | 0.21268
SDG&E | MM Therms | Commercial | Com - Retail (Large Multi Level) | Lighting | Yes | Lighting - LED Fixture (Replacing T8) - Emerging | -6.063e-05 | -0.00014973 | -0.00028173 | -0.00047233 | -0.00073371 | -0.001077 | -0.0015048 | -0.0020399 | -0.0026953 | -0.0034839 | -0.0044244 | -0.0055197
SDG&E | MM Therms | Commercial | Com - Retail (Large Multi Level) | Lighting | Yes | Lighting - LED Lamp (Basic High - Indoor) - Emerging | -2.4124e-05 | -6.3553e-05 | -0.0001177 | -0.00018492 | -0.00026632 | -0.00027864 | -0.00025822 | -0.0002266 | -0.00018515 | -0.00011029 | -0.00013327 | -0.00016155
SDG&E | MM Therms | Commercial | Com - Retail (Large Multi Level) | Lighting | Yes | Lighting - LED Lamp (Basic Low - Indoor) - Emerging | -0.00013108 | -0.00031569 | -0.00054683 | -0.00082993 | -0.001167 | -0.0012262 | -0.0011355 | -0.0010373 | -0.00092899 | -0.00067767 | -0.00084887 | -0.001046
SDG&E | MM Therms | Commercial | Com - Retail (Large Multi Level) | Lighting | Yes | Lighting - LED Plug-In Indoor Fixture - Emerging | -0.00020969 | -0.0004722 | -0.00079563 | -0.0011891 | -0.0016567 | -0.0016873 | -0.0017211 | -0.00176 | -0.0018094 | -0.0018702 | -0.0019432 | -0.0020286
SDG&E | MM Therms | Commercial | Com - Retail (Large Multi Level) | Lighting | No | Lighting - Cold Cathode Lamp | -0.00049197 | -0.0010184 | -0.001576 | -0.0021643 | -0.0027783 | -0.0027783 | -0.0027783 | -0.0022863 | -0.0017599 | -0.0012023 | -0.00061394 | 0
SDG&E | MM Therms | Commercial | Com - Retail (Large Multi Level) | Lighting | No | Lighting - Compact Fluorescent Fixture (Indoor) | -0.0043201 | -0.0090369 | -0.01415 | -0.019676 | -0.02558 | -0.021259 | -0.016543 | -0.011429 | -0.0059036 | 0 | 0 | 0
SDG&E | MM Therms | Commercial | Com - Retail (Large Multi Level) | Lighting | No | Lighting - Compact Fluorescent Lamp (Basic High - Indoor) | -0.00080511 | -0.0017159 | -0.0027235 | -0.0038205 | -0.0049885 | -0.0041834 | -0.0032727 | -0.002265 | -0.001168 | 0 | 0 | 0
SDG&E | MM Therms | Commercial | Com - Retail (Large Multi Level) | Lighting | No | Lighting - Compact Fluorescent Lamp (Basic Low - Indoor) | -0.0034097 | -0.0070109 | -0.010781 | -0.014698 | -0.018716 | -0.015306 | -0.011705 | -0.0079347 | -0.0040178 | 0 | 0 | 0
SDG&E | MM Therms | Commercial | Com - Retail (Large Multi Level) | Lighting | No | Lighting - Halogen Lamp (A-Line) | -0.00048458 | -0.0011205 | -0.0014285 | -0.0017639 | -0.0021379 | -0.0011666 | 0 | 0 | 0 | 0 | 0 | 0
SDG&E | MM Therms | Commercial | Com - Retail (Large Multi Level) | Lighting | No | Lighting - Halogen Lamp (Reflector) | -0.00017805 | -0.00040558 | -0.00050267 | -0.00060082 | -0.00070345 | -0.00080722 | -0.00089974 | -0.00098116 | -0.0010564 | -0.0011249 | -0.0011961 | -0.0012634
SDG&E | MM Therms | Commercial | Com - Retail (Large Multi Level) | Lighting | No | Lighting - High Bay HID to T5 | -0.00028013 | -0.00059068 | -0.00092227 | -0.0012647 | -0.0016039 | -0.0022082 | -0.002816 | -0.0034183 | -0.0040072 | -0.0045715 | -0.005103 | -0.0055971
SDG&E | MM Therms | Commercial | Com - Retail (Large Multi Level) | Lighting | No | Lighting - Linear Fluorescent Delamping | -3.5818e-06 | -7.225e-06 | -1.1871e-05 | -1.7556e-05 | -2.4128e-05 | 0 | 0 | 0 | 0 | 0 | 0 | 0
SDG&E | MM Therms | Commercial | Com - Retail (Large Multi Level) | Lighting | No | Lighting - Linear Fluorescent Fixture (Low Wattage T8) | -0.00039416 | -0.00083924 | -0.0013314 | -0.0018699 | -0.0024445 | -0.0030414 | -0.0036454 | -0.0042605 | -0.0048859 | -0.0055177 | -0.006155 | -0.0067926
SDG&E | MM Therms | Commercial | Com - Retail (Large Multi Level) | Lighting | No | Lighting - Low Bay HID to T5 | 0 | 0 | 0 | 0 | -3.0652e-05 | -8.9701e-05 | -0.0001459 | -0.00020045 | -0.00025381 | -0.00032013 | -0.00039883 | -0.00047552
SDG&E | MM Therms | Commercial | Com - Retail (Large Multi Level) | Lighting | No | Lighting - Plug-In Fixture (Compact Fluorescent) | -0.0037231 | -0.0074241 | -0.011109 | -0.014803 | -0.018475 | -0.018475 | -0.018475 | -0.018475 | -0.018475 | -0.018475 | -0.018475 | -0.018475
SDG&E | MM Therms | Commercial | Com - Retail (Large Multi Level) | Lighting | No | Lighting - Plug-In Fixture (Induction) | 0 | 0 | -0.0002014 | -0.00044271 | -0.00070982 | -0.00099034 | -0.0012732 | -0.0015617 | -0.0018565 | -0.0021573 | -0.0024659 | -0.0027808
SDG&E | MM Therms | Commercial | Com - Retail (Large Multi Level) | Lighting | No | Lighting - Plug-In Fixture (Linear Fluorescent) | -0.0044258 | -0.0092557 | -0.014415 | -0.019878 | -0.025552 | -0.025552 | -0.025552 | -0.025552 | -0.025552 | -0.025552 | -0.025552 | -0.025552
SDG&E | MM Therms | Commercial | Com - Retail (Large Multi Level) | Lighting | No | Lighting - Plug-In Fixture (PSMH with Electronic Ballast) | -0.00046898 | -0.00095525 | -0.0014009 | -0.0018222 | -0.0022255 | -0.0026121 | -0.002981 | -0.0033419 | -0.0036987 | -0.0040531 | -0.0044076 | -0.0047616
SDG&E | MM Therms | Commercial | Com - Retail (Large Multi Level) | Lighting | No | Lighting - Plug-In Fixture (PSMH) | -0.00048609 | -0.00098941 | -0.0014511 | -0.0018847 | -0.0022946 | -0.0026834 | -0.0030511 | -0.0034072 | -0.0037561 | -0.0040993 | -0.0044395 | -0.0047764
SDG&E | MM Therms | Commercial | Com - Retail (Large Multi Level) | SHW | Yes | SHW - EF Rated Storage Water Heater (Gas) - Emerging | 0 | 0 | 0 | 0.00034002 | 0.0010685 | 0.002212 | 0.0037715 | 0.0057944 | 0.0083196 | 0.011376 | 0.015013 | 0.019234
SDG&E | MM Therms | Commercial | Com - Retail (Large Multi Level) | SHW | Yes | SHW - ET Rated Storage Water Heater - Emerging | 9.4449e-05 | 0.00023863 | 0.00043743 | 0.0006965 | 0.0010182 | 0.001403 | 0.0018487 | 0.0023601 | 0.0029399 | 0.003589 | 0.0043097 | 0.0050998
SDG&E | MM Therms | Commercial | Com - Retail (Large Multi Level) | SHW | No | SHW - EF Rated Instantaneous Water Heater (Gas) | 8.2155e-05 | 0.00018827 | 0.00030315 | 0.0004384 | 0.00059298 | 0.00076464 | 0.00094986 | 0.0011509 | 0.0013683 | 0.0016014 | 0.0018509 | 0.0021148
SDG&E | MM Therms | Commercial | Com - Retail (Large Multi Level) | SHW | No | SHW - EF Rated Storage Water Heater (Gas) | 4.8869e-05 | 0.00011187 | 0.00016465 | 0.00022673 | 0.00029763 | 0.00037631 | 0.00046116 | 0.00055321 | 0.00065268 | 0.00075931 | 0.00087342 | 0.00099405
SDG&E | MM Therms | Commercial | Com - Retail (Large Multi Level) | SHW | No | SHW - ET Rated Instantaneous Water Heater | 0 | 0 | 0 | 0 | 0.00010311 | 0.00028181 | 0.00047586 | 0.00068761 | 0.00091755 | 0.0011651 | 0.0014313 | 0.001714
SDG&E | MM Therms | Commercial | Com - Retail (Large Multi Level) | SHW | No | SHW - Pipe and Tank Insulation | 0.022548 | 0.045279 | 0.071908 | 0.10231 | 0.13592 | 0.1716 | 0.20796 | 0.24345 | 0.27659 | 0.30632 | 0.33209 | 0.35387
SDG&E | MM Therms | Commercial | Com - Retail (Large Multi Level) | Service | No | Service - Retro-Commissioning (Gas) | 0.0053631 | 0.010571 | 0.015871 | 0.021094 | 0.026063 | 0.030626 | 0.034691 | 0.038218 | 0.041213 | 0.043716 | 0.045778 | 0.042121
SDG&E | MM Therms | Commercial | Com - Retail (Large Multi Level) | WholeBlg | No | WholeBlg - Com NC Level 2 | 0.00034018 | 0 | 0 | 0 | 0 | 0 | 0 | 0 | 0 | 0 | 0 | 0
SDG&E | MM Therms | Commercial | Com - Retail (Large Multi Level) | WholeBlg | No | WholeBlg - Com NC Level 3 | 0.00015563 | 0.00015563 | 0.00015563 | 0.00015563 | 0.00015563 | 0.00015563 | 0.00015563 | 0 | 0 | 0 | 0 | 0
SDG&E | MM Therms | Commercial | Com - Retail (Large Multi Level) | WholeBlg | No | WholeBlg - Com NC ZNE | -4.2923e-06 | -4.2923e-06 | -4.2923e-06 | -4.2923e-06 | -3.0083e-05 | -7.79e-05 | -0.00014668 | -0.00024309 | -0.00037035 | -0.00052956 | -0.00052634 | -0.00052634
SDG&E | MM Therms | Commercial | Com - Retail (Large Multi Level) | WholeBlg | No | WholeBlg - Com RET Level 1 | 0.00034365 | 0.00081887 | 0.0014358 | 0.0022051 | 0.0031374 | 0.0042441 | 0.0055361 | 0.0070241 | 0.0087179 | 0.010627 | 0.012758 | 0.015117
SDG&E | MM Therms | Commercial | Com - Retail (Large Multi Level) | WholeBlg | No | WholeBlg - Com RET Level 2 | 0.0040676 | 0.0096079 | 0.016737 | 0.02559 | 0.036299 | 0.049007 | 0.06385 | 0.080972 | 0.1005 | 0.12256 | 0.14725 | 0.17466
SDG&E | MM Therms | Commercial | Com - Retail (Large Single Level) | AppPlug | No | AppPlug - Occupancy Sensor Plug Strip | 0 | 0 | 0 | 0 | 0 | 0 | 0 | 0 | 0 | -0.0003765 | -0.00075307 | -0.0010714
SDG&E | MM Therms | Commercial | Com - Retail (Large Single Level) | BldgEnv | No | BldgEnv - Wall Spray On Insulation | 0.015649 | 0.030516 | 0.04464 | 0.058058 | 0.070804 | 0.082913 | 0.094417 | 0.10535 | 0.11573 | 0.12559 | 0.13496 | 0.14386
SDG&E | MM Therms | Commercial | Com - Retail (Large Single Level) | BldgEnv | No | BldgEnv - Window Film | -2.3405e-05 | -4.4469e-05 | -6.6025e-05 | -9.0388e-05 | -0.00011728 | -0.00014603 | -0.00017601 | -0.00020713 | -0.00023915 | -0.00027216 | -0.00030595 | -0.00031676
SDG&E | MM Therms | Commercial | Com - Retail (Large Single Level) | FoodServ | No | FoodServ - Oven (Gas) | 0.0022092 | 0.004472 | 0.0067956 | 0.0092075 | 0.011699 | 0.014233 | 0.016771 | 0.01935 | 0.021981 | 0.024669 | 0.027428 | 0.030255
SDG&E | MM Therms | Commercial | Com - Retail (Large Single Level) | HVAC | No | HVAC - Gas Furnace | 0.00020983 | 0.0004235 | 0.00064088 | 0.00086199 | 0.001087 | 0.0013157 | 0.0015479 | 0.0017829 | 0.0020205 | 0.0022608 | 0.0025037 | 0.0027493
SDG&E | MM Therms | Commercial | Com - Retail (Large Single Level) | HVAC | No | HVAC - Repair Duct System | 0 | 0 | 0 | 0 | 0 | 0 | 0 | 0 | 0 | 0 | 0 | 4.7995e-06
SDG&E | MM Therms | Commercial | Com - Retail (Large Single Level) | HVAC | No | HVAC - SEER Rated Package Rooftop AC (Recharge) | 5.2473e-06 | 9.9699e-06 | 1.422e-05 | 1.8046e-05 | 2.1488e-05 | 2.4587e-05 | 2.7376e-05 | 2.9885e-05 | 3.2144e-05 | 3.4177e-05 | 3.6007e-05 | 3.2406e-05
SDG&E | MM Therms | Commercial | Com - Retail (Large Single Level) | HVAC | No | HVAC - Thermostat | 0.02136 | 0.048173 | 0.073755 | 0.098377 | 0.12197 | 0.14437 | 0.16532 | 0.18525 | 0.20434 | 0.2227 | 0.24054 | 0.25783
SDG&E | MM Therms | Commercial | Com - Retail (Large Single Level) | Lighting | Yes | Lighting - LED Fixture (Replacing T8) - Emerging | -0.0001991 | -0.00048947 | -0.00091106 | -0.0015082 | -0.002312 | -0.0033488 | -0.0046202 | -0.0061853 | -0.008079 | -0.010334 | -0.012998 | -0.016074
SDG&E | MM Therms | Commercial | Com - Retail (Large Single Level) | Lighting | Yes | Lighting - LED Lamp (Basic High - Indoor) - Emerging | -4.431e-05 | -0.00011641 | -0.00021322 | -0.00033289 | -0.00047708 | -0.00049877 | -0.00046041 | -0.00040325 | -0.00032881 | -0.00019402 | -0.00023348 | -0.00028214
SDG&E | MM Therms | Commercial | Com - Retail (Large Single Level) | Lighting | Yes | Lighting - LED Lamp (Basic Low - Indoor) - Emerging | -0.00023462 | -0.00056086 | -0.00096794 | -0.0014642 | -0.0020525 | -0.0021554 | -0.0019929 | -0.0018175 | -0.0016252 | -0.0011787 | -0.0014739 | -0.0018133
SDG&E | MM Therms | Commercial | Com - Retail (Large Single Level) | Lighting | Yes | Lighting - LED Plug-In Indoor Fixture - Emerging | -0.0002428 | -0.0005466 | -0.00092077 | -0.0013757 | -0.0019165 | -0.0019518 | -0.0019909 | -0.002036 | -0.0020934 | -0.0021641 | -0.002249 | -0.0023485
SDG&E | MM Therms | Commercial | Com - Retail (Large Single Level) | Lighting | No | Lighting - Cold Cathode Lamp | -0.00025284 | -0.00052471 | -0.00081368 | -0.0011193 | -0.0014387 | -0.0014387 | -0.0014387 | -0.0011858 | -0.00091397 | -0.000625 | -0.00031943 | 0
SDG&E | MM Therms | Commercial | Com - Retail (Large Single Level) | Lighting | No | Lighting - Compact Fluorescent Fixture (Indoor) | -0.0074936 | -0.01568 | -0.024562 | -0.034166 | -0.044434 | -0.036941 | -0.028754 | -0.019872 | -0.010269 | 0 | 0 | 0
SDG&E | MM Therms | Commercial | Com - Retail (Large Single Level) | Lighting | No | Lighting - Compact Fluorescent Lamp (Basic High - Indoor) | -0.0014059 | -0.0029931 | -0.0047477 | -0.006656 | -0.0086868 | -0.0072809 | -0.0056938 | -0.0039391 | -0.0020308 | 0 | 0 | 0
SDG&E | MM Therms | Commercial | Com - Retail (Large Single Level) | Lighting | No | Lighting - Compact Fluorescent Lamp (Basic Low - Indoor) | -0.0059443 | -0.012219 | -0.018786 | -0.025605 | -0.032599 | -0.026654 | -0.02038 | -0.013813 | -0.0069939 | 0 | 0 | 0
SDG&E | MM Therms | Commercial | Com - Retail (Large Single Level) | Lighting | No | Lighting - Halogen Lamp (A-Line) | -0.00023615 | -0.00054607 | -0.00069629 | -0.00085983 | -0.0010422 | -0.00056876 | 0 | 0 | 0 | 0 | 0 | 0
SDG&E | MM Therms | Commercial | Com - Retail (Large Single Level) | Lighting | No | Lighting - Halogen Lamp (Reflector) | -8.6732e-05 | -0.0001976 | -0.00024497 | -0.00029288 | -0.00034298 | -0.00039384 | -0.00043919 | -0.00047905 | -0.00051592 | -0.00054959 | -0.0005845 | -0.00061742
SDG&E | MM Therms | Commercial | Com - Retail (Large Single Level) | Lighting | No | Lighting - High Bay HID to T5 | -0.00073314 | -0.0015457 | -0.0024149 | -0.0033135 | -0.0042043 | -0.0057887 | -0.0073812 | -0.0089604 | -0.010505 | -0.011985 | -0.013378 | -0.014674
SDG&E | MM Therms | Commercial | Com - Retail (Large Single Level) | Lighting | No | Lighting - Linear Fluorescent Delamping | -1.5507e-05 | -3.1278e-05 | -5.1405e-05 | -7.604e-05 | -0.00010452 | 0 | 0 | 0 | 0 | 0 | 0 | 0
SDG&E | MM Therms | Commercial | Com - Retail (Large Single Level) | Lighting | No | Lighting - Linear Fluorescent Fixture (Low Wattage T8) | -0.0010521 | -0.0022349 | -0.0035375 | -0.0049576 | -0.0064679 | -0.008032 | -0.0096099 | -0.011213 | -0.012838 | -0.014475 | -0.016123 | -0.017767
SDG&E | MM Therms | Commercial | Com - Retail (Large Single Level) | Lighting | No | Lighting - Low Bay HID to T5 | -0.00013193 | -0.00030176 | -0.00046848 | -0.00063361 | -0.00079568 | -0.0010126 | -0.0012388 | -0.0014589 | -0.0016751 | -0.001887 | -0.002095 | -0.0022974
SDG&E | MM Therms | Commercial | Com - Retail (Large Single Level) | Lighting | No | Lighting - Plug-In Fixture (Compact Fluorescent) | -0.0043411 | -0.0086588 | -0.01296 | -0.017273 | -0.021563 | -0.021563 | -0.021563 | -0.021563 | -0.021563 | -0.021563 | -0.021563 | -0.021563
SDG&E | MM Therms | Commercial | Com - Retail (Large Single Level) | Lighting | No | Lighting - Plug-In Fixture (Induction) | 0 | 0 | -0.00029936 | -0.00089125 | -0.0015687 | -0.0022942 | -0.0030336 | -0.0037917 | -0.0045685 | -0.0053625 | -0.0061779 | -0.0070104
SDG&E | MM Therms | Commercial | Com - Retail (Large Single Level) | Lighting | No | Lighting - Plug-In Fixture (Linear Fluorescent) | -0.0071882 | -0.015032 | -0.023408 | -0.032278 | -0.04149 | -0.04149 | -0.04149 | -0.04149 | -0.04149 | -0.04149 | -0.04149 | -0.04149
SDG&E | MM Therms | Commercial | Com - Retail (Large Single Level) | Lighting | No | Lighting - Plug-In Fixture (PSMH with Electronic Ballast) | -0.0012469 | -0.0025407 | -0.0037714 | -0.0049292 | -0.0060255 | -0.0070676 | -0.0080566 | -0.009021 | -0.009973 | -0.010917 | -0.011862 | -0.012804
SDG&E | MM Therms | Commercial | Com - Retail (Large Single Level) | Lighting | No | Lighting - Plug-In Fixture (PSMH) | -0.001294 | -0.002635 | -0.0039102 | -0.0051029 | -0.0062191 | -0.007269 | -0.0082563 | -0.0092098 | -0.010142 | -0.011058 | -0.011966 | -0.012864
SDG&E | MM Therms | Commercial | Com - Retail (Large Single Level) | SHW | Yes | SHW - EF Rated Storage Water Heater (Gas) - Emerging | 0 | 0 | 0 | 0.0003423 | 0.0010751 | 0.0022249 | 0.0037923 | 0.0058251 | 0.008362 | 0.011433 | 0.015087 | 0.019328
SDG&E | MM Therms | Commercial | Com - Retail (Large Single Level) | SHW | Yes | SHW - ET Rated Storage Water Heater - Emerging | 6.718e-05 | 0.00017055 | 0.00031373 | 0.00050076 | 0.0007339 | 0.0010141 | 0.0013406 | 0.0017165 | 0.0021432 | 0.002621 | 0.0031508 | 0.0037315
SDG&E | MM Therms | Commercial | Com - Retail (Large Single Level) | SHW | No | SHW - EF Rated Instantaneous Water Heater (Gas) | 6.3524e-05 | 0.00014556 | 0.00023435 | 0.00033886 | 0.00045828 | 0.00059085 | 0.00073385 | 0.00088905 | 0.0010568 | 0.0012367 | 0.0014293 | 0.0016329
SDG&E | MM Therms | Commercial | Com - Retail (Large Single Level) | SHW | No | SHW - EF Rated Storage Water Heater (Gas) | 3.5329e-05 | 8.088e-05 | 0.00011904 | 0.00016392 | 0.00021517 | 0.00027203 | 0.00033335 | 0.00039986 | 0.00047172 | 0.00054877 | 0.00063122 | 0.00071839
SDG&E | MM Therms | Commercial | Com - Retail (Large Single Level) | SHW | No | SHW - ET Rated Instantaneous Water Heater | 0 | 0 | 0 | 0 | 0 | 0 | 0 | 0 | 0 | 0.00018063 | 0.0003755 | 0.00058303
SDG&E | MM Therms | Commercial | Com - Retail (Large Single Level) | SHW | No | SHW - Pipe and Tank Insulation | 0.022548 | 0.045279 | 0.071908 | 0.10231 | 0.13592 | 0.1716 | 0.20796 | 0.24345 | 0.27659 | 0.30632 | 0.33209 | 0.35387
SDG&E | MM Therms | Commercial | Com - Retail (Large Single Level) | Service | No | Service - Retro-Commissioning (Gas) | 0.0053631 | 0.010571 | 0.015871 | 0.021094 | 0.026063 | 0.030626 | 0.034691 | 0.038218 | 0.041213 | 0.043716 | 0.045778 | 0.042121
SDG&E | MM Therms | Commercial | Com - Retail (Large Single Level) | WholeBlg | No | WholeBlg - Com NC Level 2 | 0.00034018 | 0 | 0 | 0 | 0 | 0 | 0 | 0 | 0 | 0 | 0 | 0
SDG&E | MM Therms | Commercial | Com - Retail (Large Single Level) | WholeBlg | No | WholeBlg - Com NC Level 3 | 0.00015563 | 0.00015563 | 0.00015563 | 0.00015563 | 0.00015563 | 0.00015563 | 0.00015563 | 0 | 0 | 0 | 0 | 0
SDG&E | MM Therms | Commercial | Com - Retail (Large Single Level) | WholeBlg | No | WholeBlg - Com NC ZNE | -4.2923e-06 | -4.2923e-06 | -4.2923e-06 | -4.2923e-06 | -3.0083e-05 | -7.79e-05 | -0.00014668 | -0.00024309 | -0.00037035 | -0.00052956 | -0.00052634 | -0.00052634
SDG&E | MM Therms | Commercial | Com - Retail (Large Single Level) | WholeBlg | No | WholeBlg - Com RET Level 1 | 0.00036559 | 0.00087215 | 0.0015308 | 0.0023532 | 0.003351 | 0.0045367 | 0.0059223 | 0.0075195 | 0.0093393 | 0.011392 | 0.013685 | 0.016226
SDG&E | MM Therms | Commercial | Com - Retail (Large Single Level) | WholeBlg | No | WholeBlg - Com RET Level 2 | 0.0038099 | 0.0089972 | 0.015668 | 0.023944 | 0.033945 | 0.0458 | 0.059632 | 0.075569 | 0.093727 | 0.11421 | 0.13712 | 0.16252
SDG&E | MM Therms | Commercial | Com - Retail (Small) | AppPlug | No | AppPlug - Occupancy Sensor Plug Strip | 0 | 0 | 0 | 0 | 0 | 0 | 0 | 0 | 0 | -0.0003765 | -0.00075307 | -0.0010714
SDG&E | MM Therms | Commercial | Com - Retail (Small) | BldgEnv | No | BldgEnv - Wall Spray On Insulation | 0.01538 | 0.02999 | 0.04387 | 0.057056 | 0.069583 | 0.081483 | 0.092789 | 0.10353 | 0.11373 | 0.12342 | 0.13263 | 0.14138
SDG&E | MM Therms | Commercial | Com - Retail (Small) | BldgEnv | No | BldgEnv - Window Film | -2.1115e-05 | -4.0119e-05 | -5.9088e-05 | -8.017e-05 | -0.00010313 | -0.00012741 | -0.00015246 | -0.00017823 | -0.00020448 | -0.0002313 | -0.0002585 | -0.00026468
SDG&E | MM Therms | Commercial | Com - Retail (Small) | HVAC | No | HVAC - Gas Furnace | 0.00031982 | 0.00064547 | 0.00097673 | 0.0013136 | 0.0016562 | 0.0020044 | 0.0023577 | 0.0027153 | 0.0030768 | 0.0034422 | 0.0038114 | 0.0041848
SDG&E | MM Therms | Commercial | Com - Retail (Small) | HVAC | No | HVAC - SEER Rated Package Rooftop AC (Recharge) | 6.757e-06 | 1.2838e-05 | 1.8311e-05 | 2.3237e-05 | 2.767e-05 | 3.166e-05 | 3.5251e-05 | 3.8483e-05 | 4.1392e-05 | 4.401e-05 | 4.6366e-05 | 4.1729e-05
SDG&E | MM Therms | Commercial | Com - Retail (Small) | HVAC | No | HVAC - Thermostat | 0.022179 | 0.05002 | 0.076584 | 0.10215 | 0.12666 | 0.14992 | 0.17169 | 0.19239 | 0.21222 | 0.2313 | 0.24984 | 0.26782
SDG&E | MM Therms | Commercial | Com - Retail (Small) | Lighting | Yes | Lighting - LED Fixture (Replacing T8) - Emerging | -7.9592e-05 | -0.00019676 | -0.00037073 | -0.00062236 | -0.00096808 | -0.0014231 | -0.0019918 | -0.0027043 | -0.003578 | -0.0046306 | -0.0058866 | -0.0073505
SDG&E | MM Therms | Commercial | Com - Retail (Small) | Lighting | Yes | Lighting - LED Lamp (Basic High - Indoor) - Emerging | -3.1005e-05 | -8.1612e-05 | -0.00015039 | -0.00023537 | -0.00033785 | -0.0003533 | -0.00032666 | -0.00028616 | -0.00023342 | -0.00013828 | -0.00016688 | -0.00020224
SDG&E | MM Therms | Commercial | Com - Retail (Small) | Lighting | Yes | Lighting - LED Lamp (Basic Low - Indoor) - Emerging | -0.00016681 | -0.0003999 | -0.00069018 | -0.0010437 | -0.0014626 | -0.0015359 | -0.0014197 | -0.0012956 | -0.0011609 | -0.00084671 | -0.0010615 | -0.0013091
SDG&E | MM Therms | Commercial | Com - Retail (Small) | Lighting | Yes | Lighting - LED Plug-In Indoor Fixture - Emerging | -0.00016227 | -0.00037489 | -0.00065373 | -0.0010138 | -0.0014643 | -0.0014949 | -0.0015293 | -0.0015685 | -0.0016151 | -0.0016699 | -0.0017341 | -0.0018077
SDG&E | MM Therms | Commercial | Com - Retail (Small) | Lighting | No | Lighting - Cold Cathode Lamp | -0.00020098 | -0.00041671 | -0.00064569 | -0.00088762 | -0.0011403 | -0.0011403 | -0.0011403 | -0.00093935 | -0.00072363 | -0.00049464 | -0.00025271 | 0
SDG&E | MM Therms | Commercial | Com - Retail (Small) | Lighting | No | Lighting - Compact Fluorescent Fixture (Indoor) | -0.0054393 | -0.011368 | -0.017791 | -0.024727 | -0.032142 | -0.026703 | -0.020774 | -0.014352 | -0.0074148 | 0 | 0 | 0
SDG&E | MM Therms | Commercial | Com - Retail (Small) | Lighting | No | Lighting - Compact Fluorescent Lamp (Basic High - Indoor) | -0.0010159 | -0.0021652 | -0.0034373 | -0.0048222 | -0.0062975 | -0.0052816 | -0.0041324 | -0.0028602 | -0.0014753 | 0 | 0 | 0
SDG&E | MM Therms | Commercial | Com - Retail (Small) | Lighting | No | Lighting - Compact Fluorescent Lamp (Basic Low - Indoor) | -0.0043002 | -0.0088452 | -0.013607 | -0.018555 | -0.023636 | -0.019335 | -0.01479 | -0.010029 | -0.0050801 | 0 | 0 | 0
SDG&E | MM Therms | Commercial | Com - Retail (Small) | Lighting | No | Lighting - Halogen Lamp (A-Line) | -0.00019617 | -0.00045364 | -0.00057845 | -0.00071432 | -0.00086586 | -0.00047252 | 0 | 0 | 0 | 0 | 0 | 0
SDG&E | MM Therms | Commercial | Com - Retail (Small) | Lighting | No | Lighting - Halogen Lamp (Reflector) | -7.2046e-05 | -0.00016415 | -0.0002035 | -0.00024331 | -0.00028495 | -0.00032723 | -0.00036494 | -0.00039808 | -0.00042873 | -0.00045675 | -0.00048577 | -0.00051313
SDG&E | MM Therms | Commercial | Com - Retail (Small) | Lighting | No | Lighting - High Bay HID to T5 | -0.00038273 | -0.00080482 | -0.001255 | -0.0017191 | -0.0021782 | -0.002999 | -0.0038222 | -0.004637 | -0.0054323 | -0.006193 | -0.0069082 | -0.0075716
SDG&E | MM Therms | Commercial | Com - Retail (Small) | Lighting | No | Lighting - Linear Fluorescent Delamping | -6.8155e-06 | -1.3748e-05 | -2.2589e-05 | -3.3405e-05 | -4.5909e-05 | 0 | 0 | 0 | 0 | 0 | 0 | 0
SDG&E | MM Therms | Commercial | Com - Retail (Small) | Lighting | No | Lighting - Linear Fluorescent Fixture (Low Wattage T8) | -0.00052899 | -0.0011268 | -0.0017884 | -0.0025127 | -0.0032862 | -0.0040906 | -0.0049057 | -0.0057367 | -0.0065823 | -0.0074371 | -0.0082998 | -0.0091633
SDG&E | MM Therms | Commercial | Com - Retail (Small) | Lighting | No | Lighting - Low Bay HID to T5 | 0 | 0 | 0 | 0 | 0 | -7.888e-05 | -0.00015392 | -0.0002267 | -0.00029783 | -0.00036753 | -0.00047236 | -0.00057442
SDG&E | MM Therms | Commercial | Com - Retail (Small) | Lighting | No | Lighting - Plug-In Fixture (Compact Fluorescent) | -0.0027108 | -0.0053637 | -0.0079723 | -0.010578 | -0.013136 | -0.013136 | -0.013136 | -0.013136 | -0.013136 | -0.013136 | -0.013136 | -0.013136
SDG&E | MM Therms | Commercial | Com - Retail (Small) | Lighting | No | Lighting - Plug-In Fixture (Induction) | 0 | 0 | -7.173e-05 | -0.00015869 | -0.00025528 | -0.00035711 | -0.00046024 | -0.00056569 | -0.00067362 | -0.00078391 | -0.00089715 | -0.0010128
SDG&E | MM Therms | Commercial | Com - Retail (Small) | Lighting | No | Lighting - Plug-In Fixture (Linear Fluorescent) | -0.0032354 | -0.0067448 | -0.01048 | -0.014425 | -0.01852 | -0.01852 | -0.01852 | -0.01852 | -0.01852 | -0.01852 | -0.01852 | -0.01852
SDG&E | MM Therms | Commercial | Com - Retail (Small) | Lighting | No | Lighting - Plug-In Fixture (PSMH with Electronic Ballast) | -0.00044233 | -0.00090589 | -0.0013274 | -0.0017216 | -0.0020965 | -0.0024528 | -0.0027886 | -0.0031153 | -0.0034374 | -0.0037566 | -0.004076 | -0.0043947
SDG&E | MM Therms | Commercial | Com - Retail (Small) | Lighting | No | Lighting - Plug-In Fixture (PSMH) | -0.00046035 | -0.00094197 | -0.0013795 | -0.0017888 | -0.0021732 | -0.0025344 | -0.0028716 | -0.0031962 | -0.0035131 | -0.003824 | -0.0041321 | -0.0044367
SDG&E | MM Therms | Commercial | Com - Retail (Small) | SHW | Yes | SHW - EF Rated Storage Water Heater (Gas) - Emerging | 0 | 0 | 0 | 0.00034779 | 0.0010906 | 0.0022541 | 0.0038386 | 0.0058918 | 0.008453 | 0.011551 | 0.015235 | 0.01951
SDG&E | MM Therms | Commercial | Com - Retail (Small) | SHW | Yes | SHW - ET Rated Storage Water Heater - Emerging | 7.0557e-05 | 0.0001777 | 0.0003248 | 0.00051591 | 0.00075286 | 0.0010359 | 0.001363 | 0.001738 | 0.0021628 | 0.002638 | 0.003165 | 0.0037418
SDG&E | MM Therms | Commercial | Com - Retail (Small) | SHW | No | SHW - EF Rated Instantaneous Water Heater (Gas) | 5.5074e-05 | 0.0001262 | 0.00020317 | 0.00029373 | 0.00039718 | 0.00051202 | 0.00063589 | 0.00077031 | 0.0009156 | 0.0010714 | 0.0012381 | 0.0014143
SDG&E | MM Therms | Commercial | Com - Retail (Small) | SHW | No | SHW - EF Rated Storage Water Heater (Gas) | 3.6473e-05 | 8.3517e-05 | 0.00012294 | 0.00016929 | 0.00022222 | 0.00028094 | 0.00034427 | 0.00041297 | 0.0004872 | 0.00056676 | 0.0006519 | 0.0007419
SDG&E | MM Therms | Commercial | Com - Retail (Small) | SHW | No | SHW - ET Rated Instantaneous Water Heater | 0 | 4.6416e-05 | 0.00013464 | 0.00023883 | 0.00035837 | 0.00049158 | 0.0006358 | 0.0007928 | 0.00096306 | 0.0011463 | 0.001343 | 0.0015518
SDG&E | MM Therms | Commercial | Com - Retail (Small) | SHW | No | SHW - ET Rated Storage Water Heater | 0 | 0 | 0 | 0 | 0 | 0 | 0 | 0 | 0 | 0 | 0.00010874 | 0.0002722
SDG&E | MM Therms | Commercial | Com - Retail (Small) | SHW | No | SHW - Pipe and Tank Insulation | 0.022548 | 0.045279 | 0.071908 | 0.10231 | 0.13592 | 0.1716 | 0.20796 | 0.24345 | 0.27659 | 0.30632 | 0.33209 | 0.35387
SDG&E | MM Therms | Commercial | Com - Retail (Small) | Service | No | Service - Retro-Commissioning (Gas) | 0.0053631 | 0.010571 | 0.015871 | 0.021094 | 0.026063 | 0.030626 | 0.034691 | 0.038218 | 0.041213 | 0.043716 | 0.045778 | 0.042121
SDG&E | MM Therms | Commercial | Com - Retail (Small) | WholeBlg | No | WholeBlg - Com NC Level 2 | 0.00034018 | 0 | 0 | 0 | 0 | 0 | 0 | 0 | 0 | 0 | 0 | 0
SDG&E | MM Therms | Commercial | Com - Retail (Small) | WholeBlg | No | WholeBlg - Com NC Level 3 | 0.00015563 | 0.00015563 | 0.00015563 | 0.00015563 | 0.00015563 | 0.00015563 | 0.00015563 | 0 | 0 | 0 | 0 | 0
SDG&E | MM Therms | Commercial | Com - Retail (Small) | WholeBlg | No | WholeBlg - Com NC ZNE | -4.2923e-06 | -4.2923e-06 | -4.2923e-06 | -4.2923e-06 | -3.0083e-05 | -7.79e-05 | -0.00014668 | -0.00024309 | -0.00037035 | -0.00052956 | -0.00052634 | -0.00052634
SDG&E | MM Therms | Commercial | Com - Retail (Small) | WholeBlg | No | WholeBlg - Com RET Level 1 | 0.00022943 | 0.00054763 | 0.00096169 | 0.001479 | 0.002107 | 0.0028535 | 0.0037262 | 0.0047325 | 0.0058793 | 0.0071731 | 0.0086189 | 0.010221
SDG&E | MM Therms | Commercial | Com - Retail (Small) | WholeBlg | No | WholeBlg - Com RET Level 2 | 0.0035565 | 0.0083999 | 0.014629 | 0.022357 | 0.031698 | 0.04277 | 0.055687 | 0.07057 | 0.087523 | 0.10665 | 0.12803 | 0.15175
SDG&E | MM Therms | Commercial | Com - Storage (Conditioned) | AppPlug | No | AppPlug - Occupancy Sensor Plug Strip | 0 | 0 | 0 | 0 | 0 | 0 | 0 | 0 | 0 | -0.00015391 | -0.00030777 | -0.00043782
SDG&E | MM Therms | Commercial | Com - Storage (Conditioned) | BldgEnv | No | BldgEnv - Wall Spray On Insulation | 0.0075739 | 0.014769 | 0.021604 | 0.028098 | 0.034267 | 0.040128 | 0.045695 | 0.050984 | 0.056009 | 0.060782 | 0.065317 | 0.069625
SDG&E | MM Therms | Commercial | Com - Storage (Conditioned) | BldgEnv | No | BldgEnv - Window Film | 0 | 0 | 0 | 0 | 0 | 0 | 0 | 0 | 0 | -9.0108e-07 | -2.8218e-06 | -5.4648e-06
SDG&E | MM Therms | Commercial | Com - Storage (Conditioned) | HVAC | No | HVAC - Gas Furnace | 0.00011507 | 0.00023224 | 0.00035144 | 0.00047267 | 0.000596 | 0.00072137 | 0.00084858 | 0.00097734 | 0.0011076 | 0.0012392 | 0.0013722 | 0.0015067
SDG&E | MM Therms | Commercial | Com - Storage (Conditioned) | Lighting | Yes | Lighting - LED Fixture (Replacing T8) - Emerging | -1.9694e-05 | -6.9006e-05 | -0.00015716 | -0.00029481 | -0.00048964 | -0.00074844 | -0.0010713 | -0.0014757 | -0.0019709 | -0.0025674 | -0.0032794 | -0.0041255
SDG&E | MM Therms | Commercial | Com - Storage (Conditioned) | Lighting | Yes | Lighting - LED Lamp (Basic High - Indoor) - Emerging | -7.3849e-07 | -1.7852e-06 | -3.2418e-06 | -4.9351e-06 | -6.8441e-06 | -7.1172e-06 | -6.526e-06 | -5.759e-06 | -4.9538e-06 | -3.3787e-06 | -4.2203e-06 | -5.15e-06
SDG&E | MM Therms | Commercial | Com - Storage (Conditioned) | Lighting | Yes | Lighting - LED Lamp (Basic Low - Indoor) - Emerging | -6.607e-06 | -1.5889e-05 | -2.6997e-05 | -4.0133e-05 | -5.5408e-05 | -5.8246e-05 | -5.4908e-05 | -5.175e-05 | -4.8626e-05 | -3.8889e-05 | -4.9159e-05 | -6.1026e-05
SDG&E | MM Therms | Commercial | Com - Storage (Conditioned) | Lighting | Yes | Lighting - LED Plug-In Indoor Fixture - Emerging | -8.63e-05 | -0.00019405 | -0.00032646 | -0.00048698 | -0.0006774 | -0.00068984 | -0.00070363 | -0.0007196 | -0.00074011 | -0.00076545 | -0.00079598 | -0.00083181
SDG&E | MM Therms | Commercial | Com - Storage (Conditioned) | Lighting | No | Lighting - Cold Cathode Lamp | -8.087e-05 | -0.00016779 | -0.00026007 | -0.00035757 | -0.00045924 | -0.00045924 | -0.00045924 | -0.00045924 | -0.00045924 | -0.00037837 | -0.00029145 | -0.00019917
SDG&E | MM Therms | Commercial | Com - Storage (Conditioned) | Lighting | No | Lighting - Compact Fluorescent Fixture (Indoor) | -0.00018834 | -0.00039245 | -0.00061256 | -0.00084939 | -0.0011018 | -0.00091348 | -0.00070938 | -0.00048927 | -0.00025243 | 0 | 0 | 0
SDG&E | MM Therms | Commercial | Com - Storage (Conditioned) | Lighting | No | Lighting - Compact Fluorescent Lamp (Basic High - Indoor) | -3.1764e-05 | -6.4009e-05 | -9.6596e-05 | -0.00012967 | -0.00016311 | -0.00013135 | -9.91e-05 | -6.6513e-05 | -3.3437e-05 | 0 | 0 | 0
SDG&E | MM Therms | Commercial | Com - Storage (Conditioned) | Lighting | No | Lighting - Compact Fluorescent Lamp (Basic Low - Indoor) | -0.00023368 | -0.00046842 | -0.00070505 | -0.00094417 | -0.001185 | -0.00095137 | -0.00071663 | -0.00048 | -0.00024088 | 0 | 0 | 0
SDG&E | MM Therms | Commercial | Com - Storage (Conditioned) | Lighting | No | Lighting - Halogen Lamp (A-Line) | -0.00013217 | -0.00030562 | -0.00038966 | -0.00048117 | -0.00058322 | -0.00031827 | 0 | 0 | 0 | 0 | 0 | 0
SDG&E | MM Therms | Commercial | Com - Storage (Conditioned) | Lighting | No | Lighting - Halogen Lamp (Reflector) | -4.855e-05 | -0.0001106 | -0.0001371 | -0.0001639 | -0.00019192 | -0.00022033 | -0.00024566 | -0.00026794 | -0.00028853 | -0.00030732 | -0.00032681 | -0.00034522
SDG&E | MM Therms | Commercial | Com - Storage (Conditioned) | Lighting | No | Lighting - High Bay HID to T5 | -0.00022234 | -0.00055234 | -0.00087346 | -0.0011887 | -0.001496 | -0.0020151 | -0.0026268 | -0.0032196 | -0.0037991 | -0.004364 | -0.004913 | -0.0054415
SDG&E | MM Therms | Commercial | Com - Storage (Conditioned) | Lighting | No | Lighting - Linear Fluorescent Delamping | -9.8438e-06 | -1.9857e-05 | -3.2621e-05 | -4.8234e-05 | -6.6282e-05 | 0 | 0 | 0 | 0 | 0 | 0 | 0
SDG&E | MM Therms | Commercial | Com - Storage (Conditioned) | Lighting | No | Lighting - Linear Fluorescent Fixture (Low Wattage T8) | -0.00045304 | -0.00094593 | -0.001473 | -0.0020323 | -0.0026145 | -0.0032081 | -0.0038012 | -0.0043982 | -0.0049991 | -0.0056019 | -0.0062064 | -0.0067983
SDG&E | MM Therms | Commercial | Com - Storage (Conditioned) | Lighting | No | Lighting - Low Bay HID to T5 | 0 | 0 | 0 | 0 | 0 | 0 | 0 | 0 | -5.7595e-05 | -0.00017347 | -0.00028783 | -0.00040041
SDG&E | MM Therms | Commercial | Com - Storage (Conditioned) | Lighting | No | Lighting - Plug-In Fixture (Compact Fluorescent) | -0.0015492 | -0.0030919 | -0.0046309 | -0.0061749 | -0.0077132 | -0.0077132 | -0.0077132 | -0.0077132 | -0.0077132 | -0.0077132 | -0.0077132 | -0.0077132
SDG&E | MM Therms | Commercial | Com - Storage (Conditioned) | Lighting | No | Lighting - Plug-In Fixture (Induction) | 0 | 0 | 0 | 0 | -0.00020528 | -0.00056756 | -0.00097139 | -0.0014073 | -0.0018672 | -0.0023457 | -0.0028418 | -0.0033518
SDG&E | MM Therms | Commercial | Com - Storage (Conditioned) | Lighting | No | Lighting - Plug-In Fixture (Linear Fluorescent) | -0.0040575 | -0.0084623 | -0.013155 | -0.018116 | -0.023269 | -0.023269 | -0.023269 | -0.023269 | -0.023269 | -0.023269 | -0.023269 | -0.023269
SDG&E | MM Therms | Commercial | Com - Storage (Conditioned) | Lighting | No | Lighting - Plug-In Fixture (PSMH with Electronic Ballast) | -0.00080931 | -0.001653 | -0.0024919 | -0.0033348 | -0.0041355 | -0.0048766 | -0.0055645 | -0.0062241 | -0.0068678 | -0.0075021 | -0.0081331 | -0.0087612
SDG&E | MM Therms | Commercial | Com - Storage (Conditioned) | Lighting | No | Lighting - Plug-In Fixture (PSMH) | -0.00085225 | -0.0017403 | -0.002622 | -0.0035057 | -0.0043444 | -0.0051179 | -0.0058266 | -0.0064977 | -0.0071454 | -0.0077764 | -0.0083975 | -0.00901
SDG&E | MM Therms | Commercial | Com - Storage (Conditioned) | SHW | Yes | SHW - EF Rated Storage Water Heater (Gas) - Emerging | 0 | 0 | 0 | 3.0151e-05 | 9.4637e-05 | 0.00019574 | 0.00033351 | 0.00051213 | 0.00073503 | 0.0010048 | 0.0013251 | 0.0016968
SDG&E | MM Therms | Commercial | Com - Storage (Conditioned) | SHW | Yes | SHW - ET Rated Storage Water Heater - Emerging | 9.2452e-06 | 2.3214e-05 | 4.2355e-05 | 6.7182e-05 | 9.7895e-05 | 0.00013446 | 0.00017658 | 0.00022478 | 0.00027934 | 0.00034034 | 0.00040799 | 0.00048209
SDG&E | MM Therms | Commercial | Com - Storage (Conditioned) | SHW | No | SHW - EF Rated Instantaneous Water Heater (Gas) | 7.3907e-06 | 1.6936e-05 | 2.727e-05 | 3.9431e-05 | 5.3333e-05 | 6.8771e-05 | 8.5427e-05 | 0.00010351 | 0.00012306 | 0.00014403 | 0.00016644 | 0.00019015
SDG&E | MM Therms | Commercial | Com - Storage (Conditioned) | SHW | No | SHW - EF Rated Storage Water Heater (Gas) | 4.8169e-06 | 1.1028e-05 | 1.6232e-05 | 2.2351e-05 | 2.9343e-05 | 3.7103e-05 | 4.5472e-05 | 5.4554e-05 | 6.437e-05 | 7.4894e-05 | 8.614e-05 | 9.8029e-05
SDG&E | MM Therms | Commercial | Com - Storage (Conditioned) | SHW | No | SHW - ET Rated Instantaneous Water Heater | 7.838e-06 | 1.7511e-05 | 2.9092e-05 | 4.2718e-05 | 5.8297e-05 | 7.5614e-05 | 9.4329e-05 | 0.00011468 | 0.00013675 | 0.00016048 | 0.00018593 | 0.00021296
SDG&E | MM Therms | Commercial | Com - Storage (Conditioned) | SHW | No | SHW - ET Rated Storage Water Heater | 0 | 0 | 0 | 7.6531e-06 | 2.1354e-05 | 3.666e-05 | 5.326e-05 | 7.1352e-05 | 9.0983e-05 | 0.00011211 | 0.00013478 | 0.00015886
SDG&E | MM Therms | Commercial | Com - Storage (Conditioned) | SHW | No | SHW - Pipe and Tank Insulation | 0.0092126 | 0.0185 | 0.02938 | 0.041801 | 0.055533 | 0.070111 | 0.084967 | 0.099468 | 0.11301 | 0.12516 | 0.13569 | 0.14459
SDG&E | MM Therms | Commercial | Com - Storage (Conditioned) | Service | No | Service - Retro-Commissioning (Gas) | 0.0021912 | 0.004319 | 0.0064847 | 0.0086184 | 0.010649 | 0.012513 | 0.014174 | 0.015615 | 0.016839 | 0.017861 | 0.018704 | 0.01721
SDG&E | MM Therms | Commercial | Com - Storage (Conditioned) | WholeBlg | No | WholeBlg - Com RET Level 1 | 5.9884e-05 | 0.00014272 | 0.00025026 | 0.00038433 | 0.00054673 | 0.00073941 | 0.00096425 | 0.0012231 | 0.0015176 | 0.0018493 | 0.0022195 | 0.0026292
SDG&E | MM Therms | Commercial | Com - Storage (Conditioned) | WholeBlg | No | WholeBlg - Com RET Level 2 | 0.0012977 | 0.0030628 | 0.0053299 | 0.0081383 | 0.011528 | 0.015542 | 0.02022 | 0.025604 | 0.031733 | 0.038641 | 0.046358 | 0.054908
SDG&E | MM Therms | Commercial | Com - Storage (Unconditioned) | AppPlug | No | AppPlug - Occupancy Sensor Plug Strip | 0 | 0 | 0 | 0 | 0 | 0 | 0 | 0 | 0 | -0.00038477 | -0.00076942 | -0.0010946
SDG&E | MM Therms | Commercial | Com - Storage (Unconditioned) | BldgEnv | No | BldgEnv - Window Film | 0 | -7.698e-06 | -2.4131e-05 | -4.6678e-05 | -7.1981e-05 | -9.7644e-05 | -0.00012242 | -0.00014609 | -0.00016869 | -0.00019059 | -0.00021197 | -0.00023291
SDG&E | MM Therms | Commercial | Com - Storage (Unconditioned) | SHW | Yes | SHW - EF Rated Storage Water Heater (Gas) - Emerging | 0 | 0 | 0 | 0.00012817 | 0.00040163 | 0.00082964 | 0.0014122 | 0.0021669 | 0.0031082 | 0.0042467 | 0.0055981 | 0.0071658
SDG&E | MM Therms | Commercial | Com - Storage (Unconditioned) | SHW | Yes | SHW - ET Rated Storage Water Heater - Emerging | 2.2966e-05 | 5.7656e-05 | 0.00010517 | 0.00016678 | 0.00024299 | 0.0003337 | 0.00043813 | 0.0005576 | 0.00069274 | 0.00084375 | 0.0010111 | 0.0011944
SDG&E | MM Therms | Commercial | Com - Storage (Unconditioned) | SHW | No | SHW - EF Rated Instantaneous Water Heater (Gas) | 1.8243e-05 | 4.1801e-05 | 6.7302e-05 | 9.7294e-05 | 0.00013157 | 0.00016962 | 0.00021069 | 0.00025526 | 0.00030345 | 0.00035513 | 0.00041035 | 0.00046873
SDG&E | MM Therms | Commercial | Com - Storage (Unconditioned) | SHW | No | SHW - EF Rated Storage Water Heater (Gas) | 1.2001e-05 | 2.7484e-05 | 4.0461e-05 | 5.5715e-05 | 7.3141e-05 | 9.2484e-05 | 0.00011335 | 0.000136 | 0.00016047 | 0.00018671 | 0.00021475 | 0.00024438
SDG&E | MM Therms | Commercial | Com - Storage (Unconditioned) | SHW | No | SHW - ET Rated Instantaneous Water Heater | 1.9725e-05 | 4.4074e-05 | 7.3234e-05 | 0.00010756 | 0.00014685 | 0.00019057 | 0.0002379 | 0.00028942 | 0.0003453 | 0.00040543 | 0.00046995 | 0.00053847
SDG&E | MM Therms | Commercial | Com - Storage (Unconditioned) | SHW | No | SHW - ET Rated Storage Water Heater | 0 | 0 | 0 | 1.9863e-05 | 5.5027e-05 | 9.4284e-05 | 0.00013686 | 0.00018327 | 0.00023364 | 0.00028786 | 0.00034605 | 0.00040786
SDG&E | MM Therms | Commercial | Com - Storage (Unconditioned) | SHW | No | SHW - Pipe and Tank Insulation | 0.023031 | 0.04625 | 0.073451 | 0.1045 | 0.13883 | 0.17528 | 0.21242 | 0.24867 | 0.28252 | 0.31289 | 0.33922 | 0.36146
SDG&E | MM Therms | Commercial | Com - Storage (Unconditioned) | Service | No | Service - Retro-Commissioning (Gas) | 0.0054781 | 0.010798 | 0.016212 | 0.021546 | 0.026622 | 0.031283 | 0.035435 | 0.039038 | 0.042097 | 0.044653 | 0.04676 | 0.043025
SDG&E | MM Therms | Commercial | Com - Storage (Unconditioned) | WholeBlg | No | WholeBlg - Com NC Level 2 | 0.00033523 | 0 | 0 | 0 | 0 | 0 | 0 | 0 | 0 | 0 | 0 | 0
SDG&E | MM Therms | Commercial | Com - Storage (Unconditioned) | WholeBlg | No | WholeBlg - Com NC Level 3 | 0.00016642 | 0.00016642 | 0.00016642 | 0.00016642 | 0.00016642 | 0.00016642 | 0.00016642 | 0 | 0 | 0 | 0 | 0
SDG&E | MM Therms | Commercial | Com - Storage (Unconditioned) | WholeBlg | No | WholeBlg - Com RET Level 1 | 0.00031712 | 0.0007513 | 0.0013131 | 0.0020138 | 0.0028662 | 0.0038838 | 0.00508 | 0.0064686 | 0.0080626 | 0.0098737 | 0.011912 | 0.014184
SDG&E | MM Therms | Commercial | Com - Storage (Unconditioned) | WholeBlg | No | WholeBlg - Com RET Level 2 | 0.00016986 | 0.00040142 | 0.0006991 | 0.0010679 | 0.0015124 | 0.0020374 | 0.0026478 | 0.0033481 | 0.0041425 | 0.0050349 | 0.0060283 | 0.0071255
SDG&E | MM Therms | Commercial | Com - Warehouse (Refrigerated) | AppPlug | No | AppPlug - Occupancy Sensor Plug Strip | 0 | 0 | 0 | 0 | 0 | 0 | 0 | 0 | 0 | -7.102e-06 | -1.4202e-05 | -2.0203e-05
SDG&E | MM Therms | Commercial | Com - Warehouse (Refrigerated) | BldgEnv | No | BldgEnv - Wall Spray On Insulation | 0.00034071 | 0.00066438 | 0.00097186 | 0.001264 | 0.0015415 | 0.0018051 | 0.0020556 | 0.0022935 | 0.0025195 | 0.0027342 | 0.0029382 | 0.003132
SDG&E | MM Therms | Commercial | Com - Warehouse (Refrigerated) | BldgEnv | No | BldgEnv - Window Film | 0 | -1.0061e-07 | -3.1539e-07 | -6.1007e-07 | -9.4077e-07 | -1.2762e-06 | -1.6e-06 | -1.9094e-06 | -2.2048e-06 | -2.4909e-06 | -2.7703e-06 | -3.0441e-06
SDG&E | MM Therms | Commercial | Com - Warehouse (Refrigerated) | SHW | No | SHW - Pipe and Tank Insulation | 0.0004251 | 0.00085366 | 0.0013557 | 0.0019289 | 0.0025625 | 0.0032352 | 0.0039207 | 0.0045899 | 0.0052146 | 0.0057752 | 0.0062611 | 0.0066717
SDG&E | MM Therms | Commercial | Com - Warehouse (Refrigerated) | Service | No | Service - Retro-Commissioning (Gas) | 0.00010111 | 0.0001993 | 0.00029923 | 0.00039769 | 0.00049138 | 0.00057742 | 0.00065404 | 0.00072054 | 0.00077701 | 0.00082419 | 0.00086308 | 0.00079414
SDG&E | MM Therms | Commercial | Com - Warehouse (Refrigerated) | WholeBlg | No | WholeBlg - Com RET Level 1 | 1.4597e-06 | 3.9241e-06 | 7.4846e-06 | 1.225e-05 | 1.8335e-05 | 2.5858e-05 | 3.4938e-05 | 4.5701e-05 | 5.8265e-05 | 7.2753e-05 | 8.7811e-05 | 0.000104
SDG&E | MM Therms | Commercial | Com - Warehouse (Refrigerated) | WholeBlg | No | WholeBlg - Com RET Level 2 | 8.3482e-05 | 0.00018999 | 0.00032149 | 0.0004799 | 0.00066713 | 0.00088514 | 0.0011359 | 0.001421 | 0.0017421 | 0.0021003 | 0.0024965 | 0.0029309
PG&E | GWh | Industrial | Ind - Chemicals | HVAC | No | Ind HVAC - Equipment (Electric - High Cost) | 0.0049708 | 0.009676 | 0.01411 | 0.018281 | 0.022193 | 0.025857 | 0.029286 | 0.032493 | 0.03549 | 0.038289 | 0.0409 | 0.043337
PG&E | GWh | Industrial | Ind - Chemicals | HVAC | No | Ind HVAC - Equipment (Electric - Low Cost) | 0.0076689 | 0.014909 | 0.021727 | 0.028128 | 0.034125 | 0.039734 | 0.04498 | 0.049882 | 0.054458 | 0.058727 | 0.062708 | 0.066419
PG&E | GWh | Industrial | Ind - Chemicals | HVAC | No | Ind HVAC - Equipment (Electric - Mid Cost) | 0.0028627 | 0.0055667 | 0.0081132 | 0.010505 | 0.012746 | 0.014843 | 0.016804 | 0.018637 | 0.020348 | 0.021944 | 0.023433 | 0.024822
PG&E | GWh | Industrial | Ind - Chemicals | HVAC | No | Ind HVAC - Equipment (Gas - High Cost) | -0.001219 | -0.002425 | -0.0035973 | -0.0047369 | -0.0058421 | -0.0069074 | -0.0079422 | -0.0089448 | -0.0099116 | -0.010841 | -0.011712 | -0.012528
PG&E | GWh | Industrial | Ind - Chemicals | HVAC | No | Ind HVAC - Equipment (Gas - Mid Cost) | -5.1668e-05 | -0.00010259 | -0.00015195 | -0.00019954 | -0.00024542 | -0.00028979 | -0.00033279 | -0.00037435 | -0.00041439 | -0.00045281 | -0.00048871 | -0.00052226
PG&E | GWh | Industrial | Ind - Chemicals | HVAC | No | Ind HVAC - O&M (Electric - High Cost) | 0.0075471 | 0.015183 | 0.022882 | 0.030625 | 0.038393 | 0.046176 | 0.053969 | 0.061767 | 0.069564 | 0.077353 | 0.085128 | 0.092891
PG&E | GWh | Industrial | Ind - Chemicals | HVAC | No | Ind HVAC - O&M (Electric - Low Cost) | 0.19351 | 0.38906 | 0.58617 | 0.78424 | 0.9829 | 1.1818 | 1.3809 | 1.58 | 1.779 | 1.9777 | 2.176 | 2.374
PG&E | GWh | Industrial | Ind - Chemicals | HVAC | No | Ind HVAC - O&M (Electric - Mid Cost) | 0.032636 | 0.065624 | 0.098878 | 0.13231 | 0.16584 | 0.19941 | 0.23302 | 0.26664 | 0.30024 | 0.3338 | 0.36729 | 0.40073
PG&E | GWh | Industrial | Ind - Chemicals | HVAC | No | Ind HVAC - O&M (Gas - High Cost) | 0.0050489 | 0.010377 | 0.015906 | 0.021614 | 0.027505 | 0.033604 | 0.039932 | 0.046479 | 0.053233 | 0.060169 | 0.067107 | 0.07405
PG&E | GWh | Industrial | Ind - Chemicals | HVAC | No | Ind HVAC - O&M (Gas - Low Cost) | 0.021415 | 0.043996 | 0.067419 | 0.091571 | 0.11647 | 0.14226 | 0.16901 | 0.19667 | 0.2252 | 0.25449 | 0.28378 | 0.31307
PG&E | GWh | Industrial | Ind - Chemicals | HVAC | No | Ind HVAC - O&M (Gas - Mid Cost) | 0.0063664 | 0.013081 | 0.020046 | 0.027231 | 0.03464 | 0.042313 | 0.050272 | 0.058504 | 0.066994 | 0.07571 | 0.084428 | 0.093147
PG&E | GWh | Industrial | Ind - Chemicals | Lighting | No | Ind Lighting - Equipment (High Cost) | 0.021408 | 0.041673 | 0.06076 | 0.078702 | 0.095515 | 0.11126 | 0.12599 | 0.13975 | 0.15261 | 0.16461 | 0.17579 | 0.18622
PG&E | GWh | Industrial | Ind - Chemicals | Lighting | No | Ind Lighting - Equipment (Low Cost) | 0.043294 | 0.08413 | 0.12255 | 0.15858 | 0.19231 | 0.22383 | 0.25328 | 0.28077 | 0.30641 | 0.33031 | 0.35257 | 0.37331
PG&E | GWh | Industrial | Ind - Chemicals | Lighting | No | Ind Lighting - Equipment (Mid Cost) | 0.11057 | 0.21494 | 0.31314 | 0.40528 | 0.49155 | 0.57219 | 0.64756 | 0.71793 | 0.78357 | 0.84477 | 0.90179 | 0.95492
PG&E | GWh | Industrial | Ind - Chemicals | Lighting | No | Ind Lighting - O&M (High Cost) | 0.001109 | 0.0021559 | 0.003141 | 0.0040655 | 0.0049311 | 0.0057403 | 0.0064966 | 0.0072028 | 0.0078617 | 0.008476 | 0.0090482 | 0.0095815
PG&E | GWh | Industrial | Ind - Chemicals | Lighting | No | Ind Lighting - O&M (Low Cost) | 0.0091067 | 0.017696 | 0.025776 | 0.033355 | 0.040449 | 0.047078 | 0.053272 | 0.059054 | 0.064446 | 0.069472 | 0.074153 | 0.078514
PG&E | GWh | Industrial | Ind - Chemicals | Lighting | No | Ind Lighting - O&M (Mid Cost) | 0.018854 | 0.036642 | 0.053378 | 0.069078 | 0.083776 | 0.097513 | 0.11035 | 0.12233 | 0.13351 | 0.14393 | 0.15364 | 0.16268
PG&E | GWh | Industrial | Ind - Chemicals | ProcHeat | No | Ind ProcHeat - Equipment (Electric - High Cost) | 0.012273 | 0.024716 | 0.037271 | 0.049916 | 0.062612 | 0.075345 | 0.088105 | 0.10088 | 0.11367 | 0.12645 | 0.13922 | 0.15197
PG&E | GWh | Industrial | Ind - Chemicals | ProcHeat | No | Ind ProcHeat - Equipment (Electric - Low Cost) | 0.024329 | 0.048916 | 0.073699 | 0.098604 | 0.12358 | 0.14859 | 0.17363 | 0.19867 | 0.2237 | 0.24869 | 0.27363 | 0.29852
PG&E | GWh | Industrial | Ind - Chemicals | ProcHeat | No | Ind ProcHeat - Equipment (Electric - Mid Cost) | 0.0015809 | 0.0031794 | 0.0047908 | 0.0064107 | 0.0080356 | 0.009663 | 0.011292 | 0.012922 | 0.014551 | 0.016178 | 0.017802 | 0.019424
PG&E | GWh | Industrial | Ind - Chemicals | ProcHeat | No | Ind ProcHeat - Equipment (Gas - High Cost) | -0.0035488 | -0.0072959 | -0.011186 | -0.015209 | -0.019366 | -0.023666 | -0.028129 | -0.032749 | -0.037515 | -0.042411 | -0.047312 | -0.052218
PG&E | GWh | Industrial | Ind - Chemicals | ProcHeat | No | Ind ProcHeat - O&M (Gas - High Cost) | -0.00051347 | -0.0010556 | -0.0016186 | -0.0022006 | -0.0028019 | -0.0034241 | -0.0040698 | -0.0047382 | -0.0054278 | -0.0061363 | -0.0068453 | -0.0075552
PG&E | GWh | Industrial | Ind - Chemicals | ProcHeat | No | Ind ProcHeat - O&M (Gas - Mid Cost) | 0.00023437 | 0.00048157 | 0.00073805 | 0.0010027 | 0.0012756 | 0.0015582 | 0.0018514 | 0.0021546 | 0.0024674 | 0.0027885 | 0.0031097 | 0.003431
PG&E | GWh | Industrial | Ind - Chemicals | SHW | No | Ind SHW - Equipment (High Cost) | -0.00023095 | -0.00046308 | -0.00069252 | -0.00091828 | -0.0011403 | -0.001359 | -0.0015751 | -0.0017881 | -0.0019973 | -0.0022019 | -0.0023969 | -0.0025827
PG&E | GWh | Industrial | Ind - Chemicals | SHW | No | Ind SHW - O&M (High Cost) | -7.4826e-05 | -0.00015385 | -0.0002359 | -0.00032077 | -0.00040847 | -0.0004992 | -0.00059337 | -0.00069087 | -0.00079145 | -0.00089481 | -0.00099825 | -0.0011018
PG&E | GWh | Industrial | Ind - Chemicals | SHW | No | Ind SHW - O&M (Mid Cost) | -0.00033069 | -0.00067955 | -0.0010415 | -0.0014152 | -0.0018006 | -0.0021997 | -0.0026138 | -0.0030421 | -0.0034839 | -0.0039375 | -0.0043913 | -0.0048453
PG&E | GWh | Industrial | Ind - Chemicals | ProcRefrig | No | Ind ProcRefrig - O&M (High Cost) | 0.0011207 | 0.0022551 | 0.003399 | 0.0045495 | 0.0057039 | 0.0068605 | 0.0080188 | 0.0091778 | 0.010337 | 0.011494 | 0.01265 | 0.013804
PG&E | GWh | Industrial | Ind - Chemicals | ProcRefrig | No | Ind ProcRefrig - O&M (Low Cost) | 0.0040913 | 0.0082258 | 0.012393 | 0.016581 | 0.020781 | 0.024986 | 0.029196 | 0.033406 | 0.037613 | 0.041814 | 0.046007 | 0.050192
PG&E | GWh | Industrial | Ind - Chemicals | ProcRefrig | No | Ind ProcRefrig - O&M (Mid Cost) | 0.049728 | 0.099999 | 0.15067 | 0.20161 | 0.2527 | 0.30386 | 0.35509 | 0.40633 | 0.45753 | 0.50868 | 0.55972 | 0.61068
PG&E | GWh | Industrial | Ind - Chemicals | MachDr | No | Ind MachDr - Equipment (High Cost) | 0.065961 | 0.13282 | 0.20029 | 0.26821 | 0.3364 | 0.40479 | 0.47332 | 0.54193 | 0.61059 | 0.67922 | 0.74777 | 0.81625
PG&E | GWh | Industrial | Ind - Chemicals | MachDr | No | Ind MachDr - Equipment (Low Cost) | 0.38639 | 0.7769 | 1.1705 | 1.5661 | 1.9628 | 2.36 | 2.7577 | 3.1554 | 3.5528 | 3.9498 | 4.3459 | 4.7413
PG&E | GWh | Industrial | Ind - Chemicals | MachDr | No | Ind MachDr - Equipment (Mid Cost) | 0.37678 | 0.75776 | 1.1418 | 1.5279 | 1.9152 | 2.3031 | 2.6914 | 3.0799 | 3.4682 | 3.856 | 4.2431 | 4.6296
PG&E | GWh | Industrial | Ind - Chemicals | MachDr | No | Ind MachDr - O&M (High Cost) | 0.030824 | 0.062004 | 0.093442 | 0.12505 | 0.15677 | 0.18854 | 0.22035 | 0.25218 | 0.284 | 0.31579 | 0.34752 | 0.3792
PG&E | GWh | Industrial | Ind - Chemicals | MachDr | No | Ind MachDr - O&M (Low Cost) | 1.0617 | 2.1347 | 3.2161 | 4.3029 | 5.3929 | 6.4842 | 7.5767 | 8.6693 | 9.7611 | 10.8515 | 11.9396 | 13.0257
PG&E | GWh | Industrial | Ind - Chemicals | MachDr | No | Ind MachDr - O&M (Mid Cost) | 0.085293 | 0.17153 | 0.25845 | 0.34584 | 0.43349 | 0.52126 | 0.60915 | 0.69706 | 0.78492 | 0.87268 | 0.96027 | 1.0477
PG&E | GWh | Industrial | Ind - Electronics | HVAC | No | Ind HVAC - Equipment (Electric - High Cost) | 0.17602 | 0.34283 | 0.5001 | 0.6481 | 0.78694 | 0.91708 | 1.0389 | 1.1529 | 1.2595 | 1.3591 | 1.452 | 1.5388
PG&E | GWh | Industrial | Ind - Electronics | HVAC | No | Ind HVAC - Equipment (Electric - Low Cost) | 0.57675 | 1.1213 | 1.6341 | 2.1156 | 2.5667 | 2.9886 | 3.3833 | 3.752 | 4.0963 | 4.4175 | 4.7169 | 4.9961
PG&E | GWh | Industrial | Ind - Electronics | HVAC | No | Ind HVAC - Equipment (Electric - Mid Cost) | 0.1792 | 0.34852 | 0.50799 | 0.65779 | 0.79817 | 0.92954 | 1.0524 | 1.1673 | 1.2745 | 1.3746 | 1.468 | 1.555
PG&E | GWh | Industrial | Ind - Electronics | HVAC | No | Ind HVAC - Equipment (Gas - High Cost) | -0.010356 | -0.020266 | -0.029672 | -0.038651 | -0.047184 | -0.055171 | -0.062691 | -0.069759 | -0.076371 | -0.08255 | -0.088336 | -0.093764
PG&E | GWh | Industrial | Ind - Electronics | HVAC | No | Ind HVAC - O&M (Electric - High Cost) | 0.02713 | 0.054577 | 0.082252 | 0.11009 | 0.13802 | 0.16599 | 0.19401 | 0.22204 | 0.25007 | 0.27806 | 0.30601 | 0.33392
PG&E | GWh | Industrial | Ind - Electronics | HVAC | No | Ind HVAC - O&M (Electric - Low Cost) | 2.4868 | 5 | 7.533 | 10.0786 | 12.6316 | 15.1876 | 17.7464 | 20.3057 | 22.8628 | 25.4167 | 27.9654 | 30.5093
PG&E | GWh | Industrial | Ind - Electronics | HVAC | No | Ind HVAC - O&M (Electric - Mid Cost) | 0.24562 | 0.49395 | 0.74429 | 0.99595 | 1.2484 | 1.5012 | 1.7543 | 2.0075 | 2.2605 | 2.5133 | 2.7655 | 3.0174
PG&E | GWh | Industrial | Ind - Electronics | HVAC | No | Ind HVAC - O&M (Gas - High Cost) | 0.0055954 | 0.011308 | 0.017097 | 0.022967 | 0.028906 | 0.034876 | 0.04088 | 0.046907 | 0.052939 | 0.058959 | 0.064983 | 0.071013
PG&E | GWh | Industrial | Ind - Electronics | HVAC | No | Ind HVAC - O&M (Gas - Low Cost) | 0.00014729 | 0.00029746 | 0.00044953 | 0.00060338 | 0.00075876 | 0.00091507 | 0.0010722 | 0.0012297 | 0.0013874 | 0.0015446 | 0.0017018 | 0.001859
PG&E | GWh | Industrial | Ind - Electronics | HVAC | No | Ind HVAC - O&M (Gas - Mid Cost) | 0.0077775 | 0.01571 | 0.023746 | 0.031882 | 0.040104 | 0.048373 | 0.056685 | 0.065024 | 0.073368 | 0.081691 | 0.090016 | 0.098345
PG&E | GWh | Industrial | Ind - Electronics | Lighting | No | Ind Lighting - Equipment (High Cost) | 0.21201 | 0.41264 | 0.60158 | 0.77917 | 0.94557 | 1.1014 | 1.2471 | 1.3832 | 1.5104 | 1.6291 | 1.7397 | 1.8429
PG&E | GWh | Industrial | Ind - Electronics | Lighting | No | Ind Lighting - Equipment (Low Cost) | 0.28187 | 0.54773 | 0.79784 | 1.0324 | 1.252 | 1.4572 | 1.649 | 1.828 | 1.9949 | 2.1505 | 2.2954 | 2.4304
PG&E | GWh | Industrial | Ind - Electronics | Lighting | No | Ind Lighting - Equipment (Mid Cost) | 1.3691 | 2.6613 | 3.8773 | 5.0183 | 6.0866 | 7.0853 | 8.0186 | 8.8901 | 9.7031 | 10.4611 | 11.1673 | 11.8253
PG&E | GWh | Industrial | Ind - Electronics | Lighting | No | Ind Lighting - O&M (High Cost) | 0.019326 | 0.037573 | 0.054744 | 0.070859 | 0.085948 | 0.10006 | 0.11324 | 0.12556 | 0.13704 | 0.14776 | 0.15774 | 0.16704
PG&E | GWh | Industrial | Ind - Electronics | Lighting | No | Ind Lighting - O&M (Low Cost) | 0.15693 | 0.30494 | 0.44418 | 0.57478 | 0.69702 | 0.81125 | 0.91798 | 1.0176 | 1.1105 | 1.1971 | 1.2778 | 1.3529
PG&E | GWh | Industrial | Ind - Electronics | Lighting | No | Ind Lighting - O&M (Mid Cost) | 0.0058304 | 0.011332 | 0.016508 | 0.021364 | 0.02591 | 0.030159 | 0.03413 | 0.037837 | 0.041295 | 0.044518 | 0.047521 | 0.050319
PG&E | GWh | Industrial | Ind - Electronics | ProcHeat | No | Ind ProcHeat - Equipment (Electric - Low Cost) | 0.090883 | 0.18273 | 0.2753 | 0.36833 | 0.46163 | 0.55505 | 0.64856 | 0.7421 | 0.83555 | 0.92889 | 1.022 | 1.115
PG&E | GWh | Industrial | Ind - Electronics | ProcHeat | No | Ind ProcHeat - Equipment (Electric - Mid Cost) | 0.019228 | 0.038666 | 0.058259 | 0.077954 | 0.097708 | 0.11749 | 0.13729 | 0.1571 | 0.1769 | 0.19667 | 0.21641 | 0.23611
PG&E | GWh | Industrial | Ind - Electronics | ProcHeat | No | Ind ProcHeat - Equipment (Gas - Mid Cost) | 0.0080999 | 0.016362 | 0.024732 | 0.033208 | 0.041774 | 0.050389 | 0.059049 | 0.067738 | 0.076431 | 0.085104 | 0.093779 | 0.10246
PG&E | GWh | Industrial | Ind - Electronics | ProcHeat | No | Ind ProcHeat - O&M (Gas - High Cost) | -4.8812e-05 | -9.8697e-05 | -0.00014927 | -0.00020062 | -0.00025261 | -0.00030485 | -0.0003574 | -0.00041016 | -0.00046297 | -0.0005157 | -0.00056847 | -0.00062133
PG&E | GWh | Industrial | Ind - Electronics | SHW | No | Ind SHW - Equipment (High Cost) | 0.00068201 | 0.0013462 | 0.001988 | 0.0026102 | 0.0032113 | 0.0037858 | 0.0043364 | 0.0048634 | 0.0053657 | 0.0058435 | 0.006299 | 0.0067336
PG&E | GWh | Industrial | Ind - Electronics | ProcRefrig | No | Ind ProcRefrig - O&M (High Cost) | 0.016305 | 0.0328 | 0.049433 | 0.066158 | 0.082939 | 0.099751 | 0.11659 | 0.13343 | 0.15027 | 0.16709 | 0.18389 | 0.20066
PG&E | GWh | Industrial | Ind - Electronics | ProcRefrig | No | Ind ProcRefrig - O&M (Low Cost) | 0.64962 | 1.3062 | 1.9679 | 2.633 | 3.3 | 3.9678 | 4.6364 | 5.3052 | 5.9734 | 6.6407 | 7.3067 | 7.9715
PG&E | GWh | Industrial | Ind - Electronics | ProcRefrig | No | Ind ProcRefrig - O&M (Mid Cost) | 0.23199 | 0.46653 | 0.70295 | 0.9406 | 1.179 | 1.4177 | 1.6567 | 1.8957 | 2.1346 | 2.3733 | 2.6114 | 2.8492
PG&E | GWh | Industrial | Ind - Electronics | MachDr | No | Ind MachDr - Equipment (High Cost) | 0.099077 | 0.19962 | 0.30109 | 0.40332 | 0.50598 | 0.60902 | 0.71229 | 0.8157 | 0.91926 | 1.0228 | 1.1263 | 1.2296
PG&E | GWh | Industrial | Ind - Electronics | MachDr | No | Ind MachDr - Equipment (Low Cost) | 0.63552 | 1.2778 | 1.9251 | 2.5757 | 3.2282 | 3.8815 | 4.5355 | 5.1896 | 5.8432 | 6.496 | 7.1474 | 7.7977
PG&E | GWh | Industrial | Ind - Electronics | MachDr | No | Ind MachDr - Equipment (Mid Cost) | 1.3899 | 2.7955 | 4.2124 | 5.637 | 7.066 | 8.4973 | 9.9304 | 11.364 | 12.797 | 14.2283 | 15.657 | 17.0833
PG&E | GWh | Industrial | Ind - Electronics | MachDr | No | Ind MachDr - O&M (High Cost) | 0.062005 | 0.12474 | 0.188 | 0.25161 | 0.31544 | 0.37939 | 0.44343 | 0.5075 | 0.57157 | 0.63557 | 0.69946 | 0.76325
PG&E | GWh | Industrial | Ind - Electronics | MachDr | No | Ind MachDr - O&M (Low Cost) | 3.2425 | 6.5193 | 9.8221 | 13.1412 | 16.47 | 19.8029 | 23.1393 | 26.4764 | 29.8107 | 33.1408 | 36.464 | 39.7812
PG&E | GWh | Industrial | Ind - Electronics | MachDr | No | Ind MachDr - O&M (Mid Cost) | 0.49158 | 0.98854 | 1.4895 | 1.993 | 2.4981 | 3.0039 | 3.5103 | 4.0168 | 4.523 | 5.0287 | 5.5333 | 6.0371
PG&E | GWh | Industrial | Ind - Food | HVAC | No | Ind HVAC - Equipment (Electric - High Cost) | 0.081372 | 0.15851 | 0.23125 | 0.29971 | 0.36393 | 0.42415 | 0.48054 | 0.53329 | 0.58263 | 0.62873 | 0.67175 | 0.71191
PG&E | GWh | Industrial | Ind - Food | HVAC | No | Ind HVAC - Equipment (Electric - Low Cost) | 0.092643 | 0.18011 | 0.26247 | 0.33979 | 0.41224 | 0.48 | 0.54337 | 0.60259 | 0.65786 | 0.70944 | 0.75752 | 0.80236
PG&E | GWh | Industrial | Ind - Food | HVAC | No | Ind HVAC - Equipment (Electric - Mid Cost) | 0.056762 | 0.11038 | 0.16087 | 0.20829 | 0.25272 | 0.29429 | 0.33317 | 0.36951 | 0.40344 | 0.4351 | 0.46462 | 0.49215
PG&E | GWh | Industrial | Ind - Food | HVAC | No | Ind HVAC - Equipment (Gas - High Cost) | -0.0048323 | -0.0094195 | -0.013733 | -0.017818 | -0.021681 | -0.025293 | -0.028682 | -0.031857 | -0.034825 | -0.037598 | -0.040195 | -0.04263
PG&E | GWh | Industrial | Ind - Food | HVAC | No | Ind HVAC - Equipment (Gas - Mid Cost) | -0.00062947 | -0.0012248 | -0.0017831 | -0.0023076 | -0.0028007 | -0.0032631 | -0.0036962 | -0.0041009 | -0.0044789 | -0.0048313 | -0.0051606 | -0.0054683
PG&E | GWh | Industrial | Ind - Food | HVAC | No | Ind HVAC - O&M (Electric - High Cost) | 0.11535 | 0.23217 | 0.35001 | 0.46858 | 0.58758 | 0.70688 | 0.82638 | 0.94598 | 1.0656 | 1.1852 | 1.3046 | 1.4238
PG&E | GWh | Industrial | Ind - Food | HVAC | No | Ind HVAC - O&M (Electric - Low Cost) | 0.56216 | 1.1302 | 1.7028 | 2.2782 | 2.8553 | 3.433 | 4.0114 | 4.5899 | 5.1678 | 5.7451 | 6.3211 | 6.8961
PG&E | GWh | Industrial | Ind - Food | HVAC | No | Ind HVAC - O&M (Electric - Mid Cost) | 0.17319 | 0.34827 | 0.52475 | 0.70214 | 0.88007 | 1.0582 | 1.2366 | 1.4151 | 1.5934 | 1.7715 | 1.9493 | 2.1267
PG&E | GWh | Industrial | Ind - Food | Lighting | No | Ind Lighting - Equipment (High Cost) | 0.30724 | 0.598 | 0.87183 | 1.1292 | 1.3704 | 1.5962 | 1.8073 | 2.0047 | 2.189 | 2.361 | 2.5214 | 2.6709
PG&E | GWh | Industrial | Ind - Food | Lighting | No | Ind Lighting - Equipment (Low Cost) | 0.37301 | 0.72486 | 1.0559 | 1.3663 | 1.657 | 1.9286 | 2.1824 | 2.4193 | 2.6402 | 2.8462 | 3.038 | 3.2167
PG&E | GWh | Industrial | Ind - Food | Lighting | No | Ind Lighting - Equipment (Mid Cost) | 0.9139 | 1.7765 | 2.5882 | 3.3499 | 4.063 | 4.7296 | 5.3527 | 5.9344 | 6.4771 | 6.983 | 7.4544 | 7.8936
PG&E | GWh | Industrial | Ind - Food | Lighting | No | Ind Lighting - O&M (High Cost) | 0.0042365 | 0.0082362 | 0.012 | 0.015532 | 0.01884 | 0.021932 | 0.024822 | 0.027521 | 0.030039 | 0.032387 | 0.034574 | 0.036612
PG&E | GWh | Industrial | Ind - Food | Lighting | No | Ind Lighting - O&M (Low Cost) | 0.16136 | 0.31356 | 0.45673 | 0.59102 | 0.71672 | 0.83417 | 0.94392 | 1.0464 | 1.1419 | 1.231 | 1.3139 | 1.3912
PG&E | GWh | Industrial | Ind - Food | Lighting | No | Ind Lighting - O&M (Mid Cost) | 0.0021629 | 0.0042038 | 0.0061239 | 0.0079254 | 0.0096118 | 0.011188 | 0.012661 | 0.014036 | 0.015319 | 0.016515 | 0.017629 | 0.018666
PG&E | GWh | Industrial | Ind - Food | ProcHeat | No | Ind ProcHeat - Equipment (Electric - High Cost) | 0.071493 | 0.14377 | 0.21663 | 0.2899 | 0.36343 | 0.43702 | 0.51071 | 0.58443 | 0.65809 | 0.73168 | 0.80513 | 0.87846
PG&E | GWh | Industrial | Ind - Food | ProcHeat | No | Ind ProcHeat - Equipment (Electric - Low Cost) | 0.096826 | 0.19468 | 0.29332 | 0.39244 | 0.49186 | 0.5914 | 0.69105 | 0.79072 | 0.89031 | 0.98977 | 1.089 | 1.1881
PG&E | GWh | Industrial | Ind - Food | ProcHeat | No | Ind ProcHeat - Equipment (Electric - Mid Cost) | 0.10761 | 0.21643 | 0.32614 | 0.43647 | 0.54717 | 0.65802 | 0.76901 | 0.88006 | 0.99105 | 1.1019 | 1.2126 | 1.3231
PG&E | GWh | Industrial | Ind - Food | ProcHeat | No | Ind ProcHeat - Equipment (Gas - High Cost) | 0.025839 | 0.052066 | 0.078442 | 0.10511 | 0.13204 | 0.15903 | 0.18613 | 0.21327 | 0.24041 | 0.26753 | 0.29468 | 0.32188
PG&E | GWh | Industrial | Ind - Food | ProcHeat | No | Ind ProcHeat - Equipment (Gas - Mid Cost) | 0.03603 | 0.072501 | 0.10911 | 0.14592 | 0.18296 | 0.22014 | 0.25742 | 0.2947 | 0.33197 | 0.36916 | 0.40637 | 0.44358
PG&E | GWh | Industrial | Ind - Food | ProcHeat | No | Ind ProcHeat - O&M (Gas - High Cost) | -0.058449 | -0.11766 | -0.17714 | -0.23704 | -0.29739 | -0.35794 | -0.41867 | -0.47944 | -0.5402 | -0.60087 | -0.66158 | -0.72236
PG&E | GWh | Industrial | Ind - Food | ProcHeat | No | Ind ProcHeat - O&M (Gas - Mid Cost) | -0.0089219 | -0.017954 | -0.027022 | -0.036143 | -0.045321 | -0.054535 | -0.063772 | -0.073012 | -0.082248 | -0.091468 | -0.10069 | -0.10992
PG&E | GWh | Industrial | Ind - Food | SHW | No | Ind SHW - Equipment (Mid Cost) | 0.0047362 | 0.0093013 | 0.013665 | 0.017843 | 0.021845 | 0.025671 | 0.029324 | 0.032802 | 0.036112 | 0.039258 | 0.042255 | 0.045108
PG&E | GWh | Industrial | Ind - Food | SHW | No | Ind SHW - O&M (High Cost) | -0.00019252 | -0.00038765 | -0.0005837 | -0.00078132 | -0.00098052 | -0.0011803 | -0.0013808 | -0.0015814 | -0.001782 | -0.0019824 | -0.002183 | -0.0023838
PG&E | GWh | Industrial | Ind - Food | SHW | No | Ind SHW - O&M (Mid Cost) | -0.00064435 | -0.0012967 | -0.0019516 | -0.0026102 | -0.0032729 | -0.0039383 | -0.0046054 | -0.0052726 | -0.0059396 | -0.0066053 | -0.0072712 | -0.0079374
PG&E | GWh | Industrial | Ind - Food | ProcRefrig | No | Ind ProcRefrig - Equipment (High Cost) | 0.084395 | 0.16991 | 0.25617 | 0.343 | 0.43015 | 0.51755 | 0.6051 | 0.69274 | 0.78044 | 0.86808 | 0.95561 | 1.043
PG&E | GWh | Industrial | Ind - Food | ProcRefrig | No | Ind ProcRefrig - Equipment (Low Cost) | 0.00014249 | 0.00028651 | 0.00043168 | 0.00057759 | 0.00072394 | 0.00087048 | 0.0010172 | 0.0011639 | 0.0013106 | 0.001457 | 0.0016032 | 0.0017491
PG&E | GWh | Industrial | Ind - Food | ProcRefrig | No | Ind ProcRefrig - Equipment (Mid Cost) | 0.027031 | 0.054376 | 0.081947 | 0.10967 | 0.13749 | 0.16535 | 0.19325 | 0.22117 | 0.24908 | 0.27696 | 0.30479 | 0.33258
PG&E | GWh | Industrial | Ind - Food | ProcRefrig | No | Ind ProcRefrig - O&M (High Cost) | 0.14124 | 0.28417 | 0.42829 | 0.57323 | 0.71866 | 0.86437 | 1.0103 | 1.1563 | 1.3023 | 1.4482 | 1.5938 | 1.7392
PG&E | GWh | Industrial | Ind - Food | ProcRefrig | No | Ind ProcRefrig - O&M (Low Cost) | 0.70319 | 1.4139 | 2.1302 | 2.8502 | 3.5723 | 4.2952 | 5.019 | 5.743 | 6.4664 | 7.1888 | 7.9099 | 8.6296
PG&E | GWh | Industrial | Ind - Food | ProcRefrig | No | Ind ProcRefrig - O&M (Mid Cost) | 0.22879 | 0.46013 | 0.69333 | 0.92776 | 1.1629 | 1.3984 | 1.6342 | 1.8701 | 2.1059 | 2.3413 | 2.5764 | 2.811
PG&E | GWh | Industrial | Ind - Food | MachDr | No | Ind MachDr - Equipment (High Cost) | 0.38199 | 0.76952 | 1.1606 | 1.5548 | 1.9506 | 2.3477 | 2.7458 | 3.1443 | 3.5434 | 3.9424 | 4.341 | 4.7394
PG&E | GWh | Industrial | Ind - Food | MachDr | No | Ind MachDr - Equipment (Low Cost) | 1.6377 | 3.2928 | 4.9611 | 6.6377 | 8.3192 | 10.0028 | 11.6883 | 13.3741 | 15.0586 | 16.741 | 18.4199 | 20.0958
PG&E | GWh | Industrial | Ind - Food | MachDr | No | Ind MachDr - Equipment (Mid Cost) | 1.703 | 3.4251 | 5.1611 | 6.9062 | 8.6567 | 10.4099 | 12.1654 | 13.9214 | 15.6766 | 17.4297 | 19.1796 | 20.9264
PG&E | GWh | Industrial | Ind - Food | MachDr | No | Ind MachDr - O&M (High Cost) | 0.17449 | 0.35101 | 0.52898 | 0.70794 | 0.88749 | 1.0674 | 1.2475 | 1.4277 | 1.6078 | 1.7878 | 1.9674 | 2.1468
PG&E | GWh | Industrial | Ind - Food | MachDr | No | Ind MachDr - O&M (Low Cost) | 4.9317 | 9.9156 | 14.9389 | 19.987 | 25.05 | 30.1189 | 35.1933 | 40.2686 | 45.3398 | 50.4044 | 55.4587 | 60.5036
PG&E | GWh | Industrial | Ind - Food | MachDr | No | Ind MachDr - O&M (Mid Cost) | 0.64945 | 1.306 | 1.9679 | 2.6332 | 3.3006 | 3.9689 | 4.638 | 5.3073 | 5.9762 | 6.6443 | 7.3111 | 7.9767
PG&E | GWh | Industrial | Ind - Lumber & Furniture | HVAC | No | Ind HVAC - Equipment (Electric - High Cost) | 0.00042065 | 0.00081896 | 0.0011945 | 0.0015481 | 0.00188 | 0.0021906 | 0.0024815 | 0.0027535 | 0.0030079 | 0.0032454 | 0.0034671 | 0.0036741
PG&E | GWh | Industrial | Ind - Lumber & Furniture | HVAC | No | Ind HVAC - Equipment (Electric - Low Cost) | 0.0060808 | 0.011822 | 0.017227 | 0.022302 | 0.027057 | 0.031504 | 0.035663 | 0.03955 | 0.043177 | 0.046562 | 0.049718 | 0.05266
PG&E | GWh | Industrial | Ind - Lumber & Furniture | HVAC | No | Ind HVAC - Equipment (Electric - Mid Cost) | 0.0091011 | 0.017698 | 0.025794 | 0.033398 | 0.040523 | 0.047189 | 0.053425 | 0.059252 | 0.064694 | 0.069771 | 0.074505 | 0.07892
PG&E | GWh | Industrial | Ind - Lumber & Furniture | HVAC | No | Ind HVAC - O&M (Electric - High Cost) | 0.0036108 | 0.0072633 | 0.010946 | 0.014649 | 0.018364 | 0.022086 | 0.025812 | 0.029541 | 0.033268 | 0.036992 | 0.040709 | 0.04442
PG&E | GWh | Industrial | Ind - Lumber & Furniture | HVAC | No | Ind HVAC - O&M (Electric - Low Cost) | 0.048162 | 0.096835 | 0.14589 | 0.19519 | 0.24464 | 0.29415 | 0.3437 | 0.39327 | 0.4428 | 0.49227 | 0.54163 | 0.5909
PG&E | GWh | Industrial | Ind - Lumber & Furniture | HVAC | No | Ind HVAC - O&M (Electric - Mid Cost) | 0.015916 | 0.032004 | 0.048222 | 0.064524 | 0.080877 | 0.09725 | 0.11364 | 0.13004 | 0.14643 | 0.16279 | 0.17913 | 0.19543
PG&E | GWh | Industrial | Ind - Lumber & Furniture | Lighting | No | Ind Lighting - Equipment (High Cost) | 0.053809 | 0.10475 | 0.15272 | 0.19782 | 0.24009 | 0.27967 | 0.31668 | 0.35128 | 0.3836 | 0.41377 | 0.44189 | 0.46811
PG&E | GWh | Industrial | Ind - Lumber & Furniture | Lighting | No | Ind Lighting - Equipment (Low Cost) | 0.040616 | 0.07893 | 0.11497 | 0.14878 | 0.18043 | 0.21001 | 0.23765 | 0.26345 | 0.28751 | 0.30994 | 0.33083 | 0.35029
PG&E | GWh | Industrial | Ind - Lumber & Furniture | Lighting | No | Ind Lighting - Equipment (Mid Cost) | 0.1452 | 0.28225 | 0.4112 | 0.53221 | 0.64551 | 0.75143 | 0.85041 | 0.94284 | 1.0291 | 1.1095 | 1.1843 | 1.2541
PG&E | GWh | Industrial | Ind - Lumber & Furniture | Lighting | No | Ind Lighting - O&M (High Cost) | 0.00032965 | 0.00064097 | 0.00093397 | 0.001209 | 0.0014665 | 0.0017074 | 0.0019325 | 0.0021427 | 0.0023389 | 0.0025219 | 0.0026923 | 0.0028512
PG&E | GWh | Industrial | Ind - Lumber & Furniture | Lighting | No | Ind Lighting - O&M (Low Cost) | 0.012183 | 0.023675 | 0.034485 | 0.044624 | 0.054115 | 0.062983 | 0.071269 | 0.079005 | 0.086218 | 0.092942 | 0.099205 | 0.10504
PG&E | GWh | Industrial | Ind - Lumber & Furniture | Lighting | No | Ind Lighting - O&M (Mid Cost) | 1.6669e-05 | 3.2401e-05 | 4.7202e-05 | 6.109e-05 | 7.4093e-05 | 8.6246e-05 | 9.7604e-05 | 0.00010821 | 0.0001181 | 0.00012732 | 0.00013591 | 0.00014392
PG&E | GWh | Industrial | Ind - Lumber & Furniture | MachDr | No | Ind MachDr - Equipment (High Cost) | 0.017118 | 0.032956 | 0.047539 | 0.060946 | 0.073233 | 0.084474 | 0.094751 | 0.10414 | 0.11271 | 0.12054 | 0.12766 | 0.13416
PG&E | GWh | Industrial | Ind - Lumber & Furniture | MachDr | No | Ind MachDr - Equipment (Low Cost) | 0.1436 | 0.27599 | 0.39773 | 0.50935 | 0.61147 | 0.70476 | 0.78995 | 0.86769 | 0.93855 | 1.0031 | 1.0619 | 1.1154
PG&E | GWh | Industrial | Ind - Lumber & Furniture | MachDr | No | Ind MachDr - Equipment (Mid Cost) | 0.23239 | 0.44676 | 0.64391 | 0.82472 | 0.99019 | 1.1414 | 1.2795 | 1.4055 | 1.5204 | 1.6251 | 1.7204 | 1.8073
PG&E | GWh | Industrial | Ind - Lumber & Furniture | MachDr | No | Ind MachDr - O&M (High Cost) | 0.010614 | 0.021353 | 0.032181 | 0.04307 | 0.053995 | 0.06494 | 0.075901 | 0.086867 | 0.097831 | 0.10878 | 0.11972 | 0.13064
PG&E | GWh | Industrial | Ind - Lumber & Furniture | MachDr | No | Ind MachDr - O&M (Low Cost) | 0.73692 | 1.4816 | 2.2323 | 2.9866 | 3.7432 | 4.5007 | 5.259 | 6.0175 | 6.7753 | 7.5322 | 8.2875 | 9.0415
PG&E | GWh | Industrial | Ind - Lumber & Furniture | MachDr | No | Ind MachDr - O&M (Mid Cost) | 0.17315 | 0.3482 | 0.52465 | 0.70201 | 0.87992 | 1.0581 | 1.2364 | 1.4148 | 1.5932 | 1.7712 | 1.949 | 2.1264
PG&E | GWh | Industrial | Ind - Machinery | HVAC | No | Ind HVAC - Equipment (Electric - High Cost) | 0.018257 | 0.03561 | 0.051991 | 0.067452 | 0.081983 | 0.095613 | 0.10839 | 0.12035 | 0.13156 | 0.14203 | 0.15182 | 0.16097
PG&E | GWh | Industrial | Ind - Machinery | HVAC | No | Ind HVAC - Equipment (Electric - Low Cost) | 0.015656 | 0.030438 | 0.044358 | 0.057427 | 0.069672 | 0.081126 | 0.091838 | 0.10185 | 0.11119 | 0.11991 | 0.12804 | 0.13562
PG&E | GWh | Industrial | Ind - Machinery | HVAC | No | Ind HVAC - Equipment (Electric - Mid Cost) | 0.019199 | 0.037336 | 0.054419 | 0.070464 | 0.085501 | 0.09957 | 0.11273 | 0.12503 | 0.13652 | 0.14723 | 0.15723 | 0.16655
PG&E | GWh | Industrial | Ind - Machinery | HVAC | No | Ind HVAC - Equipment (Gas - High Cost) | 0.00014629 | 0.00028567 | 0.00041566 | 0.00053702 | 0.00065027 | 0.00075597 | 0.00085504 | 0.00094776 | 0.0010344 | 0.0011153 | 0.0011908 | 0.0012616
PG&E | GWh | Industrial | Ind - Machinery | HVAC | No | Ind HVAC - Equipment (Gas - Mid Cost) | -0.0029885 | -0.0058303 | -0.0084786 | -0.010945 | -0.013243 | -0.01539 | -0.0174 | -0.01928 | -0.021038 | -0.022675 | -0.024205 | -0.025636
PG&E | GWh | Industrial | Ind - Machinery | HVAC | No | Ind HVAC - O&M (Electric - High Cost) | 0.0030546 | 0.0061445 | 0.0092599 | 0.012393 | 0.015536 | 0.018684 | 0.021837 | 0.024991 | 0.028144 | 0.031294 | 0.034438 | 0.037578
PG&E | GWh | Industrial | Ind - Machinery | HVAC | No | Ind HVAC - O&M (Electric - Low Cost) | 0.13761 | 0.27667 | 0.41683 | 0.55768 | 0.69895 | 0.84038 | 0.98196 | 1.1236 | 1.2651 | 1.4064 | 1.5474 | 1.6882
PG&E | GWh | Industrial | Ind - Machinery | HVAC | No | Ind HVAC - O&M (Electric - Mid Cost) | 0.032324 | 0.065 | 0.097938 | 0.13105 | 0.16427 | 0.19753 | 0.23083 | 0.26414 | 0.29742 | 0.33067 | 0.36385 | 0.39698
PG&E | GWh | Industrial | Ind - Machinery | HVAC | No | Ind HVAC - O&M (Gas - High Cost) | 0.0039422 | 0.0079567 | 0.011962 | 0.015959 | 0.019946 | 0.023933 | 0.027931 | 0.031934 | 0.03594 | 0.039936 | 0.043935 | 0.047937
PG&E | GWh | Industrial | Ind - Machinery | HVAC | No | Ind HVAC - O&M (Gas - Low Cost) | 0.00052842 | 0.001066 | 0.001602 | 0.0021357 | 0.0026674 | 0.0031993 | 0.0037325 | 0.004266 | 0.0047997 | 0.0053317 | 0.0058638 | 0.0063959
PG&E | GWh | Industrial | Ind - Machinery | Lighting | No | Ind Lighting - Equipment (High Cost) | 0.055765 | 0.10853 | 0.15822 | 0.20492 | 0.24867 | 0.28964 | 0.32795 | 0.36375 | 0.39719 | 0.42838 | 0.45747 | 0.48458
PG&E | GWh | Industrial | Ind - Machinery | Lighting | No | Ind Lighting - Equipment (Low Cost) | 0.029455 | 0.057239 | 0.083377 | 0.10789 | 0.13085 | 0.15229 | 0.17233 | 0.19104 | 0.20849 | 0.22475 | 0.2399 | 0.25402
PG&E | GWh | Industrial | Ind - Machinery | Lighting | No | Ind Lighting - Equipment (Mid Cost) | 0.18609 | 0.36175 | 0.52703 | 0.68213 | 0.82735 | 0.9631 | 1.09 | 1.2084 | 1.3189 | 1.422 | 1.518 | 1.6074
PG&E | GWh | Industrial | Ind - Machinery | Lighting | No | Ind Lighting - O&M (Low Cost) | 0.022135 | 0.043013 | 0.062654 | 0.081076 | 0.09832 | 0.11443 | 0.12949 | 0.14354 | 0.15665 | 0.16887 | 0.18025 | 0.19085
PG&E | GWh | Industrial | Ind - Machinery | Lighting | No | Ind Lighting - O&M (Mid Cost) | 0.0019191 | 0.0037306 | 0.0054352 | 0.0070348 | 0.0085326 | 0.0099327 | 0.011241 | 0.012463 | 0.013603 | 0.014666 | 0.015656 | 0.016579
PG&E | GWh | Industrial | Ind - Machinery | ProcHeat | No | Ind ProcHeat - Equipment (Electric - High Cost) | 0.0026706 | 0.0053896 | 0.0081374 | 0.010914 | 0.013707 | 0.016514 | 0.01933 | 0.022153 | 0.024984 | 0.027819 | 0.030654 | 0.03349
PG&E | GWh | Industrial | Ind - Machinery | ProcHeat | No | Ind ProcHeat - Equipment (Electric - Low Cost) | 0.0119 | 0.023927 | 0.036049 | 0.048232 | 0.06045 | 0.072683 | 0.08493 | 0.097179 | 0.10942 | 0.12164 | 0.13384 | 0.14602
PG&E | GWh | Industrial | Ind - Machinery | ProcHeat | No | Ind ProcHeat - Equipment (Electric - Mid Cost) | 0.0028966 | 0.0058255 | 0.0087782 | 0.011747 | 0.014724 | 0.017706 | 0.020692 | 0.023679 | 0.026665 | 0.029647 | 0.032623 | 0.035595
PG&E | GWh | Industrial | Ind - Machinery | ProcHeat | No | Ind ProcHeat - Equipment (Gas - High Cost) | -7.2245e-05 | -0.00014604 | -0.00021982 | -0.00029391 | -0.00036817 | -0.00044222 | -0.00051662 | -0.00059126 | -0.00066599 | -0.00074069 | -0.00081556 | -0.00089067
PG&E | GWh | Industrial | Ind - Machinery | ProcHeat | No | Ind ProcHeat - Equipment (Gas - Low Cost) | 0.0005261 | 0.0010613 | 0.001595 | 0.0021265 | 0.002656 | 0.0031858 | 0.0037168 | 0.0042481 | 0.0047795 | 0.0053095 | 0.0058394 | 0.0063694
PG&E | GWh | Industrial | Ind - Machinery | ProcHeat | No | Ind ProcHeat - Equipment (Gas - Mid Cost) | 1.2323e-08 | 2.4863e-08 | 3.7371e-08 | 4.9836e-08 | 6.2263e-08 | 7.469e-08 | 8.715e-08 | 9.962e-08 | 1.121e-07 | 1.2454e-07 | 1.3698e-07 | 1.4943e-07
PG&E | GWh | Industrial | Ind - Machinery | ProcHeat | No | Ind ProcHeat - O&M (Gas - High Cost) | -0.0034447 | -0.0069531 | -0.010454 | -0.013949 | -0.017438 | -0.020925 | -0.024422 | -0.027924 | -0.031427 | -0.034924 | -0.038422 | -0.041924
PG&E | GWh | Industrial | Ind - Machinery | ProcHeat | No | Ind ProcHeat - O&M (Gas - Mid Cost) | -0.00039661 | -0.0008002 | -0.0012027 | -0.0016038 | -0.0020036 | -0.0024034 | -0.0028043 | -0.0032055 | -0.0036068 | -0.004007 | -0.0044073 | -0.0048077
PG&E | GWh | Industrial | Ind - Machinery | ProcRefrig | No | Ind ProcRefrig - O&M (High Cost) | 0.0048472 | 0.009751 | 0.014695 | 0.019668 | 0.024656 | 0.029654 | 0.034659 | 0.039666 | 0.044673 | 0.049674 | 0.054666 | 0.059651
PG&E | GWh | Industrial | Ind - Machinery | ProcRefrig | No | Ind ProcRefrig - O&M (Low Cost) | 0.017462 | 0.03511 | 0.052897 | 0.070773 | 0.088701 | 0.10665 | 0.12462 | 0.14259 | 0.16055 | 0.17849 | 0.19639 | 0.21426
PG&E | GWh | Industrial | Ind - Machinery | ProcRefrig | No | Ind ProcRefrig - O&M (Mid Cost) | 0.020202 | 0.040625 | 0.061212 | 0.081906 | 0.10266 | 0.12345 | 0.14426 | 0.16507 | 0.18588 | 0.20665 | 0.22739 | 0.24809
PG&E | GWh | Industrial | Ind - Machinery | MachDr | No | Ind MachDr - Equipment (High Cost) | 0.015551 | 0.031331 | 0.047259 | 0.063309 | 0.079429 | 0.095606 | 0.11182 | 0.12806 | 0.14432 | 0.16057 | 0.17682 | 0.19305
PG&E | GWh | Industrial | Ind - Machinery | MachDr | No | Ind MachDr - Equipment (Low Cost) | 0.14897 | 0.29953 | 0.45129 | 0.6038 | 0.75677 | 0.90992 | 1.0632 | 1.2166 | 1.3698 | 1.5229 | 1.6756 | 1.8281
PG&E | GWh | Industrial | Ind - Machinery | MachDr | No | Ind MachDr - Equipment (Mid Cost) | 0.10535 | 0.21188 | 0.31928 | 0.42726 | 0.5356 | 0.64409 | 0.75273 | 0.86141 | 0.97003 | 1.0785 | 1.1869 | 1.295
PG&E | GWh | Industrial | Ind - Machinery | MachDr | No | Ind MachDr - O&M (High Cost) | 0.0017024 | 0.0034247 | 0.0051614 | 0.0069078 | 0.00866 | 0.010415 | 0.012173 | 0.013932 | 0.015691 | 0.017447 | 0.019201 | 0.020952
PG&E | GWh | Industrial | Ind - Machinery | MachDr | No | Ind MachDr - O&M (Low Cost) | 0.58472 | 1.1756 | 1.7712 | 2.3698 | 2.9701 | 3.5711 | 4.1728 | 4.7746 | 5.3759 | 5.9765 | 6.5758 | 7.174
PG&E | GWh | Industrial | Ind - Machinery | MachDr | No | Ind MachDr - O&M (Mid Cost) | 0.087053 | 0.17506 | 0.26378 | 0.35295 | 0.4424 | 0.53198 | 0.62166 | 0.71137 | 0.80102 | 0.89057 | 0.97995 | 1.0692
PG&E | GWh | Industrial | Ind - Metals (Fabricated) | HVAC | No | Ind HVAC - Equipment (Electric - High Cost) | 0.0037783 | 0.0073576 | 0.010732 | 0.013907 | 0.016886 | 0.019677 | 0.02229 | 0.024734 | 0.02702 | 0.029154 | 0.031146 | 0.033006
PG&E | GWh | Industrial | Ind - Metals (Fabricated) | HVAC | No | Ind HVAC - Equipment (Electric - Low Cost) | 0.023854 | 0.046375 | 0.067582 | 0.087491 | 0.10615 | 0.12359 | 0.13991 | 0.15516 | 0.16939 | 0.18267 | 0.19506 | 0.2066
PG&E | GWh | Industrial | Ind - Metals (Fabricated) | HVAC | No | Ind HVAC - Equipment (Electric - Mid Cost) | 0.014126 | 0.027469 | 0.040035 | 0.051836 | 0.062895 | 0.073242 | 0.08292 | 0.091964 | 0.10041 | 0.10829 | 0.11564 | 0.12249
PG&E | GWh | Industrial | Ind - Metals (Fabricated) | HVAC | No | Ind HVAC - Equipment (Gas - High Cost) | -0.0020885 | -0.0040992 | -0.0060193 | -0.0078639 | -0.0096322 | -0.011312 | -0.012912 | -0.014432 | -0.015874 | -0.01724 | -0.018518 | -0.019716
PG&E | GWh | Industrial | Ind - Metals (Fabricated) | HVAC | No | Ind HVAC - Equipment (Gas - Mid Cost) | 0.0009728 | 0.0019065 | 0.0027962 | 0.0036454 | 0.0044556 | 0.0052271 | 0.0059608 | 0.0066565 | 0.0073159 | 0.0079392 | 0.0085217 | 0.009066
PG&E | GWh | Industrial | Ind - Metals (Fabricated) | HVAC | No | Ind HVAC - O&M (Electric - High Cost) | 0.0042916 | 0.0086341 | 0.013013 | 0.017418 | 0.021838 | 0.026266 | 0.0307 | 0.035137 | 0.039574 | 0.044006 | 0.048431 | 0.05285
PG&E | GWh | Industrial | Ind - Metals (Fabricated) | HVAC | No | Ind HVAC - O&M (Electric - Low Cost) | 0.16199 | 0.3257 | 0.4907 | 0.65652 | 0.82283 | 0.98932 | 1.156 | 1.3227 | 1.4893 | 1.6556 | 1.8217 | 1.9874
PG&E | GWh | Industrial | Ind - Metals (Fabricated) | HVAC | No | Ind HVAC - O&M (Electric - Mid Cost) | 0.025557 | 0.051392 | 0.077435 | 0.10361 | 0.12988 | 0.15617 | 0.1825 | 0.20883 | 0.23515 | 0.26143 | 0.28767 | 0.31386
PG&E | GWh | Industrial | Ind - Metals (Fabricated) | HVAC | No | Ind HVAC - O&M (Gas - High Cost) | -0.00086206 | -0.0017485 | -0.0026531 | -0.0035789 | -0.0045256 | -0.00549 | -0.0064721 | -0.0074694 | -0.0084816 | -0.0095062 | -0.010531 | -0.011558
PG&E | GWh | Industrial | Ind - Metals (Fabricated) | HVAC | No | Ind HVAC - O&M (Gas - Low Cost) | 0.00066819 | 0.0013544 | 0.0020541 | 0.0027684 | 0.0034974 | 0.0042407 | 0.0049973 | 0.0057648 | 0.0065436 | 0.0073313 | 0.0081191 | 0.0089069
PG&E | GWh | Industrial | Ind - Metals (Fabricated) | HVAC | No | Ind HVAC - O&M (Gas - Mid Cost) | 0.00098049 | 0.0019877 | 0.0030148 | 0.0040639 | 0.005135 | 0.0062269 | 0.0073384 | 0.0084663 | 0.0096107 | 0.010768 | 0.011926 | 0.013085
PG&E | GWh | Industrial | Ind - Metals (Fabricated) | Lighting | No | Ind Lighting - Equipment (High Cost) | 0.053288 | 0.10372 | 0.15123 | 0.19588 | 0.23772 | 0.2769 | 0.31354 | 0.34778 | 0.37977 | 0.40962 | 0.43745 | 0.4634
PG&E | GWh | Industrial | Ind - Metals (Fabricated) | Lighting | No | Ind Lighting - Equipment (Low Cost) | 0.054696 | 0.10629 | 0.15483 | 0.20035 | 0.24297 | 0.2828 | 0.32001 | 0.35475 | 0.38715 | 0.41735 | 0.44548 | 0.47169
PG&E | GWh | Industrial | Ind - Metals (Fabricated) | Lighting | No | Ind Lighting - Equipment (Mid Cost) | 0.22866 | 0.44447 | 0.64754 | 0.83808 | 1.0165 | 1.1832 | 1.3391 | 1.4846 | 1.6204 | 1.7469 | 1.8648 | 1.9747
PG&E | GWh | Industrial | Ind - Metals (Fabricated) | Lighting | No | Ind Lighting - O&M (High Cost) | 0.0012123 | 0.0023567 | 0.0034337 | 0.0044443 | 0.0053906 | 0.0062753 | 0.0071022 | 0.0078743 | 0.0085946 | 0.0092662 | 0.009892 | 0.010475
PG&E | GWh | Industrial | Ind - Metals (Fabricated) | Lighting | No | Ind Lighting - O&M (Low Cost) | 0.022285 | 0.043303 | 0.063075 | 0.08162 | 0.098979 | 0.1152 | 0.13036 | 0.1445 | 0.1577 | 0.17 | 0.18145 | 0.19212
PG&E | GWh | Industrial | Ind - Metals (Fabricated) | Lighting | No | Ind Lighting - O&M (Mid Cost) | 0.0049283 | 0.009578 | 0.013953 | 0.018056 | 0.021898 | 0.025489 | 0.028844 | 0.031976 | 0.034898 | 0.037621 | 0.040158 | 0.042521
PG&E | GWh | Industrial | Ind - Metals (Fabricated) | ProcHeat | No | Ind ProcHeat - Equipment (Electric - High Cost) | 7.5058e-05 | 0.00014599 | 0.00021281 | 0.00027566 | 0.00033463 | 0.00038974 | 0.00044132 | 0.00048953 | 0.00053455 | 0.00057658 | 0.00061578 | 0.00065236
PG&E | GWh | Industrial | Ind - Metals (Fabricated) | ProcHeat | No | Ind ProcHeat - Equipment (Electric - Low Cost) | 0.039128 | 0.076067 | 0.11085 | 0.1435 | 0.1741 | 0.20271 | 0.22947 | 0.25448 | 0.27782 | 0.2996 | 0.3199 | 0.33883
PG&E | GWh | Industrial | Ind - Metals (Fabricated) | ProcHeat | No | Ind ProcHeat - Equipment (Electric - Mid Cost) | 0.0037073 | 0.0072095 | 0.010508 | 0.013606 | 0.016509 | 0.019225 | 0.021766 | 0.024141 | 0.026358 | 0.028427 | 0.030357 | 0.032156
PG&E | GWh | Industrial | Ind - Metals (Fabricated) | ProcHeat | No | Ind ProcHeat - Equipment (Gas - High Cost) | -0.00080939 | -0.0015881 | -0.0023312 | -0.0030433 | -0.0037241 | -0.0043718 | -0.0049882 | -0.0055732 | -0.0061279 | -0.0066527 | -0.0071434 | -0.0076026
PG&E | GWh | Industrial | Ind - Metals (Fabricated) | ProcHeat | No | Ind ProcHeat - Equipment (Gas - Mid Cost) | -0.00072238 | -0.0014157 | -0.0020763 | -0.0027067 | -0.0033082 | -0.003881 | -0.0044257 | -0.0049421 | -0.0054316 | -0.0058943 | -0.0063266 | -0.0067307
PG&E | GWh | Industrial | Ind - Metals (Fabricated) | ProcHeat | No | Ind ProcHeat - O&M (Electric - High Cost) | 0.04383 | 0.08819 | 0.13292 | 0.17791 | 0.22304 | 0.26827 | 0.31356 | 0.35888 | 0.40419 | 0.44946 | 0.49466 | 0.53979
PG&E | GWh | Industrial | Ind - Metals (Fabricated) | ProcHeat | No | Ind ProcHeat - O&M (Electric - Low Cost) | 0.036517 | 0.073424 | 0.11062 | 0.14801 | 0.18551 | 0.22305 | 0.26063 | 0.29823 | 0.33579 | 0.3733 | 0.41074 | 0.44812
PG&E | GWh | Industrial | Ind - Metals (Fabricated) | ProcHeat | No | Ind ProcHeat - O&M (Electric - Mid Cost) | 0.0027937 | 0.0056182 | 0.0084656 | 0.011328 | 0.014199 | 0.017074 | 0.019953 | 0.022832 | 0.02571 | 0.028585 | 0.031454 | 0.034318
PG&E | GWh | Industrial | Ind - Metals (Fabricated) | ProcHeat | No | Ind ProcHeat - O&M (Gas - High Cost) | -0.0024576 | -0.0049853 | -0.0075654 | -0.010207 | -0.01291 | -0.015663 | -0.018467 | -0.021314 | -0.024204 | -0.027131 | -0.030059 | -0.032992
PG&E | GWh | Industrial | Ind - Metals (Fabricated) | ProcHeat | No | Ind ProcHeat - O&M (Gas - Mid Cost) | -0.0091172 | -0.018484 | -0.028037 | -0.037796 | -0.047763 | -0.057923 | -0.068265 | -0.078761 | -0.08941 | -0.10018 | -0.11096 | -0.12174
PG&E | GWh | Industrial | Ind - Metals (Fabricated) | SHW | No | Ind SHW - Equipment (High Cost) | 9.8165e-06 | 1.9449e-05 | 2.8823e-05 | 3.7998e-05 | 4.6961e-05 | 5.5641e-05 | 6.4067e-05 | 7.2226e-05 | 8.0115e-05 | 8.7728e-05 | 9.4991e-05 | 0.00010193
PG&E | GWh | Industrial | Ind - Metals (Fabricated) | SHW | No | Ind SHW - Equipment (Mid Cost) | -0.0004867 | -0.00096281 | -0.0014252 | -0.001875 | -0.0023124 | -0.0027369 | -0.0031483 | -0.0035459 | -0.0039301 | -0.0043001 | -0.0046525 | -0.0049883
PG&E | GWh | Industrial | Ind - Metals (Fabricated) | ProcRefrig | No | Ind ProcRefrig - O&M (High Cost) | 0.00015966 | 0.00032134 | 0.00048442 | 0.00064852 | 0.0008132 | 0.00097829 | 0.0011437 | 0.0013092 | 0.0014747 | 0.00164 | 0.0018051 | 0.0019699
PG&E | GWh | Industrial | Ind - Metals (Fabricated) | ProcRefrig | No | Ind ProcRefrig - O&M (Low Cost) | 0.010396 | 0.020901 | 0.03149 | 0.042131 | 0.052804 | 0.063489 | 0.074186 | 0.084884 | 0.095574 | 0.10625 | 0.1169 | 0.12754
PG&E | GWh | Industrial | Ind - Metals (Fabricated) | ProcRefrig | No | Ind ProcRefrig - O&M (Mid Cost) | 0.013719 | 0.027591 | 0.041575 | 0.055632 | 0.069734 | 0.083856 | 0.097996 | 0.11214 | 0.12628 | 0.1404 | 0.15449 | 0.16856
PG&E | GWh | Industrial | Ind - Metals (Fabricated) | MachDr | No | Ind MachDr - Equipment (High Cost) | 0.031412 | 0.060471 | 0.087222 | 0.11181 | 0.13433 | 0.15494 | 0.17378 | 0.19098 | 0.2067 | 0.22103 | 0.23409 | 0.24599
PG&E | GWh | Industrial | Ind - Metals (Fabricated) | MachDr | No | Ind MachDr - Equipment (Low Cost) | 0.11658 | 0.22406 | 0.32289 | 0.4135 | 0.49641 | 0.57213 | 0.64129 | 0.7044 | 0.76192 | 0.81433 | 0.86205 | 0.9055
PG&E | GWh | Industrial | Ind - Metals (Fabricated) | MachDr | No | Ind MachDr - Equipment (Mid Cost) | 0.15138 | 0.29101 | 0.41943 | 0.5372 | 0.64498 | 0.74345 | 0.83339 | 0.91548 | 0.99032 | 1.0585 | 1.1206 | 1.1772
PG&E | GWh | Industrial | Ind - Metals (Fabricated) | MachDr | No | Ind MachDr - O&M (High Cost) | 0.021457 | 0.043163 | 0.06505 | 0.087059 | 0.10914 | 0.13126 | 0.15341 | 0.17558 | 0.19774 | 0.21987 | 0.24197 | 0.26403
PG&E | GWh | Industrial | Ind - Metals (Fabricated) | MachDr | No | Ind MachDr - O&M (Low Cost) | 1.0333 | 2.0776 | 3.1301 | 4.1879 | 5.2487 | 6.3108 | 7.3741 | 8.4376 | 9.5002 | 10.5614 | 11.6205 | 12.6776
PG&E | GWh | Industrial | Ind - Metals (Fabricated) | MachDr | No | Ind MachDr - O&M (Mid Cost) | 0.12653 | 0.25446 | 0.38341 | 0.51304 | 0.64306 | 0.77327 | 0.90363 | 1.034 | 1.1644 | 1.2945 | 1.4244 | 1.5541
PG&E | GWh | Industrial | Ind - Metals (Primary) | HVAC | No | Ind HVAC - Equipment (Electric - High Cost) | 6.2017e-05 | 0.00012103 | 0.00017674 | 0.0002293 | 0.00027866 | 0.00032505 | 0.00036853 | 0.00040924 | 0.00044741 | 0.0004831 | 0.00051644 | 0.00054759
PG&E | GWh | Industrial | Ind - Metals (Primary) | HVAC | No | Ind HVAC - Equipment (Electric - Low Cost) | 0.0040412 | 0.007857 | 0.01145 | 0.014824 | 0.017985 | 0.020941 | 0.023706 | 0.02629 | 0.028702 | 0.030953 | 0.033051 | 0.035008
PG&E | GWh | Industrial | Ind - Metals (Primary) | HVAC | No | Ind HVAC - Equipment (Electric - Mid Cost) | 0.0025264 | 0.0049126 | 0.0071596 | 0.0092688 | 0.011244 | 0.013094 | 0.014823 | 0.016439 | 0.017948 | 0.019356 | 0.020668 | 0.021892
PG&E | GWh | Industrial | Ind - Metals (Primary) | HVAC | No | Ind HVAC - Equipment (Gas - High Cost) | -0.00020209 | -0.00039493 | -0.00057617 | -0.00074646 | -0.00090692 | -0.0010575 | -0.001199 | -0.0013315 | -0.0014556 | -0.0015715 | -0.0016799 | -0.0017813
PG&E | GWh | Industrial | Ind - Metals (Primary) | HVAC | No | Ind HVAC - Equipment (Gas - Mid Cost) | -7.7387e-05 | -0.00015106 | -0.00022023 | -0.00028503 | -0.00034596 | -0.00040321 | -0.00045694 | -0.00050723 | -0.00055431 | -0.00059825 | -0.00063931 | -0.00067767
PG&E | GWh | Industrial | Ind - Metals (Primary) | HVAC | No | Ind HVAC - O&M (Electric - Low Cost) | 0.02059 | 0.041398 | 0.062371 | 0.083448 | 0.10459 | 0.12575 | 0.14694 | 0.16813 | 0.1893 | 0.21044 | 0.23155 | 0.25261
PG&E | GWh | Industrial | Ind - Metals (Primary) | HVAC | No | Ind HVAC - O&M (Electric - Mid Cost) | 0.007535 | 0.015152 | 0.02283 | 0.030548 | 0.03829 | 0.046041 | 0.053803 | 0.061566 | 0.069324 | 0.077073 | 0.084807 | 0.092527
PG&E | GWh | Industrial | Ind - Metals (Primary) | HVAC | No | Ind HVAC - O&M (Gas - High Cost) | 1.901e-05 | 3.8406e-05 | 5.7911e-05 | 7.7517e-05 | 9.7284e-05 | 0.00011715 | 0.00013712 | 0.00015713 | 0.0001772 | 0.00019727 | 0.00021734 | 0.00023745
PG&E | GWh | Industrial | Ind - Metals (Primary) | HVAC | No | Ind HVAC - O&M (Gas - Mid Cost) | 0.0018855 | 0.0038067 | 0.0057372 | 0.0076727 | 0.0096204 | 0.01158 | 0.013548 | 0.015519 | 0.017495 | 0.019468 | 0.021442 | 0.023416
PG&E | GWh | Industrial | Ind - Metals (Primary) | Lighting | No | Ind Lighting - Equipment (High Cost) | 0.010017 | 0.019494 | 0.028418 | 0.036804 | 0.044662 | 0.052017 | 0.058896 | 0.065323 | 0.071326 | 0.076927 | 0.082148 | 0.087015
PG&E | GWh | Industrial | Ind - Metals (Primary) | Lighting | No | Ind Lighting - Equipment (Low Cost) | 0.026478 | 0.051452 | 0.074947 | 0.096984 | 0.11761 | 0.13689 | 0.1549 | 0.17171 | 0.1874 | 0.20201 | 0.21563 | 0.22831
PG&E | GWh | Industrial | Ind - Metals (Primary) | Lighting | No | Ind Lighting - Equipment (Mid Cost) | 0.068131 | 0.13243 | 0.19294 | 0.24971 | 0.30286 | 0.35254 | 0.39898 | 0.44233 | 0.48277 | 0.52048 | 0.5556 | 0.58833
PG&E | GWh | Industrial | Ind - Metals (Primary) | Lighting | No | Ind Lighting - O&M (High Cost) | 0.00020106 | 0.00039093 | 0.00056963 | 0.00073736 | 0.00089443 | 0.0010413 | 0.0011786 | 0.0013068 | 0.0014264 | 0.001538 | 0.0016419 | 0.0017388
PG&E | GWh | Industrial | Ind - Metals (Primary) | Lighting | No | Ind Lighting - O&M (Low Cost) | 0.010196 | 0.019813 | 0.02886 | 0.037344 | 0.045287 | 0.052708 | 0.059642 | 0.066115 | 0.072151 | 0.077778 | 0.083018 | 0.0879
PG&E | GWh | Industrial | Ind - Metals (Primary) | Lighting | No | Ind Lighting - O&M (Mid Cost) | 0.00029352 | 0.00057056 | 0.00083124 | 0.0010758 | 0.0013049 | 0.0015189 | 0.001719 | 0.0019058 | 0.0020801 | 0.0022426 | 0.0023939 | 0.002535
PG&E | GWh | Industrial | Ind - Metals (Primary) | ProcHeat | No | Ind ProcHeat - Equipment (Electric - High Cost) | 0.0092538 | 0.01801 | 0.026262 | 0.034025 | 0.041309 | 0.048125 | 0.054505 | 0.060472 | 0.066046 | 0.07125 | 0.076103 | 0.080632
PG&E | GWh | Industrial | Ind - Metals (Primary) | ProcHeat | No | Ind ProcHeat - Equipment (Electric - Low Cost) | 0.0086751 | 0.016865 | 0.024577 | 0.031817 | 0.0386 | 0.044945 | 0.050879 | 0.056423 | 0.061598 | 0.066427 | 0.070928 | 0.075126
PG&E | GWh | Industrial | Ind - Metals (Primary) | ProcHeat | No | Ind ProcHeat - Equipment (Electric - Mid Cost) | 0.0012936 | 0.0025156 | 0.0036665 | 0.0047475 | 0.0057605 | 0.0067083 | 0.0075949 | 0.0084234 | 0.0091971 | 0.009919 | 0.010592 | 0.01122
PG&E | GWh | Industrial | Ind - Metals (Primary) | ProcHeat | No | Ind ProcHeat - Equipment (Gas - Mid Cost) | -7.3829e-05 | -0.00014411 | -0.00021007 | -0.00027185 | -0.00032991 | -0.00038448 | -0.00043569 | -0.00048361 | -0.00052848 | -0.00057034 | -0.00060945 | -0.000646
PG&E | GWh | Industrial | Ind - Metals (Primary) | ProcHeat | No | Ind ProcHeat - O&M (Electric - Low Cost) | 0.074785 | 0.15036 | 0.22653 | 0.30307 | 0.37984 | 0.45669 | 0.53363 | 0.61058 | 0.68746 | 0.76425 | 0.84087 | 0.91735
PG&E | GWh | Industrial | Ind - Metals (Primary) | ProcHeat | No | Ind ProcHeat - O&M (Electric - Mid Cost) | 0.001029 | 0.0020691 | 0.0031177 | 0.004172 | 0.0052298 | 0.0062887 | 0.0073489 | 0.0084095 | 0.0094693 | 0.010528 | 0.011585 | 0.012639
PG&E | GWh | Industrial | Ind - Metals (Primary) | ProcHeat | No | Ind ProcHeat - O&M (Gas - High Cost) | -0.0074463 | -0.015042 | -0.022681 | -0.030358 | -0.038096 | -0.045872 | -0.053689 | -0.061525 | -0.069381 | -0.077232 | -0.08509 | -0.092957
PG&E | GWh | Industrial | Ind - Metals (Primary) | ProcHeat | No | Ind ProcHeat - O&M (Gas - Mid Cost) | -0.0011416 | -0.002305 | -0.0034741 | -0.0046465 | -0.0058265 | -0.0070133 | -0.0082056 | -0.0094 | -0.010597 | -0.011793 | -0.012989 | -0.014185
PG&E | GWh | Industrial | Ind - Metals (Primary) | SHW | No | Ind SHW - O&M (Mid Cost) | -0.0012449 | -0.0025135 | -0.0037883 | -0.0050667 | -0.0063532 | -0.0076472 | -0.0089472 | -0.010249 | -0.011555 | -0.012858 | -0.014162 | -0.015467
PG&E | GWh | Industrial | Ind - Metals (Primary) | MachDr | No | Ind MachDr - Equipment (High Cost) | 0.014229 | 0.027391 | 0.039507 | 0.05064 | 0.060837 | 0.070169 | 0.0787 | 0.086492 | 0.093607 | 0.1001 | 0.10601 | 0.1114
PG&E | GWh | Industrial | Ind - Metals (Primary) | MachDr | No | Ind MachDr - Equipment (Low Cost) | 0.057472 | 0.11046 | 0.15919 | 0.20386 | 0.24474 | 0.28207 | 0.31617 | 0.34729 | 0.37565 | 0.40149 | 0.42502 | 0.44645
PG&E | GWh | Industrial | Ind - Metals (Primary) | MachDr | No | Ind MachDr - Equipment (Mid Cost) | 0.047979 | 0.092243 | 0.13295 | 0.17029 | 0.20446 | 0.23569 | 0.26421 | 0.29024 | 0.31397 | 0.3356 | 0.3553 | 0.37323
PG&E | GWh | Industrial | Ind - Metals (Primary) | MachDr | No | Ind MachDr - O&M (High Cost) | 0.0010078 | 0.0020274 | 0.0030554 | 0.0040892 | 0.0051264 | 0.0061656 | 0.0072061 | 0.0082472 | 0.0092881 | 0.010328 | 0.011366 | 0.012402
PG&E | GWh | Industrial | Ind - Metals (Primary) | MachDr | No | Ind MachDr - O&M (Low Cost) | 0.25634 | 0.51539 | 0.7765 | 1.0389 | 1.3021 | 1.5655 | 1.8293 | 2.0931 | 2.3567 | 2.62 | 2.8827 | 3.1449
PG&E | GWh | Industrial | Ind - Metals (Primary) | MachDr | No | Ind MachDr - O&M (Mid Cost) | 0.029787 | 0.059898 | 0.090251 | 0.12076 | 0.15136 | 0.18201 | 0.21269 | 0.24338 | 0.27404 | 0.30468 | 0.33525 | 0.36577
PG&E | GWh | Industrial | Ind - Other | HVAC | No | Ind HVAC - Equipment (Electric - High Cost) | 0.0022037 | 0.0042963 | 0.0062705 | 0.0081304 | 0.0098754 | 0.011512 | 0.013044 | 0.014478 | 0.015819 | 0.017072 | 0.018242 | 0.019334
PG&E | GWh | Industrial | Ind - Other | HVAC | No | Ind HVAC - Equipment (Electric - Low Cost) | 0.004941 | 0.0096065 | 0.014 | 0.018125 | 0.02199 | 0.025605 | 0.028987 | 0.032146 | 0.035096 | 0.037848 | 0.040414 | 0.042807
PG&E | GWh | Industrial | Ind - Other | HVAC | No | Ind HVAC - Equipment (Electric - Mid Cost) | 0.010754 | 0.020913 | 0.030479 | 0.039463 | 0.047882 | 0.055759 | 0.063126 | 0.070011 | 0.07644 | 0.082438 | 0.088032 | 0.093248
PG&E | GWh | Industrial | Ind - Other | HVAC | No | Ind HVAC - O&M (Electric - High Cost) | 0.0044373 | 0.0089308 | 0.013463 | 0.018023 | 0.0226 | 0.027188 | 0.031783 | 0.036381 | 0.040979 | 0.045572 | 0.050158 | 0.054737
PG&E | GWh | Industrial | Ind - Other | HVAC | No | Ind HVAC - O&M (Electric - Low Cost) | 0.054023 | 0.10862 | 0.16365 | 0.21895 | 0.27441 | 0.32994 | 0.38553 | 0.44113 | 0.49668 | 0.55217 | 0.60754 | 0.6628
PG&E | GWh | Industrial | Ind - Other | HVAC | No | Ind HVAC - O&M (Electric - Mid Cost) | 0.0012722 | 0.0025585 | 0.0038552 | 0.0051587 | 0.0064663 | 0.0077759 | 0.009087 | 0.010399 | 0.01171 | 0.013019 | 0.014326 | 0.015631
PG&E | GWh | Industrial | Ind - Other | Lighting | No | Ind Lighting - Equipment (High Cost) | 0.025804 | 0.050213 | 0.073197 | 0.094794 | 0.11503 | 0.13397 | 0.15168 | 0.16823 | 0.18368 | 0.1981 | 0.21154 | 0.22408
PG&E | GWh | Industrial | Ind - Other | Lighting | No | Ind Lighting - Equipment (Low Cost) | 0.022888 | 0.044478 | 0.064789 | 0.083841 | 0.10168 | 0.11834 | 0.13391 | 0.14845 | 0.16201 | 0.17465 | 0.18642 | 0.19738
PG&E | GWh | Industrial | Ind - Other | Lighting | No | Ind Lighting - Equipment (Mid Cost) | 0.084028 | 0.16334 | 0.23797 | 0.308 | 0.37357 | 0.43487 | 0.49215 | 0.54564 | 0.59554 | 0.64207 | 0.68541 | 0.72579
PG&E | GWh | Industrial | Ind - Other | Lighting | No | Ind Lighting - O&M (High Cost) | 0.00028254 | 0.00054935 | 0.00080044 | 0.0010361 | 0.0012568 | 0.0014632 | 0.0016561 | 0.0018363 | 0.0020044 | 0.0021611 | 0.0023071 | 0.0024432
PG&E | GWh | Industrial | Ind - Other | Lighting | No | Ind Lighting - O&M (Low Cost) | 0.02949 | 0.057303 | 0.083468 | 0.10801 | 0.13098 | 0.15244 | 0.1725 | 0.19122 | 0.20868 | 0.22495 | 0.24011 | 0.25423
PG&E | GWh | Industrial | Ind - Other | Lighting | No | Ind Lighting - O&M (Mid Cost) | 0.00039607 | 0.00076979 | 0.0011214 | 0.0014513 | 0.0017601 | 0.0020487 | 0.0023185 | 0.0025703 | 0.0028052 | 0.0030241 | 0.0032281 | 0.0034182
PG&E | GWh | Industrial | Ind - Other | MachDr | No | Ind MachDr - Equipment (High Cost) | 0.032641 | 0.065722 | 0.099097 | 0.1327 | 0.16643 | 0.20025 | 0.23415 | 0.26807 | 0.30202 | 0.33596 | 0.36985 | 0.40371
PG&E | GWh | Industrial | Ind - Other | MachDr | No | Ind MachDr - Equipment (Low Cost) | 0.13452 | 0.27046 | 0.40748 | 0.54517 | 0.68327 | 0.82154 | 0.95995 | 1.0984 | 1.2367 | 1.3749 | 1.5127 | 1.6504
PG&E | GWh | Industrial | Ind - Other | MachDr | No | Ind MachDr - Equipment (Mid Cost) | 0.12467 | 0.25073 | 0.37783 | 0.5056 | 0.63377 | 0.76214 | 0.89068 | 1.0193 | 1.1478 | 1.2762 | 1.4043 | 1.5322
PG&E | GWh | Industrial | Ind - Other | MachDr | No | Ind MachDr - O&M (High Cost) | 0.0041074 | 0.0082623 | 0.012451 | 0.016664 | 0.02089 | 0.025123 | 0.029363 | 0.033604 | 0.037844 | 0.04208 | 0.046308 | 0.05053
PG&E | GWh | Industrial | Ind - Other | MachDr | No | Ind MachDr - O&M (Low Cost) | 0.23466 | 0.47181 | 0.71084 | 0.95105 | 1.192 | 1.4332 | 1.6746 | 1.9161 | 2.1574 | 2.3984 | 2.6389 | 2.879
PG&E | GWh | Industrial | Ind - Other | MachDr | No | Ind MachDr - O&M (Mid Cost) | 0.060771 | 0.12221 | 0.18415 | 0.24642 | 0.30887 | 0.37142 | 0.43404 | 0.49669 | 0.55929 | 0.62183 | 0.68424 | 0.74655
PG&E | GWh | Industrial | Ind - Paper | HVAC | No | Ind HVAC - Equipment (Electric - High Cost) | 0.00030849 | 0.00060185 | 0.00087873 | 0.0011398 | 0.001385 | 0.0016153 | 0.0018312 | 0.0020333 | 0.0022227 | 0.0023997 | 0.0025651 | 0.0027196
PG&E | GWh | Industrial | Ind - Paper | HVAC | No | Ind HVAC - Equipment (Electric - Low Cost) | 0.0078996 | 0.015358 | 0.022381 | 0.028974 | 0.035152 | 0.040931 | 0.046335 | 0.051385 | 0.056099 | 0.060497 | 0.064597 | 0.068421
PG&E | GWh | Industrial | Ind - Paper | HVAC | No | Ind HVAC - Equipment (Electric - Mid Cost) | 0.0027181 | 0.0052854 | 0.0077033 | 0.0099745 | 0.012103 | 0.014094 | 0.015957 | 0.017697 | 0.019322 | 0.020839 | 0.022253 | 0.023572
PG&E | GWh | Industrial | Ind - Paper | HVAC | No | Ind HVAC - Equipment (Gas - High Cost) | -1.5267e-05 | -2.9315e-05 | -4.2375e-05 | -5.463e-05 | -6.6123e-05 | -7.6808e-05 | -8.677e-05 | -9.6023e-05 | -0.00010457 | -0.00011244 | -0.0001198 | -0.00012669
PG&E | GWh | Industrial | Ind - Paper | HVAC | No | Ind HVAC - O&M (Electric - High Cost) | 0.00058997 | 0.0011868 | 0.0017885 | 0.0023936 | 0.0030007 | 0.0036089 | 0.0042179 | 0.0048271 | 0.0054363 | 0.0060448 | 0.0066522 | 0.0072587
PG&E | GWh | Industrial | Ind - Paper | HVAC | No | Ind HVAC - O&M (Electric - Low Cost) | 0.034201 | 0.068763 | 0.1036 | 0.13861 | 0.17372 | 0.20888 | 0.24407 | 0.27927 | 0.31444 | 0.34956 | 0.38462 | 0.41961
PG&E | GWh | Industrial | Ind - Paper | HVAC | No | Ind HVAC - O&M (Electric - Mid Cost) | 0.005854 | 0.011772 | 0.017738 | 0.023735 | 0.02975 | 0.035774 | 0.041805 | 0.047838 | 0.053868 | 0.05989 | 0.065901 | 0.071901
PG&E | GWh | Industrial | Ind - Paper | HVAC | No | Ind HVAC - O&M (Gas - High Cost) | 0.00049591 | 0.00098342 | 0.0014679 | 0.0019526 | 0.0024377 | 0.0029213 | 0.0034034 | 0.003882 | 0.0043552 | 0.0048212 | 0.0052874 | 0.0057541
PG&E | GWh | Industrial | Ind - Paper | HVAC | No | Ind HVAC - O&M (Gas - Mid Cost) | 0.0002229 | 0.00044184 | 0.00065931 | 0.00087652 | 0.0010937 | 0.0013103 | 0.0015261 | 0.0017402 | 0.0019519 | 0.0021602 | 0.0023686 | 0.0025771
PG&E | GWh | Industrial | Ind - Paper | Lighting | No | Ind Lighting - Equipment (High Cost) | 0.013156 | 0.025604 | 0.037326 | 0.048342 | 0.058663 | 0.068326 | 0.077362 | 0.085805 | 0.093692 | 0.10105 | 0.10791 | 0.11431
PG&E | GWh | Industrial | Ind - Paper | Lighting | No | Ind Lighting - Equipment (Low Cost) | 0.010788 | 0.020965 | 0.030538 | 0.039518 | 0.047925 | 0.055781 | 0.063121 | 0.069973 | 0.076364 | 0.082322 | 0.08787 | 0.09304
PG&E | GWh | Industrial | Ind - Paper | Lighting | No | Ind Lighting - Equipment (Mid Cost) | 0.07019 | 0.13644 | 0.19877 | 0.25726 | 0.31202 | 0.36321 | 0.41105 | 0.45571 | 0.49738 | 0.53623 | 0.57242 | 0.60614
PG&E | GWh | Industrial | Ind - Paper | Lighting | No | Ind Lighting - O&M (Low Cost) | 0.0048569 | 0.0094377 | 0.013747 | 0.017789 | 0.021572 | 0.025108 | 0.028411 | 0.031494 | 0.03437 | 0.03705 | 0.039547 | 0.041873
PG&E | GWh | Industrial | Ind - Paper | Lighting | No | Ind Lighting - O&M (Mid Cost) | 0.00027979 | 0.00054382 | 0.00079224 | 0.0010253 | 0.0012435 | 0.0014475 | 0.0016381 | 0.001816 | 0.001982 | 0.0021368 | 0.0022809 | 0.0024152
PG&E | GWh | Industrial | Ind - Paper | ProcHeat | No | Ind ProcHeat - Equipment (Gas - High Cost) | -0.00063232 | -0.0012147 | -0.0017565 | -0.0022658 | -0.0027442 | -0.0031886 | -0.0036032 | -0.0039884 | -0.0043445 | -0.0046726 | -0.0049797 | -0.0052677
PG&E | GWh | Industrial | Ind - Paper | ProcHeat | No | Ind ProcHeat - Equipment (Gas - Mid Cost) | -0.046053 | -0.08832 | -0.12755 | -0.16417 | -0.1984 | -0.23027 | -0.25995 | -0.28746 | -0.31287 | -0.33623 | -0.35807 | -0.37848
PG&E | GWh | Industrial | Ind - Paper | ProcHeat | No | Ind ProcHeat - O&M (Gas - High Cost) | -0.0016232 | -0.0032196 | -0.0048065 | -0.0063954 | -0.007987 | -0.0095727 | -0.011154 | -0.012724 | -0.014277 | -0.015806 | -0.017337 | -0.018869
PG&E | GWh | Industrial | Ind - Paper | ProcHeat | No | Ind ProcHeat - O&M (Gas - Mid Cost) | 0.00020887 | 0.00041401 | 0.00061776 | 0.00082124 | 0.0010246 | 0.0012275 | 0.0014296 | 0.0016302 | 0.0018285 | 0.0020236 | 0.0022188 | 0.002414
PG&E | GWh | Industrial | Ind - Paper | MachDr | No | Ind MachDr - Equipment (High Cost) | 0.019597 | 0.03771 | 0.05438 | 0.069687 | 0.083704 | 0.096526 | 0.10825 | 0.11895 | 0.12871 | 0.13762 | 0.14573 | 0.15313
PG&E | GWh | Industrial | Ind - Paper | MachDr | No | Ind MachDr - Equipment (Low Cost) | 0.041999 | 0.080722 | 0.11633 | 0.14898 | 0.17885 | 0.20613 | 0.23105 | 0.25378 | 0.27451 | 0.29339 | 0.31059 | 0.32624
PG&E | GWh | Industrial | Ind - Paper | MachDr | No | Ind MachDr - Equipment (Mid Cost) | 0.08655 | 0.1664 | 0.23983 | 0.30718 | 0.36882 | 0.42514 | 0.47658 | 0.52353 | 0.56634 | 0.60535 | 0.64088 | 0.67323
PG&E | GWh | Industrial | Ind - Paper | MachDr | No | Ind MachDr - O&M (High Cost) | 0.0025757 | 0.005181 | 0.0078076 | 0.010449 | 0.013098 | 0.015753 | 0.01841 | 0.021069 | 0.023727 | 0.026383 | 0.029033 | 0.031679
PG&E | GWh | Industrial | Ind - Paper | MachDr | No | Ind MachDr - O&M (Low Cost) | 0.29877 | 0.60071 | 0.90503 | 1.2109 | 1.5176 | 1.8247 | 2.1321 | 2.4396 | 2.7468 | 3.0536 | 3.3598 | 3.6655
PG&E | GWh | Industrial | Ind - Paper | MachDr | No | Ind MachDr - O&M (Mid Cost) | 0.031108 | 0.062558 | 0.094261 | 0.12613 | 0.15809 | 0.19011 | 0.22215 | 0.25421 | 0.28625 | 0.31826 | 0.3502 | 0.38208
PG&E | GWh | Industrial | Ind - Petroleum | Lighting | No | Ind Lighting - Equipment (High Cost) | 0.054421 | 0.10592 | 0.15442 | 0.20001 | 0.24273 | 0.28272 | 0.32012 | 0.35508 | 0.38773 | 0.41819 | 0.4466 | 0.47308
PG&E | GWh | Industrial | Ind - Petroleum | Lighting | No | Ind Lighting - Equipment (Low Cost) | 0.10728 | 0.20848 | 0.30367 | 0.39296 | 0.47655 | 0.55465 | 0.62763 | 0.69575 | 0.75929 | 0.81851 | 0.87367 | 0.92506
PG&E | GWh | Industrial | Ind - Petroleum | Lighting | No | Ind Lighting - Equipment (Mid Cost) | 0.085888 | 0.16694 | 0.2432 | 0.31476 | 0.38174 | 0.44436 | 0.50288 | 0.55751 | 0.60847 | 0.65598 | 0.70024 | 0.74148
PG&E | GWh | Industrial | Ind - Petroleum | MachDr | No | Ind MachDr - Equipment (High Cost) | 0.19305 | 0.37161 | 0.53597 | 0.68697 | 0.82528 | 0.95183 | 1.0675 | 1.1732 | 1.2697 | 1.3576 | 1.4378 | 1.5109
PG&E | GWh | Industrial | Ind - Petroleum | MachDr | No | Ind MachDr - Equipment (Low Cost) | 1.0079 | 1.9372 | 2.7917 | 3.5751 | 4.2919 | 4.9466 | 5.5446 | 6.0902 | 6.5875 | 7.0407 | 7.4533 | 7.8289
PG&E | GWh | Industrial | Ind - Petroleum | MachDr | No | Ind MachDr - Equipment (Mid Cost) | 0.82627 | 1.5885 | 2.2896 | 2.9326 | 3.521 | 4.0587 | 4.5498 | 4.998 | 5.4067 | 5.7791 | 6.1183 | 6.4271
PG&E | GWh | Industrial | Ind - Petroleum | MachDr | No | Ind MachDr - O&M (High Cost) | 0.070899 | 0.14264 | 0.21498 | 0.28773 | 0.36073 | 0.43387 | 0.50711 | 0.5804 | 0.65367 | 0.72688 | 0.79997 | 0.87294
PG&E | GWh | Industrial | Ind - Petroleum | MachDr | No | Ind MachDr - O&M (Low Cost) | 4.1085 | 8.2605 | 12.4454 | 16.6509 | 20.8688 | 25.0917 | 29.3192 | 33.5475 | 37.7723 | 41.9917 | 46.2025 | 50.4055
PG&E | GWh | Industrial | Ind - Petroleum | MachDr | No | Ind MachDr - O&M (Mid Cost) | 0.54742 | 1.1008 | 1.6587 | 2.2195 | 2.782 | 3.3452 | 3.9092 | 4.4733 | 5.0371 | 5.6002 | 6.1622 | 6.7232
PG&E | GWh | Industrial | Ind - Plastics | HVAC | No | Ind HVAC - Equipment (Electric - High Cost) | 0.00047213 | 0.00091951 | 0.0013413 | 0.0017381 | 0.0021104 | 0.0024593 | 0.002786 | 0.0030915 | 0.0033773 | 0.0036443 | 0.0038933 | 0.0041258
PG&E | GWh | Industrial | Ind - Plastics | HVAC | No | Ind HVAC - Equipment (Electric - Low Cost) | 0.021915 | 0.042606 | 0.062089 | 0.080381 | 0.097521 | 0.11355 | 0.12855 | 0.14256 | 0.15563 | 0.16784 | 0.17921 | 0.18982
PG&E | GWh | Industrial | Ind - Plastics | HVAC | No | Ind HVAC - Equipment (Electric - Mid Cost) | 0.020642 | 0.040138 | 0.0585 | 0.075743 | 0.091902 | 0.10702 | 0.12116 | 0.13437 | 0.14671 | 0.15823 | 0.16896 | 0.17897
PG&E | GWh | Industrial | Ind - Plastics | HVAC | No | Ind HVAC - Equipment (Gas - High Cost) | -0.00041415 | -0.00082954 | -0.0012406 | -0.0016462 | -0.0020461 | -0.0024399 | -0.0028288 | -0.0032113 | -0.0035863 | -0.0039525 | -0.0042948 | -0.004615
PG&E | GWh | Industrial | Ind - Plastics | HVAC | No | Ind HVAC - Equipment (Gas - Low Cost) | 0.0001252 | 0.0002506 | 0.00037457 | 0.00049655 | 0.00061655 | 0.00073486 | 0.0008516 | 0.00096631 | 0.0010787 | 0.0011884 | 0.0012909 | 0.0013867
PG&E | GWh | Industrial | Ind - Plastics | HVAC | No | Ind HVAC - Equipment (Gas - Mid Cost) | -0.00018296 | -0.00036625 | -0.00054748 | -0.00072588 | -0.00090143 | -0.0010745 | -0.0012453 | -0.0014131 | -0.0015776 | -0.0017382 | -0.0018881 | -0.0020283
PG&E | GWh | Industrial | Ind - Plastics | HVAC | No | Ind HVAC - O&M (Electric - High Cost) | 0.0083387 | 0.016774 | 0.025279 | 0.033832 | 0.042415 | 0.051011 | 0.059619 | 0.068232 | 0.076842 | 0.085444 | 0.09403 | 0.1026
PG&E | GWh | Industrial | Ind - Plastics | HVAC | No | Ind HVAC - O&M (Electric - Low Cost) | 0.10309 | 0.20727 | 0.31228 | 0.41781 | 0.52364 | 0.6296 | 0.73568 | 0.84178 | 0.94779 | 1.0537 | 1.1593 | 1.2648
PG&E | GWh | Industrial | Ind - Plastics | HVAC | No | Ind HVAC - O&M (Electric - Mid Cost) | 0.017505 | 0.035201 | 0.05304 | 0.070971 | 0.088957 | 0.10697 | 0.125 | 0.14304 | 0.16106 | 0.17907 | 0.19704 | 0.21497
PG&E | GWh | Industrial | Ind - Plastics | HVAC | No | Ind HVAC - O&M (Gas - Mid Cost) | 0.00012282 | 0.00025451 | 0.00039389 | 0.00054071 | 0.00069535 | 0.00085854 | 0.0010309 | 0.0012122 | 0.0014025 | 0.0016011 | 0.0017998 | 0.0019986
PG&E | GWh | Industrial | Ind - Plastics | Lighting | No | Ind Lighting - Equipment (High Cost) | 0.026027 | 0.050661 | 0.07386 | 0.095667 | 0.1161 | 0.13524 | 0.15313 | 0.16985 | 0.18548 | 0.20006 | 0.21365 | 0.22632
PG&E | GWh | Industrial | Ind - Plastics | Lighting | No | Ind Lighting - Equipment (Low Cost) | 0.044066 | 0.085633 | 0.12474 | 0.16142 | 0.19576 | 0.22784 | 0.25782 | 0.28581 | 0.31192 | 0.33625 | 0.35891 | 0.38003
PG&E | GWh | Industrial | Ind - Plastics | Lighting | No | Ind Lighting - Equipment (Mid Cost) | 0.18887 | 0.36715 | 0.53489 | 0.6923 | 0.83968 | 0.97745 | 1.1062 | 1.2264 | 1.3386 | 1.4431 | 1.5406 | 1.6313
PG&E | GWh | Industrial | Ind - Plastics | Lighting | No | Ind Lighting - O&M (Low Cost) | 0.010046 | 0.019521 | 0.028434 | 0.036794 | 0.04462 | 0.051933 | 0.058765 | 0.065143 | 0.071091 | 0.076636 | 0.0818 | 0.086611
PG&E | GWh | Industrial | Ind - Plastics | Lighting | No | Ind Lighting - O&M (Mid Cost) | 0.0015008 | 0.002917 | 0.0042494 | 0.0054994 | 0.0066697 | 0.0077635 | 0.0087857 | 0.00974 | 0.01063 | 0.01146 | 0.012233 | 0.012953
PG&E | GWh | Industrial | Ind - Plastics | ProcHeat | No | Ind ProcHeat - Equipment (Electric - High Cost) | 0.0010267 | 0.0020654 | 0.0031131 | 0.0041681 | 0.0052278 | 0.0062881 | 0.0073502 | 0.0084132 | 0.0094757 | 0.010538 | 0.011598 | 0.012657
PG&E | GWh | Industrial | Ind - Plastics | ProcHeat | No | Ind ProcHeat - Equipment (Electric - Low Cost) | 0.077217 | 0.15525 | 0.23391 | 0.31295 | 0.39222 | 0.47159 | 0.55105 | 0.63052 | 0.70992 | 0.78922 | 0.86837 | 0.94736
PG&E | GWh | Industrial | Ind - Plastics | ProcHeat | No | Ind ProcHeat - Equipment (Electric - Mid Cost) | 0.034142 | 0.068658 | 0.10345 | 0.13843 | 0.17351 | 0.20864 | 0.24381 | 0.27899 | 0.31415 | 0.34927 | 0.38432 | 0.41931
PG&E | GWh | Industrial | Ind - Plastics | ProcHeat | No | Ind ProcHeat - Equipment (Gas - High Cost) | -0.0005947 | -0.001234 | -0.0019118 | -0.0026289 | -0.003386 | -0.0041839 | -0.0050276 | -0.0059161 | -0.0068486 | -0.0078236 | -0.0087995 | -0.009777
PG&E | GWh | Industrial | Ind - Plastics | ProcHeat | No | Ind ProcHeat - Equipment (Gas - Mid Cost) | 0.00047035 | 0.00097484 | 0.0015089 | 0.0020718 | 0.0026649 | 0.0032907 | 0.0039518 | 0.0046473 | 0.0053771 | 0.0061394 | 0.006902 | 0.0076648
PG&E | GWh | Industrial | Ind - Plastics | ProcHeat | No | Ind ProcHeat - O&M (Gas - Low Cost) | 0.0018359 | 0.0038042 | 0.005887 | 0.0080805 | 0.01039 | 0.012828 | 0.015402 | 0.01811 | 0.020951 | 0.023918 | 0.026884 | 0.029851
PG&E | GWh | Industrial | Ind - Plastics | ProcHeat | No | Ind ProcHeat - O&M (Gas - Mid Cost) | -0.00049595 | -0.0010278 | -0.0015908 | -0.0021841 | -0.0028091 | -0.0034685 | -0.0041652 | -0.0048981 | -0.0056671 | -0.0064702 | -0.0072735 | -0.0080771
PG&E | GWh | Industrial | Ind - Plastics | ProcRefrig | No | Ind ProcRefrig - O&M (High Cost) | 0.061932 | 0.12459 | 0.18777 | 0.2513 | 0.31504 | 0.37891 | 0.44286 | 0.50684 | 0.57081 | 0.63472 | 0.69852 | 0.76222
PG&E | GWh | Industrial | Ind - Plastics | ProcRefrig | No | Ind ProcRefrig - O&M (Low Cost) | 0.11865 | 0.23856 | 0.35942 | 0.4809 | 0.60273 | 0.72471 | 0.84683 | 0.96898 | 1.091 | 1.2129 | 1.3346 | 1.456
PG&E | GWh | Industrial | Ind - Plastics | ProcRefrig | No | Ind ProcRefrig - O&M (Mid Cost) | 0.022868 | 0.045988 | 0.069294 | 0.092722 | 0.11622 | 0.13976 | 0.16332 | 0.18689 | 0.21044 | 0.23397 | 0.25746 | 0.2809
PG&E | GWh | Industrial | Ind - Plastics | MachDr | No | Ind MachDr - Equipment (High Cost) | 0.066976 | 0.13488 | 0.2034 | 0.27239 | 0.34166 | 0.41114 | 0.48077 | 0.55047 | 0.62024 | 0.68999 | 0.75965 | 0.82924
PG&E | GWh | Industrial | Ind - Plastics | MachDr | No | Ind MachDr - Equipment (Low Cost) | 0.27715 | 0.55724 | 0.83956 | 1.1233 | 1.4078 | 1.6927 | 1.9779 | 2.2632 | 2.5482 | 2.8329 | 3.117 | 3.4006
PG&E | GWh | Industrial | Ind - Plastics | MachDr | No | Ind MachDr - Equipment (Mid Cost) | 0.44355 | 0.89211 | 1.3443 | 1.799 | 2.2551 | 2.7119 | 3.1694 | 3.627 | 4.0844 | 4.5413 | 4.9974 | 5.4527
PG&E | GWh | Industrial | Ind - Plastics | MachDr | No | Ind MachDr - O&M (High Cost) | 0.0033611 | 0.0067613 | 0.01019 | 0.013637 | 0.017096 | 0.020561 | 0.02403 | 0.027502 | 0.030972 | 0.034439 | 0.0379 | 0.041356
PG&E | GWh | Industrial | Ind - Plastics | MachDr | No | Ind MachDr - O&M (Low Cost) | 0.97299 | 1.9563 | 2.9474 | 3.9434 | 4.9424 | 5.9425 | 6.9438 | 7.9452 | 8.9458 | 9.9452 | 10.9425 | 11.9379
PG&E | GWh | Industrial | Ind - Plastics | MachDr | No | Ind MachDr - O&M (Mid Cost) | 0.036215 | 0.072827 | 0.10974 | 0.14683 | 0.18405 | 0.22131 | 0.25862 | 0.29594 | 0.33324 | 0.3705 | 0.40768 | 0.4448
PG&E | GWh | Industrial | Ind - Printing & Publishing | HVAC | No | Ind HVAC - Equipment (Electric - High Cost) | 0.02575 | 0.05016 | 0.073176 | 0.094839 | 0.11516 | 0.13422 | 0.15206 | 0.16875 | 0.18436 | 0.19895 | 0.21256 | 0.22527
PG&E | GWh | Industrial | Ind - Printing & Publishing | HVAC | No | Ind HVAC - Equipment (Electric - Low Cost) | 0.048815 | 0.094904 | 0.1383 | 0.17905 | 0.21723 | 0.25294 | 0.28634 | 0.31755 | 0.34668 | 0.37386 | 0.39921 | 0.42284
PG&E | GWh | Industrial | Ind - Printing & Publishing | HVAC | No | Ind HVAC - Equipment (Electric - Mid Cost) | 0.051907 | 0.10094 | 0.14713 | 0.19051 | 0.23116 | 0.2692 | 0.30478 | 0.33803 | 0.36908 | 0.39806 | 0.42507 | 0.45027
PG&E | GWh | Industrial | Ind - Printing & Publishing | HVAC | No | Ind HVAC - Equipment (Gas - High Cost) | -0.0015417 | -0.0030219 | -0.0044345 | -0.0057918 | -0.00709 | -0.0083146 | -0.0094747 | -0.010571 | -0.011601 | -0.012571 | -0.013478 | -0.014329
PG&E | GWh | Industrial | Ind - Printing & Publishing | HVAC | No | Ind HVAC - Equipment (Gas - Mid Cost) | -0.00014666 | -0.00028692 | -0.00042039 | -0.00054756 | -0.00066842 | -0.00078285 | -0.00089099 | -0.00099288 | -0.0010886 | -0.0011784 | -0.0012624 | -0.0013408
PG&E | GWh | Industrial | Ind - Printing & Publishing | HVAC | No | Ind HVAC - O&M (Electric - High Cost) | 0.011127 | 0.022382 | 0.03373 | 0.045141 | 0.056588 | 0.068055 | 0.079538 | 0.091026 | 0.10251 | 0.11398 | 0.12544 | 0.13687
PG&E | GWh | Industrial | Ind - Printing & Publishing | HVAC | No | Ind HVAC - O&M (Electric - Low Cost) | 0.25995 | 0.52265 | 0.78744 | 1.0535 | 1.3204 | 1.5877 | 1.8552 | 2.1227 | 2.39 | 2.657 | 2.9235 | 3.1895
PG&E | GWh | Industrial | Ind - Printing & Publishing | HVAC | No | Ind HVAC - O&M (Electric - Mid Cost) | 0.11738 | 0.23606 | 0.35571 | 0.476 | 0.59668 | 0.71753 | 0.83853 | 0.95958 | 1.0806 | 1.2014 | 1.322 | 1.4425
PG&E | GWh | Industrial | Ind - Printing & Publishing | Lighting | No | Ind Lighting - Equipment (High Cost) | 0.03213 | 0.062527 | 0.09115 | 0.11805 | 0.14325 | 0.16684 | 0.1889 | 0.20951 | 0.22877 | 0.24673 | 0.26348 | 0.27909
PG&E | GWh | Industrial | Ind - Printing & Publishing | Lighting | No | Ind Lighting - Equipment (Low Cost) | 0.072922 | 0.14171 | 0.20642 | 0.26711 | 0.32393 | 0.37702 | 0.42663 | 0.47294 | 0.51613 | 0.55639 | 0.59389 | 0.62883
PG&E | GWh | Industrial | Ind - Printing & Publishing | Lighting | No | Ind Lighting - Equipment (Mid Cost) | 0.18384 | 0.35733 | 0.52058 | 0.67375 | 0.81715 | 0.9512 | 1.0765 | 1.1934 | 1.3025 | 1.4042 | 1.499 | 1.5873
PG&E | GWh | Industrial | Ind - Printing & Publishing | Lighting | No | Ind Lighting - O&M (Low Cost) | 0.034841 | 0.067701 | 0.098614 | 0.12761 | 0.15475 | 0.18011 | 0.2038 | 0.22592 | 0.24655 | 0.26578 | 0.28369 | 0.30037
PG&E | GWh | Industrial | Ind - Printing & Publishing | Lighting | No | Ind Lighting - O&M (Mid Cost) | 0.0016298 | 0.0031677 | 0.0046146 | 0.0059721 | 0.007243 | 0.0084309 | 0.0095409 | 0.010577 | 0.011544 | 0.012445 | 0.013285 | 0.014067
PG&E | GWh | Industrial | Ind - Printing & Publishing | ProcHeat | No | Ind ProcHeat - Equipment (Gas - Mid Cost) | -0.002245 | -0.0043927 | -0.0064369 | -0.0083859 | -0.010239 | -0.011994 | -0.013652 | -0.015214 | -0.016683 | -0.018061 | -0.019349 | -0.020553
PG&E | GWh | Industrial | Ind - Printing & Publishing | ProcHeat | No | Ind ProcHeat - O&M (Gas - High Cost) | -0.0011654 | -0.0023595 | -0.0035765 | -0.0048199 | -0.0060864 | -0.0073691 | -0.0086672 | -0.0099773 | -0.011295 | -0.012619 | -0.013944 | -0.015271
PG&E | GWh | Industrial | Ind - Printing & Publishing | MachDr | No | Ind MachDr - Equipment (High Cost) | 0.020384 | 0.03923 | 0.056574 | 0.072503 | 0.087091 | 0.10044 | 0.11263 | 0.12377 | 0.13394 | 0.14322 | 0.15167 | 0.15936
PG&E | GWh | Industrial | Ind - Printing & Publishing | MachDr | No | Ind MachDr - Equipment (Low Cost) | 0.09158 | 0.17601 | 0.25365 | 0.32483 | 0.38996 | 0.44944 | 0.50377 | 0.55334 | 0.59852 | 0.63969 | 0.67717 | 0.71131
PG&E | GWh | Industrial | Ind - Printing & Publishing | MachDr | No | Ind MachDr - Equipment (Mid Cost) | 0.14431 | 0.27742 | 0.39984 | 0.51212 | 0.61486 | 0.70874 | 0.79448 | 0.87273 | 0.94409 | 1.0091 | 1.0683 | 1.1222
PG&E | GWh | Industrial | Ind - Printing & Publishing | MachDr | No | Ind MachDr - O&M (High Cost) | 0.00087957 | 0.0017693 | 0.0026664 | 0.0035685 | 0.0044734 | 0.00538 | 0.0062879 | 0.0071961 | 0.0081041 | 0.0090112 | 0.0099167 | 0.010821
PG&E | GWh | Industrial | Ind - Printing & Publishing | MachDr | No | Ind MachDr - O&M (Low Cost) | 1.0753 | 2.162 | 3.2573 | 4.358 | 5.462 | 6.5672 | 7.6737 | 8.7803 | 9.8861 | 10.9904 | 12.0925 | 13.1925
PG&E | GWh | Industrial | Ind - Printing & Publishing | MachDr | No | Ind MachDr - O&M (Mid Cost) | 0.052398 | 0.10537 | 0.15877 | 0.21245 | 0.2663 | 0.32022 | 0.37421 | 0.42821 | 0.48218 | 0.53609 | 0.5899 | 0.64361
PG&E | GWh | Industrial | Ind - Stone, Glass & Clay | HVAC | No | Ind HVAC - Equipment (Gas - High Cost) | -0.0001432 | -0.00027858 | -0.0004071 | -0.00052992 | -0.0006473 | -0.00075868 | -0.00086435 | -0.00096427 | -0.0010586 | -0.0011475 | -0.0012306 | -0.0013084
PG&E | GWh | Industrial | Ind - Stone, Glass & Clay | HVAC | No | Ind HVAC - O&M (Electric - High Cost) | 0.0082905 | 0.016676 | 0.025131 | 0.033633 | 0.042161 | 0.050705 | 0.05926 | 0.067819 | 0.076375 | 0.084923 | 0.093455 | 0.10197
PG&E | GWh | Industrial | Ind - Stone, Glass & Clay | HVAC | No | Ind HVAC - O&M (Electric - Low Cost) | 0.13445 | 0.27033 | 0.40729 | 0.54492 | 0.68296 | 0.82117 | 0.95952 | 1.0979 | 1.2362 | 1.3743 | 1.5121 | 1.6496
PG&E | GWh | Industrial | Ind - Stone, Glass & Clay | HVAC | No | Ind HVAC - O&M (Electric - Mid Cost) | 0.0010828 | 0.0021776 | 0.0032812 | 0.0043907 | 0.0055035 | 0.0066181 | 0.0077339 | 0.0088502 | 0.0099658 | 0.01108 | 0.012192 | 0.013303
PG&E | GWh | Industrial | Ind - Stone, Glass & Clay | Lighting | No | Ind Lighting - Equipment (High Cost) | 0.027886 | 0.054276 | 0.07913 | 0.10249 | 0.12438 | 0.14487 | 0.16404 | 0.18195 | 0.19869 | 0.2143 | 0.22886 | 0.24243
PG&E | GWh | Industrial | Ind - Stone, Glass & Clay | Lighting | No | Ind Lighting - Equipment (Low Cost) | 0.033744 | 0.065573 | 0.095516 | 0.1236 | 0.14989 | 0.17446 | 0.19741 | 0.21884 | 0.23882 | 0.25745 | 0.2748 | 0.29097
PG&E | GWh | Industrial | Ind - Stone, Glass & Clay | Lighting | No | Ind Lighting - Equipment (Mid Cost) | 0.43215 | 0.84 | 1.2238 | 1.5838 | 1.921 | 2.2361 | 2.5306 | 2.8055 | 3.062 | 3.3012 | 3.5239 | 3.7315
PG&E | GWh | Industrial | Ind - Stone, Glass & Clay | Lighting | No | Ind Lighting - O&M (Low Cost) | 0.010339 | 0.020091 | 0.029265 | 0.037869 | 0.045924 | 0.053451 | 0.060484 | 0.067049 | 0.073172 | 0.078879 | 0.084195 | 0.089147
PG&E | GWh | Industrial | Ind - Stone, Glass & Clay | Lighting | No | Ind Lighting - O&M (Mid Cost) | 0.0065451 | 0.01272 | 0.01853 | 0.02398 | 0.029082 | 0.033851 | 0.038307 | 0.042467 | 0.046347 | 0.049963 | 0.053333 | 0.056472
PG&E | GWh | Industrial | Ind - Stone, Glass & Clay | ProcHeat | No | Ind ProcHeat - Equipment (Gas - High Cost) | -0.0094413 | -0.018376 | -0.026868 | -0.035014 | -0.042821 | -0.050218 | -0.057244 | -0.063895 | -0.070176 | -0.076104 | -0.081652 | -0.086852
PG&E | GWh | Industrial | Ind - Stone, Glass & Clay | ProcHeat | No | Ind ProcHeat - O&M (Gas - High Cost) | -0.00094133 | -0.0018925 | -0.0028584 | -0.0038452 | -0.0048537 | -0.0058785 | -0.0069189 | -0.0079715 | -0.009035 | -0.010108 | -0.011181 | -0.012255
PG&E | GWh | Industrial | Ind - Stone, Glass & Clay | ProcHeat | No | Ind ProcHeat - O&M (Gas - Mid Cost) | -0.12844 | -0.25813 | -0.38975 | -0.52401 | -0.66107 | -0.80042 | -0.94185 | -1.0849 | -1.2293 | -1.3749 | -1.5206 | -1.6663
PG&E | GWh | Industrial | Ind - Stone, Glass & Clay | MachDr | No | Ind MachDr - Equipment (High Cost) | 0.035117 | 0.067581 | 0.097458 | 0.12489 | 0.15002 | 0.173 | 0.19401 | 0.2132 | 0.23071 | 0.24668 | 0.26122 | 0.27448
PG&E | GWh | Industrial | Ind - Stone, Glass & Clay | MachDr | No | Ind MachDr - Equipment (Low Cost) | 0.32058 | 0.61613 | 0.8879 | 1.1371 | 1.365 | 1.5733 | 1.7634 | 1.937 | 2.0951 | 2.2392 | 2.3704 | 2.4899
PG&E | GWh | Industrial | Ind - Stone, Glass & Clay | MachDr | No | Ind MachDr - Equipment (Mid Cost) | 0.25576 | 0.49169 | 0.70867 | 0.90768 | 1.0898 | 1.2562 | 1.4082 | 1.5469 | 1.6734 | 1.7886 | 1.8936 | 1.9892
PG&E | GWh | Industrial | Ind - Stone, Glass & Clay | MachDr | No | Ind MachDr - O&M (High Cost) | 0.047318 | 0.095213 | 0.14351 | 0.19208 | 0.24082 | 0.28965 | 0.33855 | 0.38749 | 0.43641 | 0.48529 | 0.53409 | 0.58282
PG&E | GWh | Industrial | Ind - Stone, Glass & Clay | MachDr | No | Ind MachDr - O&M (Low Cost) | 1.1266 | 2.2651 | 3.4127 | 4.5659 | 5.7225 | 6.8804 | 8.0397 | 9.1991 | 10.3576 | 11.5146 | 12.6692 | 13.8218
PG&E | GWh | Industrial | Ind - Stone, Glass & Clay | MachDr | No | Ind MachDr - O&M (Mid Cost) | 0.18578 | 0.37361 | 0.56296 | 0.7533 | 0.94422 | 1.1354 | 1.3269 | 1.5183 | 1.7097 | 1.9009 | 2.0917 | 2.2821
PG&E | GWh | Industrial | Ind - Textiles | HVAC | No | Ind HVAC - Equipment (Electric - High Cost) | 0.00065594 | 0.0012773 | 0.001863 | 0.002414 | 0.0029309 | 0.0034152 | 0.0038686 | 0.0042927 | 0.0046893 | 0.0050597 | 0.0054053 | 0.0057278
PG&E | GWh | Industrial | Ind - Textiles | HVAC | No | Ind HVAC - Equipment (Electric - Low Cost) | 0.00048204 | 0.00093716 | 0.0013657 | 0.0017681 | 0.0021451 | 0.0024977 | 0.0028275 | 0.0031357 | 0.0034233 | 0.0036917 | 0.003942 | 0.0041753
PG&E | GWh | Industrial | Ind - Textiles | HVAC | No | Ind HVAC - Equipment (Electric - Mid Cost) | 0.0010003 | 0.001945 | 0.0028348 | 0.0036703 | 0.0044533 | 0.0051858 | 0.005871 | 0.0065113 | 0.0071092 | 0.007667 | 0.0081872 | 0.0086723
PG&E | GWh | Industrial | Ind - Textiles | HVAC | No | Ind HVAC - O&M (Electric - High Cost) | 0.00012666 | 0.00025495 | 0.00038434 | 0.00051455 | 0.00064523 | 0.00077623 | 0.00090746 | 0.0010388 | 0.0011702 | 0.0013015 | 0.0014326 | 0.0015635
PG&E | GWh | Industrial | Ind - Textiles | HVAC | No | Ind HVAC - O&M (Electric - Low Cost) | 0.0098139 | 0.019732 | 0.029729 | 0.039776 | 0.049852 | 0.059941 | 0.070041 | 0.080143 | 0.090237 | 0.10032 | 0.11038 | 0.12042
PG&E | GWh | Industrial | Ind - Textiles | HVAC | No | Ind HVAC - O&M (Electric - Mid Cost) | 0.0040585 | 0.0081614 | 0.012297 | 0.016455 | 0.020625 | 0.024801 | 0.028981 | 0.033164 | 0.037343 | 0.041518 | 0.045684 | 0.049843
PG&E | GWh | Industrial | Ind - Textiles | Lighting | No | Ind Lighting - Equipment (High Cost) | 0.0020577 | 0.0040044 | 0.0058376 | 0.0075603 | 0.0091745 | 0.010685 | 0.012099 | 0.013419 | 0.014652 | 0.015803 | 0.016875 | 0.017875
PG&E | GWh | Industrial | Ind - Textiles | Lighting | No | Ind Lighting - Equipment (Low Cost) | 0.0020902 | 0.0040619 | 0.0059167 | 0.0076565 | 0.0092852 | 0.010807 | 0.012229 | 0.013557 | 0.014795 | 0.015949 | 0.017024 | 0.018025
PG&E | GWh | Industrial | Ind - Textiles | Lighting | No | Ind Lighting - Equipment (Mid Cost) | 0.016916 | 0.032883 | 0.047907 | 0.062006 | 0.075206 | 0.087546 | 0.099079 | 0.10985 | 0.11989 | 0.12926 | 0.13799 | 0.14612
PG&E | GWh | Industrial | Ind - Textiles | Lighting | No | Ind Lighting - O&M (Low Cost) | 0.0012489 | 0.0024269 | 0.003535 | 0.0045743 | 0.0055472 | 0.0064563 | 0.0073057 | 0.0080986 | 0.008838 | 0.0095273 | 0.010169 | 0.010767
PG&E | GWh | Industrial | Ind - Textiles | Lighting | No | Ind Lighting - O&M (Mid Cost) | 0.00065695 | 0.0012767 | 0.0018599 | 0.0024069 | 0.002919 | 0.0033975 | 0.0038447 | 0.0042622 | 0.0046516 | 0.0050146 | 0.0053527 | 0.0056678
PG&E | GWh | Industrial | Ind - Textiles | ProcHeat | No | Ind ProcHeat - Equipment (Gas - High Cost) | -0.0013669 | -0.0027148 | -0.0040367 | -0.0053406 | -0.0066287 | -0.0078931 | -0.0091364 | -0.010356 | -0.011549 | -0.012712 | -0.013877 | -0.015044
PG&E | GWh | Industrial | Ind - Textiles | ProcHeat | No | Ind ProcHeat - Equipment (Gas - Mid Cost) | 9.7464e-06 | 1.9328e-05 | 2.8703e-05 | 3.7885e-05 | 4.6921e-05 | 5.581e-05 | 6.454e-05 | 7.3092e-05 | 8.1452e-05 | 8.9595e-05 | 9.7739e-05 | 0.00010588
PG&E | GWh | Industrial | Ind - Textiles | ProcHeat | No | Ind ProcHeat - O&M (Gas - High Cost) | -0.00037533 | -0.0007447 | -0.0011064 | -0.0014614 | -0.0018114 | -0.0021554 | -0.0024934 | -0.0028247 | -0.0031487 | -0.0034645 | -0.0037806 | -0.004097
PG&E | GWh | Industrial | Ind - Textiles | ProcHeat | No | Ind ProcHeat - O&M (Gas - Low Cost) | 5.813e-05 | 0.00011526 | 0.00017116 | 0.00022588 | 0.00027971 | 0.00033267 | 0.00038468 | 0.00043562 | 0.00048541 | 0.00053391 | 0.0005824 | 0.0006309
PG&E | GWh | Industrial | Ind - Textiles | ProcHeat | No | Ind ProcHeat - O&M (Gas - Mid Cost) | -6.5627e-05 | -0.00013014 | -0.00019328 | -0.00025511 | -0.00031596 | -0.00037583 | -0.00043462 | -0.00049221 | -0.00054851 | -0.00060335 | -0.0006582 | -0.00071307
PG&E | GWh | Industrial | Ind - Textiles | MachDr | No | Ind MachDr - Equipment (High Cost) | 0.00063236 | 0.0012737 | 0.001921 | 0.0025729 | 0.0032275 | 0.0038842 | 0.0045424 | 0.0052014 | 0.0058611 | 0.0065207 | 0.0071795 | 0.0078378
PG&E | GWh | Industrial | Ind - Textiles | MachDr | No | Ind MachDr - Equipment (Low Cost) | 0.0052045 | 0.010464 | 0.015766 | 0.021094 | 0.026437 | 0.031787 | 0.037143 | 0.0425 | 0.047853 | 0.053199 | 0.058534 | 0.063859
PG&E | GWh | Industrial | Ind - Textiles | MachDr | No | Ind MachDr - Equipment (Mid Cost) | 0.012586 | 0.025312 | 0.038143 | 0.051041 | 0.063979 | 0.076938 | 0.089913 | 0.10289 | 0.11587 | 0.12882 | 0.14176 | 0.15467
PG&E | GWh | Industrial | Ind - Textiles | MachDr | No | Ind MachDr - O&M (High Cost) | 0.00061982 | 0.0012469 | 0.0018791 | 0.0025149 | 0.0031528 | 0.0037919 | 0.0044319 | 0.0050721 | 0.0057123 | 0.0063518 | 0.0069902 | 0.0076276
PG&E | GWh | Industrial | Ind - Textiles | MachDr | No | Ind MachDr - O&M (Low Cost) | 0.044084 | 0.088636 | 0.13354 | 0.17867 | 0.22393 | 0.26924 | 0.31461 | 0.35998 | 0.40532 | 0.4506 | 0.49578 | 0.54089
PG&E | GWh | Industrial | Ind - Textiles | MachDr | No | Ind MachDr - O&M (Mid Cost) | 0.0096791 | 0.019465 | 0.02933 | 0.039247 | 0.049194 | 0.059155 | 0.069129 | 0.079106 | 0.089077 | 0.099037 | 0.10898 | 0.1189
PG&E | GWh | Industrial | Ind - Transportation Equipment | HVAC | No | Ind HVAC - Equipment (Electric - High Cost) | 0.0023745 | 0.0046246 | 0.0067459 | 0.0087421 | 0.010615 | 0.01237 | 0.014013 | 0.01555 | 0.016988 | 0.018331 | 0.019584 | 0.020754
PG&E | GWh | Industrial | Ind - Transportation Equipment | HVAC | No | Ind HVAC - Equipment (Electric - Low Cost) | 0.0045599 | 0.008865 | 0.012919 | 0.016725 | 0.020291 | 0.023627 | 0.026746 | 0.029661 | 0.032382 | 0.034921 | 0.037288 | 0.039495
PG&E | GWh | Industrial | Ind - Transportation Equipment | HVAC | No | Ind HVAC - Equipment (Electric - Mid Cost) | 0.005761 | 0.011204 | 0.01633 | 0.021146 | 0.025658 | 0.029881 | 0.03383 | 0.037522 | 0.040969 | 0.044186 | 0.047186 | 0.049984
PG&E | GWh | Industrial | Ind - Transportation Equipment | HVAC | No | Ind HVAC - Equipment (Gas - High Cost) | -0.00055824 | -0.0010885 | -0.0015906 | -0.0020669 | -0.0025172 | -0.0029398 | -0.0033358 | -0.0037055 | -0.0040498 | -0.0043695 | -0.0046684 | -0.0049481
PG&E | GWh | Industrial | Ind - Transportation Equipment | HVAC | No | Ind HVAC - Equipment (Gas - Low Cost) | -4.0415e-05 | -7.874e-05 | -0.00011498 | -0.00014924 | -0.00018156 | -0.00021191 | -0.00024034 | -0.00026684 | -0.00029152 | -0.00031441 | -0.00033579 | -0.00035576
PG&E | GWh | Industrial | Ind - Transportation Equipment | HVAC | No | Ind HVAC - Equipment (Gas - Mid Cost) | -0.00022773 | -0.00044375 | -0.00064806 | -0.00084137 | -0.0010238 | -0.0011951 | -0.0013555 | -0.0015052 | -0.0016445 | -0.0017737 | -0.0018945 | -0.0020073
PG&E | GWh | Industrial | Ind - Transportation Equipment | HVAC | No | Ind HVAC - O&M (Electric - High Cost) | 0.0041892 | 0.0084279 | 0.012702 | 0.017 | 0.021313 | 0.025634 | 0.029961 | 0.03429 | 0.038619 | 0.042944 | 0.047261 | 0.051571
PG&E | GWh | Industrial | Ind - Transportation Equipment | HVAC | No | Ind HVAC - O&M (Electric - Low Cost) | 0.056367 | 0.11333 | 0.17074 | 0.22844 | 0.28631 | 0.34424 | 0.40224 | 0.46025 | 0.51821 | 0.5761 | 0.63387 | 0.69153
PG&E | GWh | Industrial | Ind - Transportation Equipment | HVAC | No | Ind HVAC - O&M (Electric - Mid Cost) | 0.0075001 | 0.015082 | 0.022726 | 0.030408 | 0.038114 | 0.045831 | 0.053557 | 0.061286 | 0.069009 | 0.076723 | 0.084423 | 0.092109
PG&E | GWh | Industrial | Ind - Transportation Equipment | Lighting | No | Ind Lighting - Equipment (High Cost) | 0.019272 | 0.037516 | 0.054698 | 0.07085 | 0.085987 | 0.10016 | 0.11342 | 0.12581 | 0.13738 | 0.14818 | 0.15825 | 0.16764
PG&E | GWh | Industrial | Ind - Transportation Equipment | Lighting | No | Ind Lighting - Equipment (Low Cost) | 0.022739 | 0.044186 | 0.064363 | 0.083287 | 0.101 | 0.11756 | 0.13302 | 0.14746 | 0.16093 | 0.17348 | 0.18517 | 0.19606
PG&E | GWh | Industrial | Ind - Transportation Equipment | Lighting | No | Ind Lighting - Equipment (Mid Cost) | 0.12143 | 0.23605 | 0.3439 | 0.4451 | 0.53985 | 0.62843 | 0.71121 | 0.7885 | 0.86061 | 0.92784 | 0.99046 | 1.0488
PG&E | GWh | Industrial | Ind - Transportation Equipment | Lighting | No | Ind Lighting - O&M (High Cost) | 0.00082411 | 0.0016061 | 0.0024078 | 0.0031608 | 0.003866 | 0.0045258 | 0.0051424 | 0.0057183 | 0.0062558 | 0.0067569 | 0.0072239 | 0.0076591
PG&E | GWh | Industrial | Ind - Transportation Equipment | Lighting | No | Ind Lighting - O&M (Low Cost) | 0.011891 | 0.023106 | 0.033657 | 0.043552 | 0.052815 | 0.061471 | 0.069558 | 0.077108 | 0.084148 | 0.09071 | 0.096823 | 0.10252
PG&E | GWh | Industrial | Ind - Transportation Equipment | Lighting | No | Ind Lighting - O&M (Mid Cost) | 0.00091649 | 0.0017814 | 0.0025952 | 0.0033587 | 0.0040735 | 0.0047417 | 0.0053661 | 0.0059491 | 0.006493 | 0.007 | 0.0074723 | 0.0079123
PG&E | GWh | Industrial | Ind - Transportation Equipment | ProcHeat | No | Ind ProcHeat - Equipment (Electric - High Cost) | 2.8264e-06 | 5.6909e-06 | 8.5808e-06 | 1.149e-05 | 1.4411e-05 | 1.7339e-05 | 2.0274e-05 | 2.3211e-05 | 2.6151e-05 | 2.9089e-05 | 3.2024e-05 | 3.4955e-05
PG&E | GWh | Industrial | Ind - Transportation Equipment | ProcHeat | No | Ind ProcHeat - Equipment (Electric - Low Cost) | 0.0050864 | 0.010227 | 0.015408 | 0.020614 | 0.025836 | 0.031064 | 0.036298 | 0.041532 | 0.046763 | 0.051987 | 0.0572 | 0.062403
PG&E | GWh | Industrial | Ind - Transportation Equipment | ProcHeat | No | Ind ProcHeat - Equipment (Electric - Mid Cost) | 0.0034351 | 0.00691 | 0.010414 | 0.013937 | 0.017471 | 0.021012 | 0.024557 | 0.028104 | 0.03165 | 0.035193 | 0.038729 | 0.04226
PG&E | GWh | Industrial | Ind - Transportation Equipment | ProcHeat | No | Ind ProcHeat - Equipment (Gas - High Cost) | -0.0047691 | -0.0096186 | -0.014533 | -0.019525 | -0.024579 | -0.029653 | -0.034744 | -0.039832 | -0.044903 | -0.049944 | -0.05499 | -0.060043
PG&E | GWh | Industrial | Ind - Transportation Equipment | ProcHeat | No | Ind ProcHeat - Equipment (Gas - Mid Cost) | 7.7845e-05 | 0.00015689 | 0.00023692 | 0.00031796 | 0.00039982 | 0.00048212 | 0.00056462 | 0.00064699 | 0.00072908 | 0.00081059 | 0.00089212 | 0.00097368
PG&E | GWh | Industrial | Ind - Transportation Equipment | ProcHeat | No | Ind ProcHeat - O&M (Gas - High Cost) | -0.00075725 | -0.0015276 | -0.0023081 | -0.0031009 | -0.0039034 | -0.0047092 | -0.0055177 | -0.0063257 | -0.0071311 | -0.0079316 | -0.0087328 | -0.0095352
PG&E | GWh | Industrial | Ind - Transportation Equipment | ProcHeat | No | Ind ProcHeat - O&M (Gas - Low Cost) | 9.1696e-05 | 0.00018477 | 0.00027899 | 0.00037433 | 0.00047059 | 0.00056739 | 0.0006644 | 0.00076126 | 0.00085776 | 0.00095357 | 0.0010494 | 0.0011452
PG&E | GWh | Industrial | Ind - Transportation Equipment | SHW | No | Ind SHW - Equipment (High Cost) | 0.00034899 | 0.00068691 | 0.0010129 | 0.0013282 | 0.001632 | 0.0019225 | 0.0022 | 0.0024641 | 0.0027147 | 0.0029519 | 0.003178 | 0.0033935
PG&E | GWh | Industrial | Ind - Transportation Equipment | SHW | No | Ind SHW - O&M (High Cost) | -0.001665 | -0.0033631 | -0.0050891 | -0.0068583 | -0.0086603 | -0.010461 | -0.012272 | -0.014086 | -0.015894 | -0.017695 | -0.0195 | -0.021311
PG&E | GWh | Industrial | Ind - Transportation Equipment | SHW | No | Ind SHW - O&M (Mid Cost) | -0.00013425 | -0.0002706 | -0.00040868 | -0.0005486 | -0.00069 | -0.00083211 | -0.0009746 | -0.0011169 | -0.0012587 | -0.0013996 | -0.0015405 | -0.0016814
PG&E | GWh | Industrial | Ind - Transportation Equipment | ProcRefrig | No | Ind ProcRefrig - O&M (High Cost) | 0.0014186 | 0.0028539 | 0.0043013 | 0.0057569 | 0.0072173 | 0.0086806 | 0.010146 | 0.011612 | 0.013078 | 0.014543 | 0.016005 | 0.017465
PG&E | GWh | Industrial | Ind - Transportation Equipment | ProcRefrig | No | Ind ProcRefrig - O&M (Mid Cost) | 0.010339 | 0.02079 | 0.031325 | 0.041914 | 0.052535 | 0.063171 | 0.073819 | 0.08447 | 0.095114 | 0.10575 | 0.11636 | 0.12695
PG&E | GWh | Industrial | Ind - Transportation Equipment | MachDr | No | Ind MachDr - Equipment (High Cost) | 0.0087477 | 0.017614 | 0.026559 | 0.035568 | 0.044612 | 0.053682 | 0.062769 | 0.071866 | 0.08097 | 0.09007 | 0.099159 | 0.10824
PG&E | GWh | Industrial | Ind - Transportation Equipment | MachDr | No | Ind MachDr - Equipment (Low Cost) | 0.0812 | 0.16326 | 0.24597 | 0.32909 | 0.41246 | 0.49593 | 0.57948 | 0.66306 | 0.74656 | 0.82996 | 0.91319 | 0.99627
PG&E | GWh | Industrial | Ind - Transportation Equipment | MachDr | No | Ind MachDr - Equipment (Mid Cost) | 0.09625 | 0.19357 | 0.29167 | 0.39029 | 0.48921 | 0.58828 | 0.68747 | 0.78669 | 0.88586 | 0.98491 | 1.0838 | 1.1825
PG&E | GWh | Industrial | Ind - Transportation Equipment | MachDr | No | Ind MachDr - O&M (High Cost) | 0.016198 | 0.032584 | 0.049104 | 0.065717 | 0.082383 | 0.099078 | 0.1158 | 0.13252 | 0.14924 | 0.16595 | 0.18262 | 0.19927
PG&E | GWh | Industrial | Ind - Transportation Equipment | MachDr | No | Ind MachDr - O&M (Low Cost) | 0.43011 | 0.86478 | 1.3029 | 1.7432 | 2.1848 | 2.6269 | 3.0695 | 3.5121 | 3.9545 | 4.3962 | 4.8371 | 5.2771
PG&E | GWh | Industrial | Ind - Transportation Equipment | MachDr | No | Ind MachDr - O&M (Mid Cost) | 0.085067 | 0.17106 | 0.25774 | 0.34487 | 0.43226 | 0.51976 | 0.60738 | 0.69501 | 0.78259 | 0.87006 | 0.95736 | 1.0445
PG&E | GWh | Agricultural | Agr - Concentrated Animal Feeding Operation | SHW | No | Ag SHWC - Equipment (Low Cost) | 0.00058395 | 0.0011679 | 0.001752 | 0.0023362 | 0.0029206 | 0.0035054 | 0.004091 | 0.0046782 | 0.0052687 | 0.005865 | 0.0064635 | 0.0070641
PG&E | GWh | Agricultural | Agr - Concentrated Animal Feeding Operation | SHW | No | Ag SHWC - Equipment (Mid Cost) | 0.00082909 | 0.0016584 | 0.002488 | 0.0033181 | 0.0041487 | 0.0049798 | 0.0058122 | 0.0066471 | 0.0074865 | 0.0083344 | 0.0091854 | 0.01004
PG&E | GWh | Agricultural | Agr - Concentrated Animal Feeding Operation | SHW | No | Ag SHWC - O&M (High Cost) | -3.181e-05 | -6.3647e-05 | -9.5504e-05 | -0.00012742 | -0.00015939 | -0.00019135 | -0.00022338 | -0.00025551 | -0.00028783 | -0.00032048 | -0.00035326 | -0.00038619
PG&E | GWh | Agricultural | Agr - Concentrated Animal Feeding Operation | SHW | No | Ag SHWC - O&M (Mid Cost) | 0.00055181 | 0.0011038 | 0.0016559 | 0.0022084 | 0.0027612 | 0.0033144 | 0.0038684 | 0.004424 | 0.0049827 | 0.005547 | 0.0061135 | 0.0066821
PG&E | GWh | Agricultural | Agr - Dairies | ProcRefrig | No | Ag Refrigeration - Equipment (High Cost) | 0.14518 | 0.29199 | 0.44022 | 0.59001 | 0.74127 | 0.89405 | 1.0483 | 1.2038 | 1.3607 | 1.5187 | 1.6778 | 1.8378
PG&E | GWh | Agricultural | Agr - Dairies | ProcRefrig | No | Ag Refrigeration - Equipment (Low Cost) | 0.00032402 | 0.00065095 | 0.00098083 | 0.0013137 | 0.0016497 | 0.0019886 | 0.0023304 | 0.002675 | 0.0030221 | 0.0033716 | 0.0037231 | 0.0040767
PG&E | GWh | Agricultural | Agr - Dairies | ProcRefrig | No | Ag Refrigeration - Equipment (Mid Cost) | 0.046161 | 0.092773 | 0.13982 | 0.18732 | 0.23526 | 0.28364 | 0.33246 | 0.38168 | 0.43128 | 0.48123 | 0.53149 | 0.58204
PG&E | GWh | Agricultural | Agr - Dairies | ProcRefrig | No | Ag Refrigeration - O&M (High Cost) | 0.44529 | 0.89486 | 1.3486 | 1.8066 | 2.2689 | 2.7354 | 3.2061 | 3.6806 | 4.1588 | 4.6403 | 5.1247 | 5.6121
PG&E | GWh | Agricultural | Agr - Dairies | ProcRefrig | No | Ag Refrigeration - O&M (Low Cost) | 1.2204 | 2.4517 | 3.6941 | 4.9478 | 6.2128 | 7.489 | 8.7762 | 10.0737 | 11.3807 | 12.6966 | 14.0202 | 15.3514
PG&E | GWh | Agricultural | Agr - Dairies | ProcRefrig | No | Ag Refrigeration - O&M (Mid Cost) | 0.73683 | 1.4805 | 2.231 | 2.9884 | 3.7528 | 4.5241 | 5.3021 | 6.0865 | 6.8767 | 7.6724 | 8.4729 | 9.278
PG&E | GWh | Agricultural | Agr - Dairies | MachDr | No | Ag Process Mtr - Equipment (High Cost) | 0.61251 | 1.2326 | 1.8591 | 2.4928 | 3.1331 | 3.7802 | 4.4336 | 5.0929 | 5.7583 | 6.4289 | 7.1041 | 7.7839
PG&E | GWh | Agricultural | Agr - Dairies | MachDr | No | Ag Process Mtr - Equipment (Low Cost) | 3.0127 | 6.0523 | 9.1193 | 12.2143 | 15.3372 | 18.4877 | 21.6654 | 24.8686 | 28.0952 | 31.3439 | 34.6114 | 37.898
PG&E | GWh | Agricultural | Agr - Dairies | MachDr | No | Ag Process Mtr - Equipment (Mid Cost) | 3.2342 | 6.4988 | 9.7933 | 13.1186 | 16.4743 | 19.8607 | 23.2767 | 26.7206 | 30.1907 | 33.6847 | 37.1996 | 40.7352
PG&E | GWh | Agricultural | Agr - Dairies | MachDr | No | Ag Process Mtr - O&M (High Cost) | 0.24047 | 0.48324 | 0.72826 | 0.97561 | 1.2252 | 1.4772 | 1.7313 | 1.9876 | 2.2458 | 2.5058 | 2.7674 | 3.0306
PG&E | GWh | Agricultural | Agr - Dairies | MachDr | No | Ag Process Mtr - O&M (Low Cost) | 8.8508 | 17.78 | 26.7895 | 35.8805 | 45.0536 | 54.3072 | 63.6403 | 73.0482 | 82.5246 | 92.0653 | 101.6614 | 111.3132
PG&E | GWh | Agricultural | Agr - Dairies | MachDr | No | Ag Process Mtr - O&M (Mid Cost) | 0.92793 | 1.8643 | 2.8093 | 3.7629 | 4.7253 | 5.6963 | 6.6757 | 7.663 | 8.6577 | 9.6592 | 10.6666 | 11.68
PG&E | GWh | Agricultural | Agr - Greenhouse | HVAC | No | Ag HVAC - Equipment (High Cost) | 1.3445e-05 | 2.689e-05 | 4.0336e-05 | 5.3785e-05 | 6.7237e-05 | 8.0699e-05 | 9.4179e-05 | 0.0001077 | 0.00012129 | 0.00013502 | 0.00014879 | 0.00016262
PG&E | GWh | Agricultural | Agr - Greenhouse | HVAC | No | Ag HVAC - Equipment (Mid Cost) | 1.9861e-05 | 3.9723e-05 | 6.9504e-05 | 0.00014979 | 0.00029752 | 0.00041284 | 0.00055398 | 0.00075821 | 0.00099175 | 0.0012917 | 0.0016583 | 0.0022011
PG&E | GWh | Agricultural | Agr - Irrigated Agriculture | MachDr | No | Ag Motor Pmp - Equipment (High Cost) | 0.58984 | 1.1871 | 1.7904 | 2.4007 | 3.0173 | 3.6406 | 4.2698 | 4.9048 | 5.5457 | 6.1915 | 6.8418 | 7.4966
PG&E | GWh | Agricultural | Agr - Irrigated Agriculture | MachDr | No | Ag Motor Pmp - Equipment (Low Cost) | 1.5798 | 3.1737 | 4.782 | 6.405 | 8.0426 | 9.6947 | 11.3611 | 13.0409 | 14.7329 | 16.4366 | 18.1501 | 19.8736
PG&E | GWh | Agricultural | Agr - Irrigated Agriculture | MachDr | No | Ag Motor Pmp - Equipment (Mid Cost) | 2.517 | 5.0577 | 7.6218 | 10.2098 | 12.8215 | 15.4573 | 18.1161 | 20.7966 | 23.4976 | 26.2173 | 28.9532 | 31.7053
PG&E | GWh | Agricultural | Agr - Irrigated Agriculture | MachDr | No | Ag Motor Pmp - O&M (High Cost) | 0.023832 | 0.047896 | 0.072183 | 0.096704 | 0.12145 | 0.14643 | 0.17163 | 0.19704 | 0.22265 | 0.24843 | 0.27438 | 0.30048
PG&E | GWh | Agricultural | Agr - Irrigated Agriculture | MachDr | No | Ag Motor Pmp - O&M (Low Cost) | 1.3597 | 2.7314 | 4.1155 | 5.512 | 6.9213 | 8.3428 | 9.7766 | 11.2219 | 12.6778 | 14.1435 | 15.6177 | 17.1005
PG&E | GWh | Agricultural | Agr - Irrigated Agriculture | MachDr | No | Ag Motor Pmp - O&M (Mid Cost) | 0.34061 | 0.68434 | 1.0312 | 1.3812 | 1.7345 | 2.0909 | 2.4504 | 2.8128 | 3.1779 | 3.5455 | 3.9153 | 4.2872
PG&E | GWh | Agricultural | Agr - Post-Harvest Processing | ProcHeat | No | Ag Process Dry - Equipment (High Cost) | 0.0026809 | 0.0053657 | 0.0080532 | 0.010749 | 0.01345 | 0.016151 | 0.018858 | 0.021575 | 0.024307 | 0.027069 | 0.029843 | 0.03263
PG&E | GWh | Agricultural | Agr - Post-Harvest Processing | ProcHeat | No | Ag Process Dry - Equipment (Mid Cost) | 0.0036534 | 0.0073077 | 0.010963 | 0.01462 | 0.01828 | 0.021941 | 0.025608 | 0.029287 | 0.032985 | 0.03672 | 0.040469 | 0.044232
PG&E | GWh | Agricultural | Agr - Post-Harvest Processing | ProcHeat | No | Ag Process Dry - O&M (High Cost) | -0.0047871 | -0.0095778 | -0.014371 | -0.019172 | -0.02398 | -0.028788 | -0.033604 | -0.038437 | -0.043297 | -0.048206 | -0.053136 | -0.058086
PG&E | GWh | Agricultural | Agr - Post-Harvest Processing | ProcHeat | No | Ag Process Dry - O&M (Mid Cost) | -0.00072507 | -0.0014504 | -0.0021759 | -0.0029019 | -0.0036284 | -0.0043553 | -0.0050833 | -0.0058135 | -0.0065478 | -0.0072894 | -0.0080338 | -0.008781
PG&E | GWh | Agricultural | Agr - Post-Harvest Processing | ProcRefrig | No | Ag Refrigeration - Equipment (High Cost) | 0.14446 | 0.29053 | 0.43802 | 0.58706 | 0.73756 | 0.88958 | 1.043 | 1.1978 | 1.3539 | 1.5111 | 1.6694 | 1.8286
PG&E | GWh | Agricultural | Agr - Post-Harvest Processing | ProcRefrig | No | Ag Refrigeration - Equipment (Low Cost) | 0.0003224 | 0.00064769 | 0.00097593 | 0.0013072 | 0.0016414 | 0.0019786 | 0.0023187 | 0.0026616 | 0.003007 | 0.0033547 | 0.0037045 | 0.0040563
PG&E | GWh | Agricultural | Agr - Post-Harvest Processing | ProcRefrig | No | Ag Refrigeration - Equipment (Mid Cost) | 0.04593 | 0.092309 | 0.13912 | 0.18638 | 0.23408 | 0.28222 | 0.3308 | 0.37977 | 0.42912 | 0.47883 | 0.52883 | 0.57913
PG&E | GWh | Agricultural | Agr - Post-Harvest Processing | ProcRefrig | No | Ag Refrigeration - O&M (High Cost) | 0.44306 | 0.89038 | 1.3418 | 1.7976 | 2.2575 | 2.7218 | 3.1901 | 3.6622 | 4.138 | 4.6171 | 5.0991 | 5.584
PG&E | GWh | Agricultural | Agr - Post-Harvest Processing | ProcRefrig | No | Ag Refrigeration - O&M (Low Cost) | 1.2143 | 2.4394 | 3.6756 | 4.923 | 6.1818 | 7.4516 | 8.7323 | 10.0233 | 11.3238 | 12.6331 | 13.9501 | 15.2747
PG&E | GWh | Agricultural | Agr - Post-Harvest Processing | ProcRefrig | No | Ag Refrigeration - O&M (Mid Cost) | 0.73315 | 1.4731 | 2.2198 | 2.9735 | 3.7341 | 4.5015 | 5.2756 | 6.0561 | 6.8424 | 7.6341 | 8.4305 | 9.2316
PG&E | GWh | Agricultural | Agr - Post-Harvest Processing | MachDr | No | Ag Process Mtr - Equipment (High Cost) | 0.60945 | 1.2265 | 1.8498 | 2.4804 | 3.1175 | 3.7613 | 4.4114 | 5.0675 | 5.7295 | 6.3968 | 7.0686 | 7.745
PG&E | GWh | Agricultural | Agr - Post-Harvest Processing | MachDr | No | Ag Process Mtr - Equipment (Low Cost) | 2.9976 | 6.022 | 9.0737 | 12.1532 | 15.2605 | 18.3953 | 21.5571 | 24.7442 | 27.9548 | 31.1871 | 34.4384 | 37.7085
PG&E | GWh | Agricultural | Agr - Post-Harvest Processing | MachDr | No | Ag Process Mtr - Equipment (Mid Cost) | 3.218 | 6.4663 | 9.7443 | 13.053 | 16.3919 | 19.7614 | 23.1604 | 26.587 | 30.0397 | 33.5163 | 37.0136 | 40.5315
PG&E | GWh | Agricultural | Agr - Post-Harvest Processing | MachDr | No | Ag Process Mtr - O&M (High Cost) | 0.23926 | 0.48082 | 0.72462 | 0.97073 | 1.2191 | 1.4698 | 1.7227 | 1.9777 | 2.2346 | 2.4933 | 2.7536 | 3.0154
PG&E | GWh | Agricultural | Agr - Post-Harvest Processing | MachDr | No | Ag Process Mtr - O&M (Low Cost) | 8.8066 | 17.6911 | 26.6556 | 35.7011 | 44.8284 | 54.0357 | 63.3221 | 72.683 | 82.112 | 91.605 | 101.1531 | 110.7567
PG&E | GWh | Agricultural | Agr - Post-Harvest Processing | MachDr | No | Ag Process Mtr - O&M (Mid Cost) | 0.92329 | 1.855 | 2.7952 | 3.7441 | 4.7017 | 5.6678 | 6.6423 | 7.6247 | 8.6144 | 9.6109 | 10.6133 | 11.6216
PG&E | GWh | Agricultural | Agr - Refrigerated Warehouses | ProcRefrig | No | Ag Refrigeration - Equipment (High Cost) | 0.14518 | 0.29199 | 0.44022 | 0.59001 | 0.74127 | 0.89405 | 1.0483 | 1.2038 | 1.3607 | 1.5187 | 1.6778 | 1.8378
PG&E | GWh | Agricultural | Agr - Refrigerated Warehouses | ProcRefrig | No | Ag Refrigeration - Equipment (Low Cost) | 0.00032402 | 0.00065095 | 0.00098083 | 0.0013137 | 0.0016497 | 0.0019886 | 0.0023304 | 0.002675 | 0.0030221 | 0.0033716 | 0.0037231 | 0.0040767
PG&E | GWh | Agricultural | Agr - Refrigerated Warehouses | ProcRefrig | No | Ag Refrigeration - Equipment (Mid Cost) | 0.046161 | 0.092773 | 0.13982 | 0.18732 | 0.23526 | 0.28364 | 0.33246 | 0.38168 | 0.43128 | 0.48123 | 0.53149 | 0.58204
PG&E | GWh | Agricultural | Agr - Refrigerated Warehouses | ProcRefrig | No | Ag Refrigeration - O&M (High Cost) | 0.44529 | 0.89486 | 1.3486 | 1.8066 | 2.2689 | 2.7354 | 3.2061 | 3.6806 | 4.1588 | 4.6403 | 5.1247 | 5.6121
PG&E | GWh | Agricultural | Agr - Refrigerated Warehouses | ProcRefrig | No | Ag Refrigeration - O&M (Low Cost) | 1.2204 | 2.4517 | 3.6941 | 4.9478 | 6.2128 | 7.489 | 8.7762 | 10.0737 | 11.3807 | 12.6966 | 14.0202 | 15.3514
PG&E | GWh | Agricultural | Agr - Refrigerated Warehouses | ProcRefrig | No | Ag Refrigeration - O&M (Mid Cost) | 0.73683 | 1.4805 | 2.231 | 2.9884 | 3.7528 | 4.5241 | 5.3021 | 6.0865 | 6.8767 | 7.6724 | 8.4729 | 9.278
PG&E | GWh | Agricultural | Agr - Wineries and Vineyards | SHW | No | Ag SHWC - Equipment (High Cost) | 1.1337e-05 | 2.2673e-05 | 3.4011e-05 | 4.5351e-05 | 5.6694e-05 | 6.8045e-05 | 7.9411e-05 | 9.081e-05 | 0.00010227 | 0.00011384 | 0.00012546 | 0.00013712
PG&E | GWh | Agricultural | Agr - Wineries and Vineyards | ProcRefrig | No | Ag Refrigeration - Equipment (High Cost) | 0.14518 | 0.29199 | 0.44022 | 0.59001 | 0.74127 | 0.89405 | 1.0483 | 1.2038 | 1.3607 | 1.5187 | 1.6778 | 1.8378
PG&E | GWh | Agricultural | Agr - Wineries and Vineyards | ProcRefrig | No | Ag Refrigeration - Equipment (Low Cost) | 0.00032402 | 0.00065095 | 0.00098083 | 0.0013137 | 0.0016497 | 0.0019886 | 0.0023304 | 0.002675 | 0.0030221 | 0.0033716 | 0.0037231 | 0.0040767
PG&E | GWh | Agricultural | Agr - Wineries and Vineyards | ProcRefrig | No | Ag Refrigeration - Equipment (Mid Cost) | 0.046161 | 0.092773 | 0.13982 | 0.18732 | 0.23526 | 0.28364 | 0.33246 | 0.38168 | 0.43128 | 0.48123 | 0.53149 | 0.58204
PG&E | GWh | Agricultural | Agr - Wineries and Vineyards | ProcRefrig | No | Ag Refrigeration - O&M (High Cost) | 0.44529 | 0.89486 | 1.3486 | 1.8066 | 2.2689 | 2.7354 | 3.2061 | 3.6806 | 4.1588 | 4.6403 | 5.1247 | 5.6121
PG&E | GWh | Agricultural | Agr - Wineries and Vineyards | ProcRefrig | No | Ag Refrigeration - O&M (Low Cost) | 1.2204 | 2.4517 | 3.6941 | 4.9478 | 6.2128 | 7.489 | 8.7762 | 10.0737 | 11.3807 | 12.6966 | 14.0202 | 15.3514
PG&E | GWh | Agricultural | Agr - Wineries and Vineyards | ProcRefrig | No | Ag Refrigeration - O&M (Mid Cost) | 0.73683 | 1.4805 | 2.231 | 2.9884 | 3.7528 | 4.5241 | 5.3021 | 6.0865 | 6.8767 | 7.6724 | 8.4729 | 9.278
PG&E | GWh | Mining | Mining - Oil & Gas Extraction (Injection Well) | OilGasExtract | No | Oil - Pump Controls | 1.1608 | 2.5625 | 3.7572 | 4.6793 | 5.3265 | 5.7949 | 6.1168 | 6.365 | 6.6099 | 6.8503 | 7.0859 | 7.3167
PG&E | GWh | Mining | Mining - Oil & Gas Extraction (Injection Well) | OilGasExtract | No | Oil - Pump Motor | 0 | 0 | 0 | 0 | 0 | 0 | 0 | 0 | 0 | 0 | 0.0034368 | 0.006831
PG&E | GWh | Mining | Mining - Oil & Gas Extraction (Injection Well) | OilGasExtract | No | Oil - Pump Motor and Controls | 0.89163 | 2.1479 | 3.3767 | 4.5046 | 5.4745 | 6.2576 | 6.855 | 7.2894 | 7.5996 | 7.8359 | 8.0704 | 8.302
PG&E | GWh | Mining | Mining - Oil & Gas Extraction (Regular Well) | OilGasExtract | No | Oil - Pump Controls | 0.60051 | 1.4596 | 2.1601 | 2.7121 | 3.0996 | 3.3433 | 3.5393 | 3.733 | 3.9233 | 4.1097 | 4.292 | 4.4701
PG&E | GWh | Mining | Mining - Oil & Gas Extraction (Regular Well) | OilGasExtract | No | Oil - Pump Motor | 0.06743 | 0.11253 | 0.16383 | 0.23882 | 0.30571 | 0.36578 | 0.41825 | 0.46339 | 0.5033 | 0.54116 | 0.57886 | 0.6163
PG&E | GWh | Mining | Mining - Oil & Gas Extraction (Regular Well) | OilGasExtract | No | Oil - Pump Motor and Controls | 1.7867 | 4.204 | 5.6978 | 6.3488 | 6.8149 | 7.2718 | 7.7181 | 8.1536 | 8.5792 | 8.9952 | 9.4022 | 9.8006
PG&E | GWh | Mining | Mining - Oil & Gas Extraction (Stripper Well) | OilGasExtract | No | Oil - Pump Controls | 0.35828 | 0.62968 | 0.71993 | 0.80869 | 0.89574 | 0.98106 | 1.0647 | 1.1466 | 1.2269 | 1.3056 | 1.3828 | 1.4583
PG&E | GWh | Mining | Mining - Oil & Gas Extraction (Stripper Well) | OilGasExtract | No | Oil - Pump Motor | 2.3777e-09 | 1.7625e-08 | 3.886e-08 | 6.8619e-08 | 1.0566e-07 | 1.5402e-07 | 2.1223e-07 | 2.7937e-07 | 3.6306e-07 | 4.6041e-07 | 5.6958e-07 | 6.897e-07
PG&E | GWh | Street Lighting | Street - Lights | Stl | Yes | StreetLight - Base with Controls | 0.061093 | 0.16644 | 0.2351 | 0.30939 | 0.37313 | 0.43531 | 0.48118 | 0.50163 | 0.52186 | 0.54639 | 0.5583 | 0.56338
PG&E | GWh | Street Lighting | Street - Lights | Stl | Yes | StreetLight - Induction with Controls | 1.6589 | 4.3063 | 6.2127 | 8.039 | 9.4684 | 10.6371 | 11.2786 | 11.2786 | 11.2786 | 11.2786 | 11.2786 | 11.2786
PG&E | GWh | Street Lighting | Street - Lights | Stl | Yes | StreetLight - LED | 1.1038 | 3.0656 | 6.3993 | 9.4677 | 12.5137 | 15.266 | 18.3973 | 22.4527 | 26.2206 | 29.5766 | 32.834 | 35.1768
PG&E | GWh | Street Lighting | Street - Lights | Stl | Yes | StreetLight - LED with Controls | 0.71696 | 3.4016 | 7.9901 | 12.9604 | 18.6959 | 24.9039 | 31.1261 | 37.2201 | 42.5863 | 47.1006 | 51.2375 | 55.775
PG&E | GWh | Street Lighting | Street - Lights | Stl | No | StreetLight - Induction | 2.9815 | 6.314 | 7.4531 | 7.7817 | 7.7817 | 7.7817 | 7.7817 | 7.7817 | 7.7817 | 7.7817 | 7.7817 | 7.7817
PG&E | GWh | Street Lighting | Street - Signs | Stl | Yes | StreetLight - LED | 0.19855 | 0.63858 | 1.1912 | 1.7261 | 2.2454 | 2.7237 | 3.1457 | 3.5272 | 3.846 | 4.1069 | 4.3662 | 4.5995
PG&E | GWh | Street Lighting | Street - Signs | Stl | No | StreetLight - Induction | 0.2591 | 0.48865 | 0.53172 | 0.53172 | 0.53172 | 0.53172 | 0.53172 | 0.53172 | 0.53172 | 0.53172 | 0.53172 | 0.53172
PG&E | MW | Industrial | Ind - Chemicals | HVAC | No | Ind HVAC - Equipment (Electric - High Cost) | 0.00078714 | 0.0015322 | 0.0022345 | 0.0028949 | 0.0035144 | 0.0040945 | 0.0046375 | 0.0051453 | 0.00562 | 0.0060632 | 0.0064767 | 0.0068626
PG&E | MW | Industrial | Ind - Chemicals | HVAC | No | Ind HVAC - Equipment (Electric - Low Cost) | 0.00035498 | 0.00069011 | 0.0010057 | 0.001302 | 0.0015796 | 0.0018392 | 0.002082 | 0.0023089 | 0.0025207 | 0.0027183 | 0.0029026 | 0.0030744
PG&E | MW | Industrial | Ind - Chemicals | HVAC | No | Ind HVAC - Equipment (Electric - Mid Cost) | 0.00026616 | 0.00051755 | 0.0007543 | 0.00097665 | 0.001185 | 0.00138 | 0.0015623 | 0.0017327 | 0.0018918 | 0.0020402 | 0.0021787 | 0.0023078
PG&E | MW | Industrial | Ind - Chemicals | HVAC | No | Ind HVAC - Equipment (Gas - High Cost) | -4.9025e-06 | -9.7527e-06 | -1.4467e-05 | -1.9051e-05 | -2.3496e-05 | -2.778e-05 | -3.1941e-05 | -3.5974e-05 | -3.9862e-05 | -4.3602e-05 | -4.7103e-05 | -5.0386e-05
PG&E | MW | Industrial | Ind - Chemicals | HVAC | No | Ind HVAC - Equipment (Gas - Mid Cost) | -4.4991e-06 | -8.9331e-06 | -1.3231e-05 | -1.7376e-05 | -2.137e-05 | -2.5234e-05 | -2.8978e-05 | -3.2597e-05 | -3.6084e-05 | -3.943e-05 | -4.2556e-05 | -4.5477e-05
PG&E | MW | Industrial | Ind - Chemicals | HVAC | No | Ind HVAC - O&M (Electric - High Cost) | 0.00070736 | 0.001423 | 0.0021446 | 0.0028703 | 0.0035984 | 0.0043279 | 0.0050584 | 0.0057892 | 0.00652 | 0.00725 | 0.0079787 | 0.0087064
PG&E | MW | Industrial | Ind - Chemicals | HVAC | No | Ind HVAC - O&M (Electric - Low Cost) | 0.0111 | 0.022318 | 0.033624 | 0.044986 | 0.056382 | 0.06779 | 0.079211 | 0.090634 | 0.10205 | 0.11345 | 0.12482 | 0.13618
PG&E | MW | Industrial | Ind - Chemicals | HVAC | No | Ind HVAC - O&M (Electric - Mid Cost) | 0.0023697 | 0.004765 | 0.0071795 | 0.0096067 | 0.012042 | 0.014479 | 0.01692 | 0.019361 | 0.021801 | 0.024237 | 0.026669 | 0.029097
PG&E | MW | Industrial | Ind - Chemicals | HVAC | No | Ind HVAC - O&M (Gas - High Cost) | 0.00055212 | 0.0011347 | 0.0017393 | 0.0023636 | 0.0030078 | 0.0036747 | 0.0043667 | 0.0050826 | 0.0058212 | 0.0065796 | 0.0073384 | 0.0080976
PG&E | MW | Industrial | Ind - Chemicals | HVAC | No | Ind HVAC - O&M (Gas - Mid Cost) | 0.0013773 | 0.0028299 | 0.0043368 | 0.0058911 | 0.007494 | 0.0091539 | 0.010876 | 0.012657 | 0.014493 | 0.016379 | 0.018265 | 0.020151
PG&E | MW | Industrial | Ind - Chemicals | Lighting | No | Ind Lighting - Equipment (High Cost) | 0.0043514 | 0.0084705 | 0.01235 | 0.015997 | 0.019414 | 0.022615 | 0.025608 | 0.028405 | 0.031019 | 0.033458 | 0.035731 | 0.037851
PG&E | MW | Industrial | Ind - Chemicals | Lighting | No | Ind Lighting - Equipment (Low Cost) | 0.0010072 | 0.0019573 | 0.0028511 | 0.0036894 | 0.0044741 | 0.0052074 | 0.0058926 | 0.0065322 | 0.0071287 | 0.0076847 | 0.0082026 | 0.0086851
PG&E | MW | Industrial | Ind - Chemicals | Lighting | No | Ind Lighting - Equipment (Mid Cost) | 0.010967 | 0.021317 | 0.031056 | 0.040195 | 0.048751 | 0.056749 | 0.064224 | 0.071203 | 0.077713 | 0.083783 | 0.089438 | 0.094707
PG&E | MW | Industrial | Ind - Chemicals | Lighting | No | Ind Lighting - O&M (High Cost) | 0.00016424 | 0.00031927 | 0.00046516 | 0.00060206 | 0.00073025 | 0.00085009 | 0.00096209 | 0.0010667 | 0.0011642 | 0.0012552 | 0.00134 | 0.0014189
PG&E | MW | Industrial | Ind - Chemicals | Lighting | No | Ind Lighting - O&M (Low Cost) | 0.00046285 | 0.00089941 | 0.0013101 | 0.0016953 | 0.0020558 | 0.0023928 | 0.0027075 | 0.0030014 | 0.0032755 | 0.0035309 | 0.0037688 | 0.0039905
PG&E | MW | Industrial | Ind - Chemicals | Lighting | No | Ind Lighting - O&M (Mid Cost) | 0.0028863 | 0.0056094 | 0.0081715 | 0.010575 | 0.012825 | 0.014928 | 0.016893 | 0.018728 | 0.020439 | 0.022034 | 0.02352 | 0.024904
PG&E | MW | Industrial | Ind - Chemicals | ProcHeat | No | Ind ProcHeat - Equipment (Electric - High Cost) | 0.0034631 | 0.0069743 | 0.010517 | 0.014085 | 0.017668 | 0.021261 | 0.024861 | 0.028466 | 0.032074 | 0.035681 | 0.039284 | 0.042883
PG&E | MW | Industrial | Ind - Chemicals | ProcHeat | No | Ind ProcHeat - Equipment (Electric - Low Cost) | 0.001046 | 0.002103 | 0.0031685 | 0.0042393 | 0.0053132 | 0.0063885 | 0.0074649 | 0.0085416 | 0.0096174 | 0.010692 | 0.011764 | 0.012834
PG&E | MW | Industrial | Ind - Chemicals | ProcHeat | No | Ind ProcHeat - Equipment (Electric - Mid Cost) | 3.8932e-05 | 7.8296e-05 | 0.00011798 | 0.00015787 | 0.00019788 | 0.00023796 | 0.00027808 | 0.00031822 | 0.00035833 | 0.0003984 | 0.0004384 | 0.00047832
PG&E | MW | Industrial | Ind - Chemicals | ProcHeat | No | Ind ProcHeat - Equipment (Gas - High Cost) | -0.0011117 | -0.0022854 | -0.0035042 | -0.0047643 | -0.0060663 | -0.0074132 | -0.0088113 | -0.010259 | -0.011751 | -0.013285 | -0.014821 | -0.016357
PG&E | MW | Industrial | Ind - Chemicals | ProcHeat | No | Ind ProcHeat - O&M (Gas - High Cost) | -5.5461e-05 | -0.00011402 | -0.00017482 | -0.00023769 | -0.00030264 | -0.00036984 | -0.00043958 | -0.00051178 | -0.00058626 | -0.00066279 | -0.00073937 | -0.00081604
PG&E | MW | Industrial | Ind - Chemicals | ProcHeat | No | Ind ProcHeat - O&M (Gas - Mid Cost) | -0.00015037 | -0.00030898 | -0.00047354 | -0.00064332 | -0.00081844 | -0.00099977 | -0.0011879 | -0.0013824 | -0.0015831 | -0.0017892 | -0.0019952 | -0.0022014
PG&E | MW | Industrial | Ind - Chemicals | SHW | No | Ind SHW - O&M (Mid Cost) | -3.739e-05 | -7.6835e-05 | -0.00011776 | -0.00016001 | -0.00020359 | -0.00024872 | -0.00029553 | -0.00034396 | -0.00039391 | -0.0004452 | -0.00049651 | -0.00054784
PG&E | MW | Industrial | Ind - Chemicals | ProcRefrig | No | Ind ProcRefrig - O&M (Low Cost) | 0.00071665 | 0.0014409 | 0.0021708 | 0.0029044 | 0.0036401 | 0.0043767 | 0.0051141 | 0.0058516 | 0.0065885 | 0.0073244 | 0.0080589 | 0.008792
PG&E | MW | Industrial | Ind - Chemicals | MachDr | No | Ind MachDr - Equipment (High Cost) | 0.0055192 | 0.011114 | 0.016759 | 0.022442 | 0.028148 | 0.033871 | 0.039605 | 0.045345 | 0.05109 | 0.056833 | 0.062569 | 0.068298
PG&E | MW | Industrial | Ind - Chemicals | MachDr | No | Ind MachDr - Equipment (Low Cost) | 0.022881 | 0.046006 | 0.069314 | 0.092738 | 0.11623 | 0.13975 | 0.1633 | 0.18686 | 0.21039 | 0.23389 | 0.25735 | 0.28077
PG&E | MW | Industrial | Ind - Chemicals | MachDr | No | Ind MachDr - Equipment (Mid Cost) | 0.016556 | 0.033296 | 0.050172 | 0.067137 | 0.084155 | 0.1012 | 0.11826 | 0.13533 | 0.15239 | 0.16944 | 0.18645 | 0.20343
PG&E | MW | Industrial | Ind - Chemicals | MachDr | No | Ind MachDr - O&M (High Cost) | 0.0010359 | 0.0020839 | 0.0031404 | 0.0042029 | 0.0052687 | 0.0063365 | 0.0074057 | 0.0084755 | 0.0095449 | 0.010613 | 0.01168 | 0.012744
PG&E | MW | Industrial | Ind - Chemicals | MachDr | No | Ind MachDr - O&M (Low Cost) | 0.043481 | 0.087422 | 0.13171 | 0.17622 | 0.22086 | 0.26555 | 0.31029 | 0.35504 | 0.39975 | 0.4444 | 0.48896 | 0.53344
PG&E | MW | Industrial | Ind - Chemicals | MachDr | No | Ind MachDr - O&M (Mid Cost) | 0.0050075 | 0.01007 | 0.015174 | 0.020304 | 0.02545 | 0.030603 | 0.035763 | 0.040924 | 0.046082 | 0.051235 | 0.056377 | 0.061511
PG&E | MW | Industrial | Ind - Electronics | HVAC | No | Ind HVAC - Equipment (Electric - High Cost) | 0.012085 | 0.023537 | 0.034335 | 0.044496 | 0.054028 | 0.062963 | 0.071328 | 0.079154 | 0.086473 | 0.09331 | 0.09969 | 0.10565
PG&E | MW | Industrial | Ind - Electronics | HVAC | No | Ind HVAC - Equipment (Electric - Low Cost) | 0.057671 | 0.11212 | 0.1634 | 0.21154 | 0.25665 | 0.29884 | 0.3383 | 0.37517 | 0.4096 | 0.44171 | 0.47165 | 0.49958
PG&E | MW | Industrial | Ind - Electronics | HVAC | No | Ind HVAC - Equipment (Electric - Mid Cost) | 0.029397 | 0.057174 | 0.083335 | 0.10791 | 0.13094 | 0.15249 | 0.17265 | 0.19149 | 0.20909 | 0.22551 | 0.24082 | 0.2551
PG&E | MW | Industrial | Ind - Electronics | HVAC | No | Ind HVAC - Equipment (Gas - High Cost) | -0.0017937 | -0.0035101 | -0.0051393 | -0.0066945 | -0.0081723 | -0.0095558 | -0.010858 | -0.012082 | -0.013228 | -0.014298 | -0.0153 | -0.01624
PG&E | MW | Industrial | Ind - Electronics | HVAC | No | Ind HVAC - O&M (Electric - High Cost) | 0.0015048 | 0.0030271 | 0.0045622 | 0.006106 | 0.0076552 | 0.0092069 | 0.010761 | 0.012316 | 0.01387 | 0.015423 | 0.016973 | 0.018521
PG&E | MW | Industrial | Ind - Electronics | HVAC | No | Ind HVAC - O&M (Electric - Low Cost) | 0.31074 | 0.62477 | 0.94129 | 1.2594 | 1.5784 | 1.8978 | 2.2175 | 2.5373 | 2.8568 | 3.176 | 3.4944 | 3.8123
PG&E | MW | Industrial | Ind - Electronics | HVAC | No | Ind HVAC - O&M (Electric - Mid Cost) | 0.0038414 | 0.0077252 | 0.01164 | 0.015576 | 0.019524 | 0.023478 | 0.027436 | 0.031396 | 0.035354 | 0.039306 | 0.043252 | 0.04719
PG&E | MW | Industrial | Ind - Electronics | HVAC | No | Ind HVAC - O&M (Gas - Mid Cost) | -0.00023186 | -0.00046836 | -0.0007079 | -0.00095046 | -0.0011956 | -0.0014421 | -0.0016899 | -0.0019385 | -0.0021872 | -0.0024353 | -0.0026835 | -0.0029318
PG&E | MW | Industrial | Ind - Electronics | Lighting | No | Ind Lighting - Equipment (High Cost) | 0.038484 | 0.074904 | 0.1092 | 0.14144 | 0.17164 | 0.19992 | 0.22637 | 0.25109 | 0.27418 | 0.29572 | 0.3158 | 0.33453
PG&E | MW | Industrial | Ind - Electronics | Lighting | No | Ind Lighting - Equipment (Low Cost) | 0.023141 | 0.044968 | 0.065502 | 0.084762 | 0.10279 | 0.11964 | 0.13538 | 0.15007 | 0.16378 | 0.17655 | 0.18845 | 0.19954
PG&E | MW | Industrial | Ind - Electronics | Lighting | No | Ind Lighting - Equipment (Mid Cost) | 0.15326 | 0.29792 | 0.43404 | 0.56177 | 0.68137 | 0.79317 | 0.89765 | 0.99521 | 1.0862 | 1.1711 | 1.2501 | 1.3238
PG&E | MW | Industrial | Ind - Electronics | Lighting | No | Ind Lighting - O&M (High Cost) | 0.0044574 | 0.0086658 | 0.012626 | 0.016343 | 0.019823 | 0.023077 | 0.026118 | 0.028958 | 0.031608 | 0.034078 | 0.03638 | 0.038525
PG&E | MW | Industrial | Ind - Electronics | Lighting | No | Ind Lighting - O&M (Low Cost) | 0.017648 | 0.034294 | 0.049952 | 0.064639 | 0.078387 | 0.091233 | 0.10324 | 0.11444 | 0.12489 | 0.13463 | 0.1437 | 0.15215
PG&E | MW | Industrial | Ind - Electronics | Lighting | No | Ind Lighting - O&M (Mid Cost) | 0.0005196 | 0.0010099 | 0.0014712 | 0.0019039 | 0.0023091 | 0.0026878 | 0.0030416 | 0.003372 | 0.0036802 | 0.0039674 | 0.004235 | 0.0044844
PG&E | MW | Industrial | Ind - Electronics | ProcHeat | No | Ind ProcHeat - Equipment (Electric - Low Cost) | 0.0083773 | 0.016843 | 0.025376 | 0.033951 | 0.042552 | 0.051162 | 0.059782 | 0.068404 | 0.077018 | 0.085621 | 0.094207 | 0.10278
PG&E | MW | Industrial | Ind - Electronics | ProcHeat | No | Ind ProcHeat - Equipment (Electric - Mid Cost) | 0.0033789 | 0.0067946 | 0.010238 | 0.013699 | 0.01717 | 0.020646 | 0.024126 | 0.027607 | 0.031086 | 0.034561 | 0.038029 | 0.041491
PG&E | MW | Industrial | Ind - Electronics | ProcHeat | No | Ind ProcHeat - Equipment (Gas - Mid Cost) | -0.04251 | -0.085874 | -0.1298 | -0.17428 | -0.21924 | -0.26445 | -0.30991 | -0.3555 | -0.40113 | -0.44665 | -0.49218 | -0.53773
PG&E | MW | Industrial | Ind - Electronics | ProcHeat | No | Ind ProcHeat - O&M (Gas - High Cost) | -1.6271e-05 | -3.2899e-05 | -4.9757e-05 | -6.6873e-05 | -8.4204e-05 | -0.00010162 | -0.00011913 | -0.00013672 | -0.00015432 | -0.0001719 | -0.00018949 | -0.00020711
PG&E | MW | Industrial | Ind - Electronics | ProcRefrig | No | Ind ProcRefrig - O&M (High Cost) | 4.3977e-05 | 8.8469e-05 | 0.00013333 | 0.00017844 | 0.0002237 | 0.00026905 | 0.00031446 | 0.00035989 | 0.00040531 | 0.00045069 | 0.00049598 | 0.00054121
PG&E | MW | Industrial | Ind - Electronics | ProcRefrig | No | Ind ProcRefrig - O&M (Low Cost) | 0.07354 | 0.14786 | 0.22278 | 0.29806 | 0.37357 | 0.44918 | 0.52486 | 0.60057 | 0.67621 | 0.75176 | 0.82715 | 0.90241
PG&E | MW | Industrial | Ind - Electronics | ProcRefrig | No | Ind ProcRefrig - O&M (Mid Cost) | 0.010018 | 0.020146 | 0.030356 | 0.040618 | 0.050911 | 0.061219 | 0.07154 | 0.081863 | 0.09218 | 0.10248 | 0.11277 | 0.12304
PG&E | MW | Industrial | Ind - Electronics | MachDr | No | Ind MachDr - Equipment (High Cost) | 0.013819 | 0.027842 | 0.041995 | 0.056254 | 0.070573 | 0.084944 | 0.099348 | 0.11377 | 0.12822 | 0.14266 | 0.15709 | 0.1715
PG&E | MW | Industrial | Ind - Electronics | MachDr | No | Ind MachDr - Equipment (Low Cost) | 0.078013 | 0.15685 | 0.23632 | 0.31618 | 0.39628 | 0.47647 | 0.55675 | 0.63705 | 0.71728 | 0.79741 | 0.87738 | 0.9572
PG&E | MW | Industrial | Ind - Electronics | MachDr | No | Ind MachDr - Equipment (Mid Cost) | 0.14255 | 0.28671 | 0.43203 | 0.57814 | 0.7247 | 0.87149 | 1.0185 | 1.1655 | 1.3125 | 1.4593 | 1.6058 | 1.7521
PG&E | MW | Industrial | Ind - Electronics | MachDr | No | Ind MachDr - O&M (High Cost) | 0.028695 | 0.057728 | 0.087002 | 0.11644 | 0.14598 | 0.17557 | 0.20521 | 0.23486 | 0.26451 | 0.29413 | 0.3237 | 0.35322
PG&E | MW | Industrial | Ind - Electronics | MachDr | No | Ind MachDr - O&M (Low Cost) | 0.46883 | 0.94263 | 1.4202 | 1.9001 | 2.3814 | 2.8633 | 3.3457 | 3.8282 | 4.3103 | 4.7918 | 5.2723 | 5.752
PG&E | MW | Industrial | Ind - Electronics | MachDr | No | Ind MachDr - O&M (Mid Cost) | 0.073032 | 0.14686 | 0.22129 | 0.2961 | 0.37113 | 0.44628 | 0.52151 | 0.59676 | 0.67197 | 0.74709 | 0.82206 | 0.8969
PG&E | MW | Industrial | Ind - Food | HVAC | No | Ind HVAC - Equipment (Electric - High Cost) | 0.0069011 | 0.013443 | 0.019612 | 0.025418 | 0.030865 | 0.035972 | 0.040754 | 0.045228 | 0.049413 | 0.053322 | 0.056971 | 0.060377
PG&E | MW | Industrial | Ind - Food | HVAC | No | Ind HVAC - Equipment (Electric - Low Cost) | 0.0062185 | 0.01209 | 0.017618 | 0.022808 | 0.027671 | 0.032219 | 0.036473 | 0.040448 | 0.044158 | 0.04762 | 0.050848 | 0.053857
PG&E | MW | Industrial | Ind - Food | HVAC | No | Ind HVAC - Equipment (Electric - Mid Cost) | 0.0028922 | 0.0056241 | 0.008197 | 0.010613 | 0.012877 | 0.014995 | 0.016976 | 0.018828 | 0.020557 | 0.02217 | 0.023674 | 0.025077
PG&E | MW | Industrial | Ind - Food | HVAC | No | Ind HVAC - Equipment (Gas - High Cost) | -0.0010002 | -0.0019497 | -0.0028427 | -0.0036883 | -0.0044879 | -0.0052354 | -0.005937 | -0.0065942 | -0.0072084 | -0.0077825 | -0.0083201 | -0.008824
PG&E | MW | Industrial | Ind - Food | HVAC | No | Ind HVAC - Equipment (Gas - Mid Cost) | -7.0891e-05 | -0.00013793 | -0.00020081 | -0.00025988 | -0.00031541 | -0.0003675 | -0.00041627 | -0.00046185 | -0.00050441 | -0.0005441 | -0.00058119 | -0.00061585
PG&E | MW | Industrial | Ind - Food | HVAC | No | Ind HVAC - O&M (Electric - High Cost) | 0.0038786 | 0.0078067 | 0.011769 | 0.015756 | 0.019757 | 0.023768 | 0.027786 | 0.031808 | 0.035831 | 0.039851 | 0.043865 | 0.047873
PG&E | MW | Industrial | Ind - Food | HVAC | No | Ind HVAC - O&M (Electric - Low Cost) | 0.050711 | 0.10196 | 0.15361 | 0.20551 | 0.25757 | 0.30969 | 0.36186 | 0.41404 | 0.46618 | 0.51825 | 0.57021 | 0.62208
PG&E | MW | Industrial | Ind - Food | HVAC | No | Ind HVAC - O&M (Electric - Mid Cost) | 0.01393 | 0.028011 | 0.042205 | 0.056473 | 0.070784 | 0.085114 | 0.099462 | 0.11381 | 0.12816 | 0.14248 | 0.15678 | 0.17105
PG&E | MW | Industrial | Ind - Food | Lighting | No | Ind Lighting - Equipment (High Cost) | 0.041159 | 0.08011 | 0.11679 | 0.15127 | 0.18358 | 0.21383 | 0.24212 | 0.26855 | 0.29325 | 0.31629 | 0.33777 | 0.3578
PG&E | MW | Industrial | Ind - Food | Lighting | No | Ind Lighting - Equipment (Low Cost) | 0.02581 | 0.050156 | 0.07306 | 0.094543 | 0.11465 | 0.13345 | 0.15101 | 0.1674 | 0.18269 | 0.19694 | 0.21021 | 0.22258
PG&E | MW | Industrial | Ind - Food | Lighting | No | Ind Lighting - Equipment (Mid Cost) | 0.096792 | 0.18815 | 0.27412 | 0.35478 | 0.43031 | 0.50092 | 0.5669 | 0.62851 | 0.68599 | 0.73957 | 0.7895 | 0.83601
PG&E | MW | Industrial | Ind - Food | Lighting | No | Ind Lighting - O&M (High Cost) | 0.00063518 | 0.0012349 | 0.0017992 | 0.0023287 | 0.0028246 | 0.0032883 | 0.0037216 | 0.0041262 | 0.0045037 | 0.0048557 | 0.0051836 | 0.0054892
PG&E | MW | Industrial | Ind - Food | Lighting | No | Ind Lighting - O&M (Low Cost) | 0.016923 | 0.032885 | 0.0479 | 0.061983 | 0.075166 | 0.087484 | 0.098994 | 0.10974 | 0.11976 | 0.1291 | 0.1378 | 0.1459
PG&E | MW | Industrial | Ind - Food | Lighting | No | Ind Lighting - O&M (Mid Cost) | 0.00026641 | 0.00051778 | 0.00075429 | 0.00097617 | 0.0011839 | 0.001378 | 0.0015595 | 0.0017289 | 0.0018868 | 0.0020341 | 0.0021713 | 0.0022992
PG&E | MW | Industrial | Ind - Food | ProcHeat | No | Ind ProcHeat - Equipment (Electric - High Cost) | 0.0024911 | 0.0050094 | 0.0075483 | 0.010101 | 0.012663 | 0.015228 | 0.017795 | 0.020364 | 0.022931 | 0.025495 | 0.028054 | 0.030609
PG&E | MW | Industrial | Ind - Food | ProcHeat | No | Ind ProcHeat - Equipment (Electric - Low Cost) | 0.0019699 | 0.0039608 | 0.0059675 | 0.0079842 | 0.010007 | 0.012032 | 0.014059 | 0.016087 | 0.018113 | 0.020137 | 0.022156 | 0.024172
PG&E | MW | Industrial | Ind - Food | ProcHeat | No | Ind ProcHeat - Equipment (Electric - Mid Cost) | 0.0094041 | 0.018914 | 0.028502 | 0.038144 | 0.047818 | 0.057505 | 0.067205 | 0.076909 | 0.086609 | 0.096298 | 0.10597 | 0.11563
PG&E | MW | Industrial | Ind - Food | ProcHeat | No | Ind ProcHeat - Equipment (Gas - High Cost) | 0.0032473 | 0.0065434 | 0.0098582 | 0.013209 | 0.016595 | 0.019987 | 0.023392 | 0.026803 | 0.030214 | 0.033622 | 0.037034 | 0.040452
PG&E | MW | Industrial | Ind - Food | ProcHeat | No | Ind ProcHeat - O&M (Gas - High Cost) | -0.0073951 | -0.014887 | -0.022412 | -0.029991 | -0.037627 | -0.045288 | -0.052971 | -0.06066 | -0.068348 | -0.076024 | -0.083706 | -0.091395
PG&E | MW | Industrial | Ind - Food | ProcHeat | No | Ind ProcHeat - O&M (Gas - Mid Cost) | -0.001019 | -0.0020506 | -0.0030863 | -0.0041279 | -0.0051762 | -0.0062286 | -0.0072836 | -0.0083389 | -0.0093938 | -0.010447 | -0.0115 | -0.012554
PG&E | MW | Industrial | Ind - Food | SHW | No | Ind SHW - Equipment (Mid Cost) | 0.00051853 | 0.0010183 | 0.001496 | 0.0019534 | 0.0023916 | 0.0028105 | 0.0032104 | 0.0035912 | 0.0039536 | 0.0042981 | 0.0046261 | 0.0049385
PG&E | MW | Industrial | Ind - Food | SHW | No | Ind SHW - O&M (Mid Cost) | -7.7446e-05 | -0.00015585 | -0.00023456 | -0.00031372 | -0.00039338 | -0.00047336 | -0.00055353 | -0.00063372 | -0.00071389 | -0.00079391 | -0.00087394 | -0.00095401
PG&E | MW | Industrial | Ind - Food | ProcRefrig | No | Ind ProcRefrig - Equipment (High Cost) | 0.010136 | 0.020406 | 0.030766 | 0.041195 | 0.051663 | 0.062159 | 0.072675 | 0.0832 | 0.093732 | 0.10426 | 0.11477 | 0.12527
PG&E | MW | Industrial | Ind - Food | ProcRefrig | No | Ind ProcRefrig - Equipment (Mid Cost) | 0.00024654 | 0.00049594 | 0.0007474 | 0.0010003 | 0.0012539 | 0.0015081 | 0.0017626 | 0.0020172 | 0.0022717 | 0.002526 | 0.0027798 | 0.0030333
PG&E | MW | Industrial | Ind - Food | ProcRefrig | No | Ind ProcRefrig - O&M (High Cost) | 0.025694 | 0.051694 | 0.077911 | 0.10428 | 0.13073 | 0.15724 | 0.18379 | 0.21035 | 0.23691 | 0.26344 | 0.28993 | 0.31637
PG&E | MW | Industrial | Ind - Food | ProcRefrig | No | Ind ProcRefrig - O&M (Low Cost) | 0.027792 | 0.055882 | 0.084194 | 0.11265 | 0.14119 | 0.16976 | 0.19837 | 0.22698 | 0.25557 | 0.28413 | 0.31263 | 0.34107
PG&E | MW | Industrial | Ind - Food | ProcRefrig | No | Ind ProcRefrig - O&M (Mid Cost) | 0.0070285 | 0.014135 | 0.021299 | 0.0285 | 0.035724 | 0.042959 | 0.050203 | 0.057449 | 0.064691 | 0.071925 | 0.079145 | 0.086352
PG&E | MW | Industrial | Ind - Food | MachDr | No | Ind MachDr - Equipment (High Cost) | 0.018197 | 0.036657 | 0.055289 | 0.074064 | 0.092921 | 0.11184 | 0.1308 | 0.14979 | 0.1688 | 0.1878 | 0.20679 | 0.22577
PG&E | MW | Industrial | Ind - Food | MachDr | No | Ind MachDr - Equipment (Low Cost) | 0.097373 | 0.19578 | 0.29497 | 0.39466 | 0.49464 | 0.59474 | 0.69495 | 0.79518 | 0.89534 | 0.99537 | 1.0952 | 1.1948
PG&E | MW | Industrial | Ind - Food | MachDr | No | Ind MachDr - Equipment (Mid Cost) | 0.1526 | 0.30691 | 0.46246 | 0.61883 | 0.77568 | 0.93278 | 1.0901 | 1.2474 | 1.4047 | 1.5618 | 1.7186 | 1.8751
PG&E | MW | Industrial | Ind - Food | MachDr | No | Ind MachDr - O&M (High Cost) | 0.017169 | 0.034537 | 0.052049 | 0.069658 | 0.087325 | 0.10502 | 0.12274 | 0.14048 | 0.1582 | 0.17591 | 0.19359 | 0.21124
PG&E | MW | Industrial | Ind - Food | MachDr | No | Ind MachDr - O&M (Low Cost) | 0.37647 | 0.75691 | 1.1404 | 1.5257 | 1.9122 | 2.2991 | 2.6865 | 3.0739 | 3.461 | 3.8476 | 4.2335 | 4.6186
PG&E | MW | Industrial | Ind - Food | MachDr | No | Ind MachDr - O&M (Mid Cost) | 0.069801 | 0.14037 | 0.21151 | 0.28301 | 0.35473 | 0.42656 | 0.49847 | 0.57041 | 0.6423 | 0.71411 | 0.78577 | 0.85731
PG&E | MW | Industrial | Ind - Lumber & Furniture | HVAC | No | Ind HVAC - Equipment (Electric - High Cost) | 8.9049e-05 | 0.00017337 | 0.00025287 | 0.00032772 | 0.00039798 | 0.00046374 | 0.00052531 | 0.00058291 | 0.00063675 | 0.00068704 | 0.00073397 | 0.00077779
PG&E | MW | Industrial | Ind - Lumber & Furniture | HVAC | No | Ind HVAC - Equipment (Electric - Mid Cost) | 0.00043685 | 0.00084949 | 0.0012381 | 0.0016031 | 0.0019451 | 0.002265 | 0.0025644 | 0.0028441 | 0.0031052 | 0.0033489 | 0.0035762 | 0.0037881
PG&E | MW | Industrial | Ind - Lumber & Furniture | HVAC | No | Ind HVAC - O&M (Electric - High Cost) | 0.00011321 | 0.00022774 | 0.00034321 | 0.00045931 | 0.0005758 | 0.00069249 | 0.00080934 | 0.00092624 | 0.0010431 | 0.0011599 | 0.0012764 | 0.0013928
PG&E | MW | Industrial | Ind - Lumber & Furniture | HVAC | No | Ind HVAC - O&M (Electric - Low Cost) | 0.0016642 | 0.0033461 | 0.0050413 | 0.0067448 | 0.0084534 | 0.010164 | 0.011877 | 0.013589 | 0.015301 | 0.01701 | 0.018716 | 0.020418
PG&E | MW | Industrial | Ind - Lumber & Furniture | HVAC | No | Ind HVAC - O&M (Electric - Mid Cost) | 0.0030804 | 0.0061942 | 0.0093331 | 0.012488 | 0.015653 | 0.018822 | 0.021995 | 0.025169 | 0.02834 | 0.031508 | 0.034669 | 0.037825
PG&E | MW | Industrial | Ind - Lumber & Furniture | Lighting | No | Ind Lighting - Equipment (High Cost) | 0.0082758 | 0.01611 | 0.023489 | 0.030425 | 0.036925 | 0.043012 | 0.048706 | 0.054026 | 0.058998 | 0.063637 | 0.067962 | 0.071995
PG&E | MW | Industrial | Ind - Lumber & Furniture | Lighting | No | Ind Lighting - Equipment (Low Cost) | 0.0032418 | 0.0062998 | 0.0091767 | 0.011875 | 0.014401 | 0.016762 | 0.018968 | 0.021027 | 0.022948 | 0.024738 | 0.026405 | 0.027959
PG&E | MW | Industrial | Ind - Lumber & Furniture | Lighting | No | Ind Lighting - Equipment (Mid Cost) | 0.020528 | 0.039904 | 0.058136 | 0.075245 | 0.091263 | 0.10624 | 0.12023 | 0.1333 | 0.14549 | 0.15686 | 0.16744 | 0.17731
PG&E | MW | Industrial | Ind - Lumber & Furniture | Lighting | No | Ind Lighting - O&M (High Cost) | 1.1971e-05 | 2.3277e-05 | 3.3917e-05 | 4.3905e-05 | 5.3258e-05 | 6.2005e-05 | 7.018e-05 | 7.7815e-05 | 8.4939e-05 | 9.1583e-05 | 9.7773e-05 | 0.00010354
PG&E | MW | Industrial | Ind - Lumber & Furniture | Lighting | No | Ind Lighting - O&M (Low Cost) | 0.0013964 | 0.0027135 | 0.0039524 | 0.0051145 | 0.0062023 | 0.0072188 | 0.0081685 | 0.0090551 | 0.0098819 | 0.010653 | 0.01137 | 0.012039
PG&E | MW | Industrial | Ind - Lumber & Furniture | Lighting | No | Ind Lighting - O&M (Mid Cost) | 3.3015e-06 | 6.4173e-06 | 9.3489e-06 | 1.2099e-05 | 1.4675e-05 | 1.7082e-05 | 1.9331e-05 | 2.1432e-05 | 2.3391e-05 | 2.5218e-05 | 2.6919e-05 | 2.8505e-05
PG&E | MW | Industrial | Ind - Lumber & Furniture | MachDr | No | Ind MachDr - Equipment (High Cost) | 0.0019996 | 0.0038498 | 0.0055533 | 0.0071195 | 0.0085548 | 0.0098679 | 0.011068 | 0.012165 | 0.013167 | 0.01408 | 0.014913 | 0.015672
PG&E | MW | Industrial | Ind - Lumber & Furniture | MachDr | No | Ind MachDr - Equipment (Low Cost) | 0.0090752 | 0.017443 | 0.025137 | 0.032191 | 0.038645 | 0.04454 | 0.049924 | 0.054837 | 0.059316 | 0.063396 | 0.067111 | 0.070494
PG&E | MW | Industrial | Ind - Lumber & Furniture | MachDr | No | Ind MachDr - Equipment (Mid Cost) | 0.013347 | 0.025659 | 0.036982 | 0.047367 | 0.05687 | 0.065553 | 0.073484 | 0.080722 | 0.087321 | 0.093335 | 0.098811 | 0.1038
PG&E | MW | Industrial | Ind - Lumber & Furniture | MachDr | No | Ind MachDr - O&M (High Cost) | 0.0041415 | 0.0083316 | 0.012556 | 0.016805 | 0.021068 | 0.025338 | 0.029615 | 0.033894 | 0.038172 | 0.042445 | 0.046712 | 0.050971
PG&E | MW | Industrial | Ind - Lumber & Furniture | MachDr | No | Ind MachDr - O&M (Low Cost) | 0.0629 | 0.12647 | 0.19054 | 0.25493 | 0.31951 | 0.38416 | 0.44889 | 0.51363 | 0.57831 | 0.64292 | 0.70739 | 0.77174
PG&E | MW | Industrial | Ind - Lumber & Furniture | MachDr | No | Ind MachDr - O&M (Mid Cost) | 0.045121 | 0.090735 | 0.13672 | 0.18293 | 0.22929 | 0.27572 | 0.32219 | 0.36869 | 0.41515 | 0.46156 | 0.50787 | 0.55411
PG&E | MW | Industrial | Ind - Machinery | HVAC | No | Ind HVAC - Equipment (Electric - High Cost) | 0.0050497 | 0.0098497 | 0.01438 | 0.018657 | 0.022676 | 0.026446 | 0.02998 | 0.033289 | 0.036388 | 0.039286 | 0.041994 | 0.044524
PG&E | MW | Industrial | Ind - Machinery | HVAC | No | Ind HVAC - Equipment (Electric - Low Cost) | 3.7387e-05 | 7.2687e-05 | 0.00010593 | 0.00013714 | 0.00016638 | 0.00019373 | 0.00021931 | 0.00024321 | 0.00026553 | 0.00028635 | 0.00030576 | 0.00032386
PG&E | MW | Industrial | Ind - Machinery | HVAC | No | Ind HVAC - Equipment (Electric - Mid Cost) | 0.002064 | 0.0040138 | 0.0058503 | 0.0075752 | 0.0091917 | 0.010704 | 0.012119 | 0.013441 | 0.014676 | 0.015828 | 0.016903 | 0.017905
PG&E | MW | Industrial | Ind - Machinery | HVAC | No | Ind HVAC - Equipment (Gas - High Cost) | -1.1675e-05 | -2.2798e-05 | -3.3172e-05 | -4.2858e-05 | -5.1896e-05 | -6.0331e-05 | -6.8238e-05 | -7.5638e-05 | -8.2555e-05 | -8.9006e-05 | -9.5038e-05 | -0.00010068
PG&E | MW | Industrial | Ind - Machinery | HVAC | No | Ind HVAC - Equipment (Gas - Mid Cost) | -3.5581e-06 | -6.9414e-06 | -1.0094e-05 | -1.3031e-05 | -1.5767e-05 | -1.8323e-05 | -2.0716e-05 | -2.2955e-05 | -2.5047e-05 | -2.6997e-05 | -2.8819e-05 | -3.0521e-05
PG&E | MW | Industrial | Ind - Machinery | HVAC | No | Ind HVAC - O&M (Electric - High Cost) | 0.00029722 | 0.00059786 | 0.00090098 | 0.0012058 | 0.0015116 | 0.0018179 | 0.0021247 | 0.0024316 | 0.0027384 | 0.0030449 | 0.0033508 | 0.0036563
PG&E | MW | Industrial | Ind - Machinery | HVAC | No | Ind HVAC - O&M (Electric - Low Cost) | 0.0079536 | 0.015991 | 0.024092 | 0.032233 | 0.040398 | 0.048573 | 0.056756 | 0.064941 | 0.073119 | 0.081287 | 0.089437 | 0.097573
PG&E | MW | Industrial | Ind - Machinery | HVAC | No | Ind HVAC - O&M (Gas - Low Cost) | 4.9671e-05 | 0.0001002 | 0.00015058 | 0.00020075 | 0.00025073 | 0.00030074 | 0.00035086 | 0.000401 | 0.00045116 | 0.00050118 | 0.0005512 | 0.00060121
PG&E | MW | Industrial | Ind - Machinery | Lighting | No | Ind Lighting - Equipment (High Cost) | 0.0063249 | 0.01231 | 0.017945 | 0.023242 | 0.028205 | 0.032851 | 0.037196 | 0.041256 | 0.045049 | 0.048587 | 0.051886 | 0.054961
PG&E | MW | Industrial | Ind - Machinery | Lighting | No | Ind Lighting - Equipment (Low Cost) | 0.002813 | 0.0054666 | 0.0079629 | 0.010304 | 0.012496 | 0.014545 | 0.016459 | 0.018245 | 0.019912 | 0.021465 | 0.022912 | 0.02426
PG&E | MW | Industrial | Ind - Machinery | Lighting | No | Ind Lighting - Equipment (Mid Cost) | 0.024488 | 0.047603 | 0.069353 | 0.089763 | 0.10887 | 0.12674 | 0.14343 | 0.15902 | 0.17356 | 0.18712 | 0.19975 | 0.21152
PG&E | MW | Industrial | Ind - Machinery | Lighting | No | Ind Lighting - O&M (Low Cost) | 0.0018279 | 0.0035519 | 0.0051738 | 0.006695 | 0.0081189 | 0.0094495 | 0.010693 | 0.011853 | 0.012936 | 0.013944 | 0.014884 | 0.01576
PG&E | MW | Industrial | Ind - Machinery | ProcHeat | No | Ind ProcHeat - Equipment (Electric - High Cost) | 0.00040443 | 0.00081621 | 0.0012323 | 0.0016528 | 0.0020758 | 0.0025008 | 0.0029273 | 0.0033548 | 0.0037836 | 0.0042129 | 0.0046422 | 0.0050717
PG&E | MW | Industrial | Ind - Machinery | ProcHeat | No | Ind ProcHeat - Equipment (Electric - Low Cost) | 0.0003489 | 0.0007015 | 0.0010569 | 0.0014141 | 0.0017723 | 0.0021309 | 0.00249 | 0.0028491 | 0.003208 | 0.0035663 | 0.003924 | 0.004281
PG&E | MW | Industrial | Ind - Machinery | ProcHeat | No | Ind ProcHeat - Equipment (Electric - Mid Cost) | 5.5521e-05 | 0.00011166 | 0.00016826 | 0.00022515 | 0.00028223 | 0.00033939 | 0.00039662 | 0.00045388 | 0.0005111 | 0.00056826 | 0.00062532 | 0.00068227
PG&E | MW | Industrial | Ind - Machinery | ProcHeat | No | Ind ProcHeat - Equipment (Gas - High Cost) | -6.4887e-06 | -1.3116e-05 | -1.9743e-05 | -2.6397e-05 | -3.3067e-05 | -3.9718e-05 | -4.6401e-05 | -5.3104e-05 | -5.9816e-05 | -6.6525e-05 | -7.3249e-05 | -7.9996e-05
PG&E | MW | Industrial | Ind - Machinery | ProcHeat | No | Ind ProcHeat - O&M (Gas - High Cost) | -0.00051174 | -0.0010329 | -0.0015531 | -0.0020723 | -0.0025905 | -0.0031085 | -0.003628 | -0.0041482 | -0.0046687 | -0.0051881 | -0.0057078 | -0.0062281
PG&E | MW | Industrial | Ind - Machinery | ProcHeat | No | Ind ProcHeat - O&M (Gas - Mid Cost) | -4.5182e-05 | -9.1158e-05 | -0.00013701 | -0.0001827 | -0.00022825 | -0.0002738 | -0.00031946 | -0.00036516 | -0.00041088 | -0.00045648 | -0.00050208 | -0.00054769
PG&E | MW | Industrial | Ind - Machinery | ProcRefrig | No | Ind ProcRefrig - O&M (High Cost) | 0.0005389 | 0.0010841 | 0.0016338 | 0.0021866 | 0.0027412 | 0.0032969 | 0.0038533 | 0.00441 | 0.0049666 | 0.0055226 | 0.0060777 | 0.0066319
PG&E | MW | Industrial | Ind - Machinery | ProcRefrig | No | Ind ProcRefrig - O&M (Low Cost) | 0.0023648 | 0.0047547 | 0.0071636 | 0.0095844 | 0.012012 | 0.014443 | 0.016877 | 0.019311 | 0.021743 | 0.024172 | 0.026596 | 0.029016
PG&E | MW | Industrial | Ind - Machinery | ProcRefrig | No | Ind ProcRefrig - O&M (Mid Cost) | 0.0020138 | 0.0040496 | 0.0061018 | 0.0081645 | 0.010234 | 0.012305 | 0.01438 | 0.016455 | 0.018528 | 0.0206 | 0.022667 | 0.02473
PG&E | MW | Industrial | Ind - Machinery | MachDr | No | Ind MachDr - Equipment (High Cost) | 0.0026695 | 0.0053785 | 0.0081128 | 0.010868 | 0.013635 | 0.016412 | 0.019196 | 0.021983 | 0.024774 | 0.027565 | 0.030353 | 0.03314
PG&E | MW | Industrial | Ind - Machinery | MachDr | No | Ind MachDr - Equipment (Low Cost) | 0.013204 | 0.026548 | 0.039999 | 0.053517 | 0.067075 | 0.080649 | 0.094239 | 0.10783 | 0.12141 | 0.13498 | 0.14852 | 0.16203
PG&E | MW | Industrial | Ind - Machinery | MachDr | No | Ind MachDr - Equipment (Mid Cost) | 0.0078271 | 0.015742 | 0.023722 | 0.031745 | 0.039794 | 0.047855 | 0.055926 | 0.064001 | 0.072072 | 0.080134 | 0.088181 | 0.096215
PG&E | MW | Industrial | Ind - Machinery | MachDr | No | Ind MachDr - O&M (High Cost) | 0.00027755 | 0.00055835 | 0.00084149 | 0.0011262 | 0.0014119 | 0.0016981 | 0.0019847 | 0.0022714 | 0.0025581 | 0.0028445 | 0.0031305 | 0.0034159
PG&E | MW | Industrial | Ind - Machinery | MachDr | No | Ind MachDr - O&M (Low Cost) | 0.039238 | 0.078891 | 0.11886 | 0.15903 | 0.19931 | 0.23964 | 0.28002 | 0.3204 | 0.36075 | 0.40105 | 0.44127 | 0.48141
PG&E | MW | Industrial | Ind - Machinery | MachDr | No | Ind MachDr - O&M (Mid Cost) | 0.0089683 | 0.018035 | 0.027175 | 0.036362 | 0.045577 | 0.054805 | 0.064044 | 0.073286 | 0.082523 | 0.091748 | 0.10096 | 0.11015
PG&E | MW | Industrial | Ind - Metals (Fabricated) | HVAC | No | Ind HVAC - Equipment (Electric - High Cost) | 0.00046255 | 0.00090075 | 0.0013138 | 0.0017026 | 0.0020672 | 0.0024089 | 0.0027288 | 0.003028 | 0.0033078 | 0.0035692 | 0.0038131 | 0.0040407
PG&E | MW | Industrial | Ind - Metals (Fabricated) | HVAC | No | Ind HVAC - Equipment (Electric - Low Cost) | 0.00040243 | 0.00078238 | 0.0011401 | 0.001476 | 0.0017907 | 0.0020851 | 0.0023604 | 0.0026177 | 0.0028578 | 0.0030818 | 0.0032907 | 0.0034855
PG&E | MW | Industrial | Ind - Metals (Fabricated) | HVAC | No | Ind HVAC - Equipment (Electric - Mid Cost) | 4.5094e-05 | 8.7689e-05 | 0.0001278 | 0.00016548 | 0.00020078 | 0.00023381 | 0.0002647 | 0.00029357 | 0.00032053 | 0.00034569 | 0.00036914 | 0.00039102
PG&E | MW | Industrial | Ind - Metals (Fabricated) | HVAC | No | Ind HVAC - Equipment (Gas - High Cost) | -6.2894e-05 | -0.00012345 | -0.00018127 | -0.00023682 | -0.00029008 | -0.00034066 | -0.00038885 | -0.00043463 | -0.00047806 | -0.00051918 | -0.00055768 | -0.00059374
PG&E | MW | Industrial | Ind - Metals (Fabricated) | HVAC | No | Ind HVAC - Equipment (Gas - Mid Cost) | 0.00010334 | 0.00020253 | 0.00029704 | 0.00038724 | 0.00047331 | 0.00055527 | 0.00063321 | 0.00070711 | 0.00077716 | 0.00084337 | 0.00090524 | 0.00096307
PG&E | MW | Industrial | Ind - Metals (Fabricated) | HVAC | No | Ind HVAC - O&M (Electric - High Cost) | 0.00037928 | 0.00076305 | 0.00115 | 0.0015393 | 0.00193 | 0.0023213 | 0.0027132 | 0.0031053 | 0.0034974 | 0.0038891 | 0.0042802 | 0.0046707
PG&E | MW | Industrial | Ind - Metals (Fabricated) | HVAC | No | Ind HVAC - O&M (Electric - Low Cost) | 0.010691 | 0.021495 | 0.032385 | 0.043328 | 0.054303 | 0.065292 | 0.076292 | 0.087294 | 0.098288 | 0.10927 | 0.12022 | 0.13116
PG&E | MW | Industrial | Ind - Metals (Fabricated) | HVAC | No | Ind HVAC - O&M (Electric - Mid Cost) | 0.0012349 | 0.0024832 | 0.0037416 | 0.0050066 | 0.0062755 | 0.0075461 | 0.0088182 | 0.010091 | 0.011362 | 0.012632 | 0.0139 | 0.015166
PG&E | MW | Industrial | Ind - Metals (Fabricated) | HVAC | No | Ind HVAC - O&M (Gas - High Cost) | -0.0002632 | -0.00053383 | -0.00081002 | -0.0010927 | -0.0013817 | -0.0016762 | -0.001976 | -0.0022805 | -0.0025895 | -0.0029024 | -0.0032154 | -0.0035288
PG&E | MW | Industrial | Ind - Metals (Fabricated) | HVAC | No | Ind HVAC - O&M (Gas - Mid Cost) | -3.3145e-05 | -6.7192e-05 | -0.00010191 | -0.00013738 | -0.00017358 | -0.0002105 | -0.00024807 | -0.00028619 | -0.00032488 | -0.00036402 | -0.00040316 | -0.00044231
PG&E | MW | Industrial | Ind - Metals (Fabricated) | Lighting | No | Ind Lighting - Equipment (High Cost) | 0.0099745 | 0.019415 | 0.028307 | 0.036665 | 0.044496 | 0.05183 | 0.058689 | 0.065098 | 0.071087 | 0.076674 | 0.081884 | 0.086741
PG&E | MW | Industrial | Ind - Metals (Fabricated) | Lighting | No | Ind Lighting - Equipment (Low Cost) | 0.005639 | 0.010958 | 0.015962 | 0.020656 | 0.02505 | 0.029156 | 0.032993 | 0.036574 | 0.039915 | 0.043028 | 0.045928 | 0.04863
PG&E | MW | Industrial | Ind - Metals (Fabricated) | Lighting | No | Ind Lighting - Equipment (Mid Cost) | 0.075446 | 0.14665 | 0.21366 | 0.27652 | 0.33539 | 0.39041 | 0.44183 | 0.48984 | 0.53464 | 0.57639 | 0.61529 | 0.65154
PG&E | MW | Industrial | Ind - Metals (Fabricated) | Lighting | No | Ind Lighting - O&M (High Cost) | 1.1891e-05 | 2.3117e-05 | 3.368e-05 | 4.3593e-05 | 5.2875e-05 | 6.1554e-05 | 6.9664e-05 | 7.7237e-05 | 8.4303e-05 | 9.0891e-05 | 9.7028e-05 | 0.00010275
PG&E | MW | Industrial | Ind - Metals (Fabricated) | Lighting | No | Ind Lighting - O&M (Low Cost) | 0.0027047 | 0.0052556 | 0.0076554 | 0.0099062 | 0.012013 | 0.013982 | 0.015821 | 0.017538 | 0.01914 | 0.020632 | 0.022023 | 0.023318
PG&E | MW | Industrial | Ind - Metals (Fabricated) | Lighting | No | Ind Lighting - O&M (Mid Cost) | 0.00078169 | 0.0015192 | 0.0022131 | 0.002864 | 0.0034733 | 0.0040428 | 0.004575 | 0.0050718 | 0.0055352 | 0.0059672 | 0.0063696 | 0.0067444
PG&E | MW | Industrial | Ind - Metals (Fabricated) | ProcHeat | No | Ind ProcHeat - Equipment (Electric - High Cost) | 4.6618e-06 | 9.067e-06 | 1.3218e-05 | 1.7121e-05 | 2.0783e-05 | 2.4207e-05 | 2.741e-05 | 3.0404e-05 | 3.32e-05 | 3.5811e-05 | 3.8245e-05 | 4.0517e-05
PG&E | MW | Industrial | Ind - Metals (Fabricated) | ProcHeat | No | Ind ProcHeat - Equipment (Electric - Low Cost) | 0.0019024 | 0.0036984 | 0.0053895 | 0.0069771 | 0.0084646 | 0.0098559 | 0.011157 | 0.012373 | 0.013508 | 0.014567 | 0.015554 | 0.016474
PG&E | MW | Industrial | Ind - Metals (Fabricated) | ProcHeat | No | Ind ProcHeat - Equipment (Electric - Mid Cost) | 5.4235e-05 | 0.00010547 | 0.00015372 | 0.00019904 | 0.00024152 | 0.00028125 | 0.00031843 | 0.00035316 | 0.0003856 | 0.00041587 | 0.0004441 | 0.00047042
PG&E | MW | Industrial | Ind - Metals (Fabricated) | ProcHeat | No | Ind ProcHeat - Equipment (Gas - High Cost) | 3.0356e-05 | 5.9559e-05 | 8.7429e-05 | 0.00011413 | 0.00013967 | 0.00016396 | 0.00018708 | 0.00020902 | 0.00022982 | 0.0002495 | 0.00026791 | 0.00028513
PG&E | MW | Industrial | Ind - Metals (Fabricated) | ProcHeat | No | Ind ProcHeat - O&M (Electric - High Cost) | 0.0055914 | 0.01125 | 0.016956 | 0.022695 | 0.028454 | 0.034223 | 0.040001 | 0.045782 | 0.051563 | 0.057338 | 0.063103 | 0.06886
PG&E | MW | Industrial | Ind - Metals (Fabricated) | ProcHeat | No | Ind ProcHeat - O&M (Electric - Low Cost) | 0.00068873 | 0.0013848 | 0.0020864 | 0.0027915 | 0.0034987 | 0.0042068 | 0.0049156 | 0.0056246 | 0.0063331 | 0.0070406 | 0.0077468 | 0.0084516
PG&E | MW | Industrial | Ind - Metals (Fabricated) | ProcHeat | No | Ind ProcHeat - O&M (Electric - Mid Cost) | 2.577e-05 | 5.1825e-05 | 7.809e-05 | 0.00010449 | 0.00013098 | 0.0001575 | 0.00018405 | 0.00021061 | 0.00023716 | 0.00026368 | 0.00029014 | 0.00031656
PG&E | MW | Industrial | Ind - Metals (Fabricated) | ProcHeat | No | Ind ProcHeat - O&M (Gas - High Cost) | -0.00025145 | -0.00051008 | -0.00077407 | -0.0010444 | -0.0013209 | -0.0016026 | -0.0018894 | -0.0021808 | -0.0024765 | -0.0027759 | -0.0030756 | -0.0033756
PG&E | MW | Industrial | Ind - Metals (Fabricated) | ProcHeat | No | Ind ProcHeat - O&M (Gas - Mid Cost) | -0.0012055 | -0.002444 | -0.0037072 | -0.0049976 | -0.0063155 | -0.0076589 | -0.0090264 | -0.010414 | -0.011822 | -0.013247 | -0.014672 | -0.016098
PG&E | MW | Industrial | Ind - Metals (Fabricated) | SHW | No | Ind SHW - Equipment (High Cost) | 4.565e-07 | 9.0444e-07 | 1.3404e-06 | 1.767e-06 | 2.1838e-06 | 2.5875e-06 | 2.9793e-06 | 3.3587e-06 | 3.7256e-06 | 4.0796e-06 | 4.4174e-06 | 4.7399e-06
PG&E | MW | Industrial | Ind - Metals (Fabricated) | ProcRefrig | No | Ind ProcRefrig - O&M (Low Cost) | 0.00012761 | 0.00025656 | 0.00038654 | 0.00051716 | 0.00064817 | 0.00077932 | 0.00091063 | 0.001042 | 0.0011732 | 0.0013042 | 0.001435 | 0.0015655
PG&E | MW | Industrial | Ind - Metals (Fabricated) | ProcRefrig | No | Ind ProcRefrig - O&M (Mid Cost) | 0.002703 | 0.005436 | 0.0081912 | 0.010961 | 0.013739 | 0.016522 | 0.019307 | 0.022094 | 0.02488 | 0.027662 | 0.030439 | 0.033211
PG&E | MW | Industrial | Ind - Metals (Fabricated) | MachDr | No | Ind MachDr - Equipment (High Cost) | 0.0024758 | 0.004766 | 0.0068744 | 0.0088119 | 0.010587 | 0.012211 | 0.013696 | 0.015052 | 0.016291 | 0.01742 | 0.01845 | 0.019388
PG&E | MW | Industrial | Ind - Metals (Fabricated) | MachDr | No | Ind MachDr - Equipment (Low Cost) | 0.0091642 | 0.017613 | 0.025383 | 0.032506 | 0.039023 | 0.044976 | 0.050412 | 0.055373 | 0.059895 | 0.064015 | 0.067766 | 0.071182
PG&E | MW | Industrial | Ind - Metals (Fabricated) | MachDr | No | Ind MachDr - Equipment (Mid Cost) | 0.018317 | 0.035213 | 0.050752 | 0.065003 | 0.078044 | 0.089959 | 0.10084 | 0.11077 | 0.11983 | 0.12808 | 0.1356 | 0.14244
PG&E | MW | Industrial | Ind - Metals (Fabricated) | MachDr | No | Ind MachDr - O&M (High Cost) | 0.0035504 | 0.0071422 | 0.010764 | 0.014406 | 0.018059 | 0.02172 | 0.025385 | 0.029053 | 0.032719 | 0.036382 | 0.040039 | 0.043689
PG&E | MW | Industrial | Ind - Metals (Fabricated) | MachDr | No | Ind MachDr - O&M (Low Cost) | 0.11692 | 0.23508 | 0.35418 | 0.47387 | 0.59391 | 0.71409 | 0.8344 | 0.95473 | 1.075 | 1.195 | 1.3149 | 1.4345
PG&E | MW | Industrial | Ind - Metals (Fabricated) | MachDr | No | Ind MachDr - O&M (Mid Cost) | 0.0096893 | 0.019485 | 0.02936 | 0.039286 | 0.049242 | 0.059212 | 0.069195 | 0.07918 | 0.08916 | 0.099128 | 0.10908 | 0.11901
PG&E | MW | Industrial | Ind - Metals (Primary) | HVAC | No | Ind HVAC - Equipment (Electric - High Cost) | 8.3924e-06 | 1.6378e-05 | 2.3917e-05 | 3.103e-05 | 3.771e-05 | 4.3987e-05 | 4.9871e-05 | 5.5381e-05 | 6.0546e-05 | 6.5376e-05 | 6.9887e-05 | 7.4103e-05
PG&E | MW | Industrial | Ind - Metals (Primary) | HVAC | No | Ind HVAC - Equipment (Electric - Low Cost) | 0.00013278 | 0.00025815 | 0.0003762 | 0.00048704 | 0.0005909 | 0.00068805 | 0.0007789 | 0.0008638 | 0.00094305 | 0.001017 | 0.0010859 | 0.0011502
PG&E | MW | Industrial | Ind - Metals (Primary) | HVAC | No | Ind HVAC - Equipment (Electric - Mid Cost) | 0.00017986 | 0.00034974 | 0.00050971 | 0.00065987 | 0.00080051 | 0.00093216 | 0.0010553 | 0.0011703 | 0.0012778 | 0.001378 | 0.0014714 | 0.0015586
PG&E | MW | Industrial | Ind - Metals (Primary) | HVAC | No | Ind HVAC - Equipment (Gas - High Cost) | -2.364e-05 | -4.6197e-05 | -6.7398e-05 | -8.7319e-05 | -0.00010609 | -0.00012371 | -0.00014025 | -0.00015575 | -0.00017027 | -0.00018383 | -0.00019651 | -0.00020838
PG&E | MW | Industrial | Ind - Metals (Primary) | HVAC | No | Ind HVAC - Equipment (Gas - Mid Cost) | -1.7812e-05 | -3.477e-05 | -5.069e-05 | -6.5605e-05 | -7.9629e-05 | -9.2806e-05 | -0.00010517 | -0.00011675 | -0.00012759 | -0.0001377 | -0.00014715 | -0.00015598
PG&E | MW | Industrial | Ind - Metals (Primary) | HVAC | No | Ind HVAC - O&M (Electric - Low Cost) | 0.00025732 | 0.00051735 | 0.00077945 | 0.0010428 | 0.001307 | 0.0015715 | 0.0018363 | 0.0021011 | 0.0023657 | 0.0026299 | 0.0028936 | 0.0031569
PG&E | MW | Industrial | Ind - Metals (Primary) | HVAC | No | Ind HVAC - O&M (Electric - Mid Cost) | 0.00057688 | 0.0011601 | 0.0017479 | 0.0023388 | 0.0029315 | 0.003525 | 0.0041192 | 0.0047135 | 0.0053075 | 0.0059008 | 0.0064929 | 0.0070839
PG&E | MW | Industrial | Ind - Metals (Primary) | HVAC | No | Ind HVAC - O&M (Gas - High Cost) | 3.3333e-05 | 6.7341e-05 | 0.00010154 | 0.00013592 | 0.00017058 | 0.00020541 | 0.00024042 | 0.00027552 | 0.00031071 | 0.00034589 | 0.00038109 | 0.00041634
PG&E | MW | Industrial | Ind - Metals (Primary) | HVAC | No | Ind HVAC - O&M (Gas - Mid Cost) | -3.7296e-05 | -7.53e-05 | -0.00011349 | -0.00015177 | -0.0001903 | -0.00022905 | -0.00026798 | -0.00030698 | -0.00034607 | -0.0003851 | -0.00042414 | -0.0004632
PG&E | MW | Industrial | Ind - Metals (Primary) | Lighting | No | Ind Lighting - Equipment (High Cost) | 0.0011843 | 0.0023046 | 0.0033597 | 0.0043511 | 0.00528 | 0.0061496 | 0.0069628 | 0.0077226 | 0.0084323 | 0.0090944 | 0.0097117 | 0.010287
PG&E | MW | Industrial | Ind - Metals (Primary) | Lighting | No | Ind Lighting - Equipment (Low Cost) | 0.0027023 | 0.0052513 | 0.0076492 | 0.0098983 | 0.012004 | 0.013971 | 0.015809 | 0.017525 | 0.019126 | 0.020618 | 0.022007 | 0.023301
PG&E | MW | Industrial | Ind - Metals (Primary) | Lighting | No | Ind Lighting - Equipment (Mid Cost) | 0.0057537 | 0.011184 | 0.016294 | 0.021088 | 0.025577 | 0.029772 | 0.033694 | 0.037355 | 0.04077 | 0.043954 | 0.046921 | 0.049685
PG&E | MW | Industrial | Ind - Metals (Primary) | Lighting | No | Ind Lighting - O&M (High Cost) | 8.2875e-06 | 1.6114e-05 | 2.348e-05 | 3.0393e-05 | 3.6868e-05 | 4.2922e-05 | 4.8581e-05 | 5.3866e-05 | 5.8797e-05 | 6.3396e-05 | 6.768e-05 | 7.1673e-05
PG&E | MW | Industrial | Ind - Metals (Primary) | Lighting | No | Ind Lighting - O&M (Low Cost) | 0.0011728 | 0.0022789 | 0.0033194 | 0.0042953 | 0.0052088 | 0.0060624 | 0.0068599 | 0.0076044 | 0.0082987 | 0.0089459 | 0.0095486 | 0.01011
PG&E | MW | Industrial | Ind - Metals (Primary) | Lighting | No | Ind Lighting - O&M (Mid Cost) | 4.0697e-05 | 7.9108e-05 | 0.00011525 | 0.00014917 | 0.00018092 | 0.0002106 | 0.00023834 | 0.00026424 | 0.00028841 | 0.00031093 | 0.00033192 | 0.00035147
PG&E | MW | Industrial | Ind - Metals (Primary) | ProcHeat | No | Ind ProcHeat - Equipment (Electric - High Cost) | 0.00056418 | 0.001098 | 0.0016011 | 0.0020744 | 0.0025185 | 0.0029341 | 0.003323 | 0.0036868 | 0.0040266 | 0.0043439 | 0.0046398 | 0.0049159
PG&E | MW | Industrial | Ind - Metals (Primary) | ProcHeat | No | Ind ProcHeat - Equipment (Electric - Low Cost) | 0.00043773 | 0.00085097 | 0.0012401 | 0.0016054 | 0.0019477 | 0.0022678 | 0.0025672 | 0.002847 | 0.0031081 | 0.0033517 | 0.0035789 | 0.0037907
PG&E | MW | Industrial | Ind - Metals (Primary) | ProcHeat | No | Ind ProcHeat - Equipment (Electric - Mid Cost) | 4.7065e-05 | 9.1526e-05 | 0.0001334 | 0.00017273 | 0.00020958 | 0.00024407 | 0.00027632 | 0.00030647 | 0.00033461 | 0.00036088 | 0.00038537 | 0.00040822
PG&E | MW | Industrial | Ind - Metals (Primary) | ProcHeat | No | Ind ProcHeat - Equipment (Gas - Mid Cost) | -8.3259e-06 | -1.6251e-05 | -2.369e-05 | -3.0657e-05 | -3.7205e-05 | -4.3359e-05 | -4.9134e-05 | -5.4537e-05 | -5.9597e-05 | -6.4318e-05 | -6.8729e-05 | -7.285e-05
PG&E | MW | Industrial | Ind - Metals (Primary) | ProcHeat | No | Ind ProcHeat - O&M (Electric - Low Cost) | 4.0501e-06 | 8.1427e-06 | 1.2268e-05 | 1.6413e-05 | 2.057e-05 | 2.4732e-05 | 2.8899e-05 | 3.3066e-05 | 3.723e-05 | 4.1388e-05 | 4.5538e-05 | 4.968e-05
PG&E | MW | Industrial | Ind - Metals (Primary) | ProcHeat | No | Ind ProcHeat - O&M (Gas - High Cost) | -0.0010418 | -0.0021045 | -0.0031732 | -0.0042472 | -0.0053298 | -0.0064178 | -0.0075114 | -0.0086077 | -0.0097068 | -0.010805 | -0.011905 | -0.013005
PG&E | MW | Industrial | Ind - Metals (Primary) | ProcHeat | No | Ind ProcHeat - O&M (Gas - Mid Cost) | -0.00013102 | -0.00026455 | -0.00039873 | -0.00053329 | -0.00066872 | -0.00080494 | -0.00094178 | -0.0010789 | -0.0012163 | -0.0013535 | -0.0014908 | -0.0016281
PG&E | MW | Industrial | Ind - Metals (Primary) | SHW | No | Ind SHW - O&M (Mid Cost) | -0.0001496 | -0.00030204 | -0.00045523 | -0.00060885 | -0.00076345 | -0.00091895 | -0.0010752 | -0.0012316 | -0.0013885 | -0.0015451 | -0.0017018 | -0.0018586
PG&E | MW | Industrial | Ind - Metals (Primary) | MachDr | No | Ind MachDr - Equipment (High Cost) | 0.0016142 | 0.0031074 | 0.004482 | 0.0057449 | 0.0069018 | 0.0079605 | 0.0089283 | 0.0098122 | 0.010619 | 0.011356 | 0.012027 | 0.012638
PG&E | MW | Industrial | Ind - Metals (Primary) | MachDr | No | Ind MachDr - Equipment (Low Cost) | 0.0051634 | 0.009924 | 0.014302 | 0.018315 | 0.021988 | 0.025342 | 0.028405 | 0.031201 | 0.033749 | 0.036071 | 0.038184 | 0.040109
PG&E | MW | Industrial | Ind - Metals (Primary) | MachDr | No | Ind MachDr - Equipment (Mid Cost) | 0.0038459 | 0.007394 | 0.010657 | 0.01365 | 0.016389 | 0.018892 | 0.021178 | 0.023264 | 0.025167 | 0.026901 | 0.028479 | 0.029917
PG&E | MW | Industrial | Ind - Metals (Primary) | MachDr | No | Ind MachDr - O&M (High Cost) | 0.00017888 | 0.00035986 | 0.00054234 | 0.00072584 | 0.00090994 | 0.0010944 | 0.0012791 | 0.0014639 | 0.0016486 | 0.0018332 | 0.0020175 | 0.0022014
PG&E | MW | Industrial | Ind - Metals (Primary) | MachDr | No | Ind MachDr - O&M (Low Cost) | 0.019247 | 0.038697 | 0.058301 | 0.078002 | 0.097762 | 0.11754 | 0.13735 | 0.15716 | 0.17695 | 0.19671 | 0.21644 | 0.23613
PG&E | MW | Industrial | Ind - Metals (Primary) | MachDr | No | Ind MachDr - O&M (Mid Cost) | 0.0028573 | 0.0057458 | 0.0086575 | 0.011584 | 0.01452 | 0.017459 | 0.020402 | 0.023346 | 0.026288 | 0.029226 | 0.032159 | 0.035087
PG&E | MW | Industrial | Ind - Other | HVAC | No | Ind HVAC - Equipment (Electric - High Cost) | 0.00098438 | 0.0019192 | 0.0028011 | 0.0036319 | 0.0044114 | 0.0051424 | 0.0058269 | 0.0064673 | 0.0070665 | 0.0076262 | 0.0081487 | 0.0086365
PG&E | MW | Industrial | Ind - Other | HVAC | No | Ind HVAC - O&M (Electric - High Cost) | 0.0026949 | 0.0054239 | 0.0081764 | 0.010946 | 0.013726 | 0.016512 | 0.019303 | 0.022095 | 0.024888 | 0.027677 | 0.030463 | 0.033244
PG&E | MW | Industrial | Ind - Other | HVAC | No | Ind HVAC - O&M (Electric - Low Cost) | 0.0011824 | 0.0023774 | 0.0035819 | 0.0047923 | 0.0060062 | 0.0072216 | 0.0084384 | 0.0096554 | 0.010871 | 0.012086 | 0.013298 | 0.014507
PG&E | MW | Industrial | Ind - Other | HVAC | No | Ind HVAC - O&M (Electric - Mid Cost) | 0.00036923 | 0.00074256 | 0.0011189 | 0.0014972 | 0.0018768 | 0.0022568 | 0.0026374 | 0.003018 | 0.0033985 | 0.0037785 | 0.0041579 | 0.0045365
PG&E | MW | Industrial | Ind - Other | Lighting | No | Ind Lighting - Equipment (High Cost) | 0.0029207 | 0.0056836 | 0.0082852 | 0.01073 | 0.01302 | 0.015164 | 0.017169 | 0.019042 | 0.020791 | 0.022423 | 0.023945 | 0.025363
PG&E | MW | Industrial | Ind - Other | Lighting | No | Ind Lighting - Equipment (Low Cost) | 0.0012171 | 0.0023651 | 0.0034451 | 0.0044582 | 0.0054065 | 0.0062927 | 0.0071207 | 0.0078937 | 0.0086146 | 0.0092867 | 0.0099126 | 0.010496
PG&E | MW | Industrial | Ind - Other | Lighting | No | Ind Lighting - Equipment (Mid Cost) | 0.010544 | 0.020496 | 0.02986 | 0.038648 | 0.046875 | 0.054567 | 0.061755 | 0.068466 | 0.074728 | 0.080565 | 0.086004 | 0.091071
PG&E | MW | Industrial | Ind - Other | Lighting | No | Ind Lighting - O&M (High Cost) | 0.0002306 | 0.00044837 | 0.00065332 | 0.00084568 | 0.0010258 | 0.0011943 | 0.0013517 | 0.0014987 | 0.0016359 | 0.0017639 | 0.0018831 | 0.0019941
PG&E | MW | Industrial | Ind - Other | Lighting | No | Ind Lighting - O&M (Low Cost) | 0.003916 | 0.0076094 | 0.011084 | 0.014343 | 0.017393 | 0.020243 | 0.022906 | 0.025393 | 0.027711 | 0.029872 | 0.031885 | 0.03376
PG&E | MW | Industrial | Ind - Other | Lighting | No | Ind Lighting - O&M (Mid Cost) | 8.8819e-05 | 0.00017263 | 0.00025148 | 0.00032545 | 0.00039471 | 0.00045943 | 0.00051992 | 0.00057639 | 0.00062907 | 0.00067817 | 0.00072391 | 0.00076653
PG&E | MW | Industrial | Ind - Other | MachDr | No | Ind MachDr - Equipment (High Cost) | 0.0086816 | 0.01748 | 0.026357 | 0.035294 | 0.044265 | 0.053262 | 0.062276 | 0.0713 | 0.08033 | 0.089356 | 0.09837 | 0.10737
PG&E | MW | Industrial | Ind - Other | MachDr | No | Ind MachDr - Equipment (Low Cost) | 0.013864 | 0.027874 | 0.041996 | 0.056188 | 0.070421 | 0.084671 | 0.098937 | 0.11321 | 0.12746 | 0.1417 | 0.15591 | 0.17009
PG&E | MW | Industrial | Ind - Other | MachDr | No | Ind MachDr - Equipment (Mid Cost) | 0.011648 | 0.023428 | 0.035303 | 0.047241 | 0.059217 | 0.071211 | 0.083221 | 0.095236 | 0.10724 | 0.11924 | 0.13121 | 0.14317
PG&E | MW | Industrial | Ind - Other | MachDr | No | Ind MachDr - O&M (High Cost) | 0.00045505 | 0.00091537 | 0.0013795 | 0.0018462 | 0.0023144 | 0.0027834 | 0.0032531 | 0.003723 | 0.0041927 | 0.004662 | 0.0051305 | 0.0055982
PG&E | MW | Industrial | Ind - Other | MachDr | No | Ind MachDr - O&M (Low Cost) | 0.022443 | 0.045124 | 0.067984 | 0.090958 | 0.114 | 0.13707 | 0.16016 | 0.18326 | 0.20634 | 0.22939 | 0.25239 | 0.27535
PG&E | MW | Industrial | Ind - Other | MachDr | No | Ind MachDr - O&M (Mid Cost) | 0.00212 | 0.0042635 | 0.0064243 | 0.0085964 | 0.010775 | 0.012957 | 0.015142 | 0.017327 | 0.019511 | 0.021693 | 0.02387 | 0.026044
PG&E | MW | Industrial | Ind - Paper | HVAC | No | Ind HVAC - Equipment (Electric - High Cost) | 8.3808e-05 | 0.00016351 | 0.00023873 | 0.00030966 | 0.00037628 | 0.00043884 | 0.00049748 | 0.00055238 | 0.00060383 | 0.00065193 | 0.00069686 | 0.00073883
PG&E | MW | Industrial | Ind - Paper | HVAC | No | Ind HVAC - Equipment (Electric - Low Cost) | 2.7496e-05 | 5.3457e-05 | 7.7902e-05 | 0.00010085 | 0.00012236 | 0.00014247 | 0.00016128 | 0.00017886 | 0.00019527 | 0.00021057 | 0.00022485 | 0.00023816
PG&E | MW | Industrial | Ind - Paper | HVAC | No | Ind HVAC - Equipment (Electric - Mid Cost) | 0.00013663 | 0.00026568 | 0.00038722 | 0.00050138 | 0.00060839 | 0.00070847 | 0.00080209 | 0.00088958 | 0.00097127 | 0.0010475 | 0.0011186 | 0.0011849
PG&E | MW | Industrial | Ind - Paper | HVAC | No | Ind HVAC - Equipment (Gas - High Cost) | -1.8175e-06 | -3.4899e-06 | -5.0447e-06 | -6.5036e-06 | -7.8717e-06 | -9.1438e-06 | -1.033e-05 | -1.1431e-05 | -1.2449e-05 | -1.3386e-05 | -1.4262e-05 | -1.5082e-05
PG&E | MW | Industrial | Ind - Paper | HVAC | No | Ind HVAC - O&M (Electric - High Cost) | 0.00013009 | 0.00026169 | 0.00039437 | 0.0005278 | 0.00066166 | 0.00079575 | 0.00093004 | 0.0010644 | 0.0011987 | 0.0013329 | 0.0014668 | 0.0016005
PG&E | MW | Industrial | Ind - Paper | HVAC | No | Ind HVAC - O&M (Electric - Low Cost) | 0.00058153 | 0.0011692 | 0.0017616 | 0.0023569 | 0.0029539 | 0.0035516 | 0.00415 | 0.0047486 | 0.0053466 | 0.0059438 | 0.0065399 | 0.0071348
PG&E | MW | Industrial | Ind - Paper | HVAC | No | Ind HVAC - O&M (Electric - Mid Cost) | 0.00037225 | 0.00074859 | 0.001128 | 0.0015093 | 0.0018918 | 0.0022749 | 0.0026584 | 0.003042 | 0.0034254 | 0.0038084 | 0.0041906 | 0.0045721
PG&E | MW | Industrial | Ind - Paper | Lighting | No | Ind Lighting - Equipment (High Cost) | 0.0020106 | 0.0039129 | 0.0057043 | 0.0073877 | 0.0089651 | 0.010442 | 0.011823 | 0.013113 | 0.014318 | 0.015443 | 0.016491 | 0.017468
PG&E | MW | Industrial | Ind - Paper | Lighting | No | Ind Lighting - Equipment (Low Cost) | 0.00099424 | 0.0019321 | 0.0028144 | 0.0036421 | 0.0044168 | 0.0051408 | 0.0058173 | 0.0064488 | 0.0070378 | 0.0075868 | 0.0080982 | 0.0085747
PG&E | MW | Industrial | Ind - Paper | Lighting | No | Ind Lighting - Equipment (Mid Cost) | 0.0078891 | 0.015335 | 0.022341 | 0.028915 | 0.03507 | 0.040823 | 0.0462 | 0.05122 | 0.055904 | 0.06027 | 0.064338 | 0.068128
PG&E | MW | Industrial | Ind - Paper | Lighting | No | Ind Lighting - O&M (Low Cost) | 0.00075654 | 0.0014701 | 0.0021413 | 0.0027709 | 0.0033602 | 0.0039109 | 0.0044255 | 0.0049058 | 0.0053537 | 0.0057712 | 0.0061601 | 0.0065223
PG&E | MW | Industrial | Ind - Paper | Lighting | No | Ind Lighting - O&M (Mid Cost) | 8.2852e-05 | 0.00016104 | 0.0002346 | 0.00030361 | 0.00036823 | 0.00042863 | 0.00048507 | 0.00053776 | 0.00058691 | 0.00063274 | 0.00067542 | 0.0007152
PG&E | MW | Industrial | Ind - Paper | ProcHeat | No | Ind ProcHeat - Equipment (Gas - High Cost) | -7.4337e-05 | -0.00014281 | -0.0002065 | -0.00026638 | -0.00032262 | -0.00037486 | -0.0004236 | -0.00046889 | -0.00051075 | -0.00054932 | -0.00058543 | -0.00061928
PG&E | MW | Industrial | Ind - Paper | ProcHeat | No | Ind ProcHeat - Equipment (Gas - Mid Cost) | -0.0055781 | -0.010698 | -0.015449 | -0.019885 | -0.02403 | -0.027891 | -0.031486 | -0.034819 | -0.037896 | -0.040726 | -0.04337 | -0.045842
PG&E | MW | Industrial | Ind - Paper | ProcHeat | No | Ind ProcHeat - O&M (Gas - High Cost) | -0.00037618 | -0.00074614 | -0.0011139 | -0.0014821 | -0.001851 | -0.0022185 | -0.0025849 | -0.0029488 | -0.0033086 | -0.003663 | -0.0040177 | -0.0043729
PG&E | MW | Industrial | Ind - Paper | MachDr | No | Ind MachDr - Equipment (High Cost) | 0.0020523 | 0.0039493 | 0.0056951 | 0.0072982 | 0.0087661 | 0.010109 | 0.011336 | 0.012457 | 0.01348 | 0.014413 | 0.015262 | 0.016037
PG&E | MW | Industrial | Ind - Paper | MachDr | No | Ind MachDr - Equipment (Low Cost) | 0.0061065 | 0.011737 | 0.016914 | 0.02166 | 0.026003 | 0.02997 | 0.033593 | 0.036899 | 0.039912 | 0.042658 | 0.045158 | 0.047434
PG&E | MW | Industrial | Ind - Paper | MachDr | No | Ind MachDr - Equipment (Mid Cost) | 0.0053107 | 0.01021 | 0.014716 | 0.018849 | 0.022631 | 0.026086 | 0.029243 | 0.032124 | 0.034751 | 0.037144 | 0.039324 | 0.041309
PG&E | MW | Industrial | Ind - Paper | MachDr | No | Ind MachDr - O&M (High Cost) | 0.00079492 | 0.001599 | 0.0024096 | 0.0032247 | 0.0040425 | 0.0048616 | 0.0056819 | 0.0065025 | 0.0073228 | 0.0081423 | 0.0089603 | 0.009777
PG&E | MW | Industrial | Ind - Paper | MachDr | No | Ind MachDr - O&M (Low Cost) | 0.030233 | 0.060786 | 0.091581 | 0.12253 | 0.15357 | 0.18464 | 0.21575 | 0.24686 | 0.27795 | 0.309 | 0.33999 | 0.37091
PG&E | MW | Industrial | Ind - Paper | MachDr | No | Ind MachDr - O&M (Mid Cost) | 0.0034834 | 0.007005 | 0.010555 | 0.014123 | 0.017703 | 0.021287 | 0.024876 | 0.028466 | 0.032054 | 0.035637 | 0.039214 | 0.042784
PG&E | MW | Industrial | Ind - Petroleum | Lighting | No | Ind Lighting - Equipment (High Cost) | 0.0054084 | 0.010527 | 0.015347 | 0.019877 | 0.024122 | 0.028097 | 0.031814 | 0.035288 | 0.038533 | 0.041561 | 0.044383 | 0.047015
PG&E | MW | Industrial | Ind - Petroleum | Lighting | No | Ind Lighting - Equipment (Low Cost) | 0.004525 | 0.0087931 | 0.012808 | 0.016574 | 0.0201 | 0.023394 | 0.026472 | 0.029345 | 0.032025 | 0.034523 | 0.036849 | 0.039017
PG&E | MW | Industrial | Ind - Petroleum | Lighting | No | Ind Lighting - Equipment (Mid Cost) | 0.0059179 | 0.011503 | 0.016757 | 0.021687 | 0.026303 | 0.030617 | 0.034649 | 0.038413 | 0.041925 | 0.045199 | 0.048248 | 0.05109
PG&E | MW | Industrial | Ind - Petroleum | MachDr | No | Ind MachDr - Equipment (High Cost) | 0.027693 | 0.053307 | 0.076885 | 0.098545 | 0.11838 | 0.13654 | 0.15313 | 0.16829 | 0.18213 | 0.19475 | 0.20625 | 0.21673
PG&E | MW | Industrial | Ind - Petroleum | MachDr | No | Ind MachDr - Equipment (Low Cost) | 0.079444 | 0.15269 | 0.22004 | 0.28179 | 0.33829 | 0.3899 | 0.43703 | 0.48004 | 0.51924 | 0.55496 | 0.58748 | 0.61709
PG&E | MW | Industrial | Ind - Petroleum | MachDr | No | Ind MachDr - Equipment (Mid Cost) | 0.060336 | 0.116 | 0.16719 | 0.21414 | 0.25711 | 0.29637 | 0.33223 | 0.36496 | 0.39481 | 0.422 | 0.44677 | 0.46932
PG&E | MW | Industrial | Ind - Petroleum | MachDr | No | Ind MachDr - O&M (High Cost) | 0.094079 | 0.18927 | 0.28526 | 0.38181 | 0.47867 | 0.57572 | 0.67291 | 0.77016 | 0.86739 | 0.96454 | 1.0615 | 1.1583
PG&E | MW | Industrial | Ind - Petroleum | MachDr | No | Ind MachDr - O&M (Low Cost) | 0.34106 | 0.68573 | 1.0331 | 1.3823 | 1.7324 | 2.083 | 2.4339 | 2.7849 | 3.1356 | 3.4859 | 3.8354 | 4.1844
PG&E | MW | Industrial | Ind - Petroleum | MachDr | No | Ind MachDr - O&M (Mid Cost) | 0.050128 | 0.1008 | 0.15189 | 0.20324 | 0.25474 | 0.30632 | 0.35796 | 0.40962 | 0.46124 | 0.51281 | 0.56427 | 0.61564
PG&E | MW | Industrial | Ind - Plastics | HVAC | No | Ind HVAC - Equipment (Electric - High Cost) | 0.00067938 | 0.0013231 | 0.00193 | 0.0025011 | 0.0030367 | 0.0035388 | 0.0040089 | 0.0044486 | 0.0048598 | 0.0052439 | 0.0056024 | 0.0059369
PG&E | MW | Industrial | Ind - Plastics | HVAC | No | Ind HVAC - Equipment (Electric - Low Cost) | 0.0011066 | 0.0021513 | 0.0031351 | 0.0040588 | 0.0049242 | 0.0057337 | 0.0064908 | 0.0071982 | 0.0078586 | 0.0084747 | 0.0090492 | 0.0095848
PG&E | MW | Industrial | Ind - Plastics | HVAC | No | Ind HVAC - Equipment (Electric - Mid Cost) | 0.00018446 | 0.00035869 | 0.00052278 | 0.00067687 | 0.00082127 | 0.00095636 | 0.0010827 | 0.0012008 | 0.0013111 | 0.001414 | 0.0015099 | 0.0015994
PG&E | MW | Industrial | Ind - Plastics | HVAC | No | Ind HVAC - Equipment (Gas - High Cost) | -2.6108e-05 | -5.2295e-05 | -7.8209e-05 | -0.00010378 | -0.00012899 | -0.00015381 | -0.00017833 | -0.00020244 | -0.00022608 | -0.00024917 | -0.00027075 | -0.00029094
PG&E | MW | Industrial | Ind - Plastics | HVAC | No | Ind HVAC - Equipment (Gas - Mid Cost) | -2.8709e-05 | -5.7471e-05 | -8.591e-05 | -0.0001139 | -0.00014145 | -0.00016861 | -0.00019541 | -0.00022174 | -0.00024756 | -0.00027275 | -0.00029628 | -0.00031827
PG&E | MW | Industrial | Ind - Plastics | HVAC | No | Ind HVAC - O&M (Electric - High Cost) | 0.00061354 | 0.0012342 | 0.0018599 | 0.0024893 | 0.0031208 | 0.0037533 | 0.0043867 | 0.0050204 | 0.0056539 | 0.0062867 | 0.0069185 | 0.0075494
PG&E | MW | Industrial | Ind - Plastics | HVAC | No | Ind HVAC - O&M (Electric - Low Cost) | 0.0064817 | 0.013032 | 0.019634 | 0.026269 | 0.032923 | 0.039585 | 0.046254 | 0.052925 | 0.05959 | 0.066247 | 0.07289 | 0.07952
PG&E | MW | Industrial | Ind - Plastics | HVAC | No | Ind HVAC - O&M (Electric - Mid Cost) | 0.00063614 | 0.0012792 | 0.0019275 | 0.0025791 | 0.0032327 | 0.0038872 | 0.0045425 | 0.005198 | 0.005853 | 0.0065073 | 0.0071604 | 0.0078122
PG&E | MW | Industrial | Ind - Plastics | Lighting | No | Ind Lighting - Equipment (High Cost) | 0.0041734 | 0.0081234 | 0.011843 | 0.01534 | 0.018617 | 0.021685 | 0.024555 | 0.027236 | 0.029741 | 0.032079 | 0.034258 | 0.03629
PG&E | MW | Industrial | Ind - Plastics | Lighting | No | Ind Lighting - Equipment (Low Cost) | 0.0029295 | 0.0056928 | 0.0082925 | 0.010731 | 0.013014 | 0.015147 | 0.01714 | 0.019001 | 0.020736 | 0.022353 | 0.02386 | 0.025264
PG&E | MW | Industrial | Ind - Plastics | Lighting | No | Ind Lighting - Equipment (Mid Cost) | 0.031829 | 0.061872 | 0.090141 | 0.11667 | 0.1415 | 0.16472 | 0.18642 | 0.20668 | 0.22558 | 0.2432 | 0.25962 | 0.27491
PG&E | MW | Industrial | Ind - Plastics | Lighting | No | Ind Lighting - O&M (Low Cost) | 0.0014252 | 0.0027694 | 0.0040339 | 0.00522 | 0.0063302 | 0.0073676 | 0.0083369 | 0.0092418 | 0.010086 | 0.010872 | 0.011605 | 0.012287
PG&E | MW | Industrial | Ind - Plastics | Lighting | No | Ind Lighting - O&M (Mid Cost) | 7.7859e-05 | 0.00015133 | 0.00022045 | 0.0002853 | 0.00034601 | 0.00040276 | 0.00045578 | 0.00050529 | 0.00055147 | 0.00059452 | 0.00063463 | 0.00067199
PG&E | MW | Industrial | Ind - Plastics | ProcHeat | No | Ind ProcHeat - Equipment (Electric - High Cost) | 5.6548e-06 | 1.1376e-05 | 1.7147e-05 | 2.2957e-05 | 2.8794e-05 | 3.4634e-05 | 4.0484e-05 | 4.6339e-05 | 5.2191e-05 | 5.804e-05 | 6.388e-05 | 6.9714e-05
PG&E | MW | Industrial | Ind - Plastics | ProcHeat | No | Ind ProcHeat - Equipment (Electric - Low Cost) | 0.0046086 | 0.0092659 | 0.01396 | 0.018678 | 0.023409 | 0.028146 | 0.032888 | 0.037631 | 0.04237 | 0.047103 | 0.051827 | 0.056542
PG&E | MW | Industrial | Ind - Plastics | ProcHeat | No | Ind ProcHeat - Equipment (Electric - Mid Cost) | 0.0021937 | 0.0044114 | 0.006647 | 0.0088941 | 0.011148 | 0.013405 | 0.015665 | 0.017926 | 0.020185 | 0.022441 | 0.024693 | 0.026941
PG&E | MW | Industrial | Ind - Plastics | ProcHeat | No | Ind ProcHeat - Equipment (Gas - High Cost) | -2.9432e-05 | -6.1071e-05 | -9.4616e-05 | -0.0001301 | -0.00016757 | -0.00020706 | -0.00024882 | -0.00029278 | -0.00033894 | -0.00038719 | -0.00043549 | -0.00048386
PG&E | MW | Industrial | Ind - Plastics | ProcHeat | No | Ind ProcHeat - Equipment (Gas - Mid Cost) | 5.4893e-05 | 0.00011377 | 0.0001761 | 0.00024179 | 0.00031101 | 0.00038404 | 0.0004612 | 0.00054237 | 0.00062755 | 0.00071652 | 0.00080551 | 0.00089453
PG&E | MW | Industrial | Ind - Plastics | ProcRefrig | No | Ind ProcRefrig - O&M (High Cost) | 0.0025104 | 0.0050501 | 0.007611 | 0.010186 | 0.01277 | 0.015359 | 0.017951 | 0.020544 | 0.023137 | 0.025728 | 0.028314 | 0.030896
PG&E | MW | Industrial | Ind - Plastics | ProcRefrig | No | Ind ProcRefrig - O&M (Low Cost) | 0.0045177 | 0.0090837 | 0.013686 | 0.018311 | 0.02295 | 0.027595 | 0.032245 | 0.036896 | 0.041544 | 0.046185 | 0.050818 | 0.055442
PG&E | MW | Industrial | Ind - Plastics | ProcRefrig | No | Ind ProcRefrig - O&M (Mid Cost) | 0.0019155 | 0.0038522 | 0.0058044 | 0.0077669 | 0.0097353 | 0.011707 | 0.01368 | 0.015655 | 0.017628 | 0.019599 | 0.021566 | 0.023529
PG&E | MW | Industrial | Ind - Plastics | MachDr | No | Ind MachDr - Equipment (High Cost) | 0.006544 | 0.013179 | 0.019873 | 0.026615 | 0.033383 | 0.040172 | 0.046975 | 0.053785 | 0.060603 | 0.067417 | 0.074224 | 0.081023
PG&E | MW | Industrial | Ind - Plastics | MachDr | No | Ind MachDr - Equipment (Low Cost) | 0.014588 | 0.029332 | 0.044192 | 0.059126 | 0.074104 | 0.0891 | 0.10411 | 0.11913 | 0.13413 | 0.14912 | 0.16407 | 0.179
PG&E | MW | Industrial | Ind - Plastics | MachDr | No | Ind MachDr - Equipment (Mid Cost) | 0.036966 | 0.074349 | 0.11204 | 0.14993 | 0.18794 | 0.22602 | 0.26414 | 0.30228 | 0.3404 | 0.37848 | 0.41649 | 0.45443
PG&E | MW | Industrial | Ind - Plastics | MachDr | No | Ind MachDr - O&M (High Cost) | 0.00027581 | 0.00055483 | 0.00083615 | 0.001119 | 0.0014029 | 0.0016872 | 0.0019719 | 0.0022568 | 0.0025416 | 0.0028261 | 0.0031101 | 0.0033936
PG&E | MW | Industrial | Ind - Plastics | MachDr | No | Ind MachDr - O&M (Low Cost) | 0.065272 | 0.13124 | 0.19772 | 0.26454 | 0.33155 | 0.39865 | 0.46581 | 0.53299 | 0.60012 | 0.66716 | 0.73406 | 0.80084
PG&E | MW | Industrial | Ind - Plastics | MachDr | No | Ind MachDr - O&M (Mid Cost) | 0.0052423 | 0.010542 | 0.015885 | 0.021255 | 0.026642 | 0.032036 | 0.037437 | 0.04284 | 0.048239 | 0.053632 | 0.059015 | 0.064388
PG&E | MW | Industrial | Ind - Printing & Publishing | HVAC | No | Ind HVAC - Equipment (Electric - High Cost) | 0.0025584 | 0.0049838 | 0.0072706 | 0.009423 | 0.011442 | 0.013335 | 0.015108 | 0.016766 | 0.018318 | 0.019767 | 0.021119 | 0.022382
PG&E | MW | Industrial | Ind - Printing & Publishing | HVAC | No | Ind HVAC - Equipment (Electric - Low Cost) | 0.0010634 | 0.0020675 | 0.0030129 | 0.0039006 | 0.0047323 | 0.0055103 | 0.0062378 | 0.0069177 | 0.0075524 | 0.0081445 | 0.0086966 | 0.0092114
PG&E | MW | Industrial | Ind - Printing & Publishing | HVAC | No | Ind HVAC - Equipment (Electric - Mid Cost) | 0.0047915 | 0.0093181 | 0.013581 | 0.017585 | 0.021338 | 0.024849 | 0.028133 | 0.031203 | 0.034069 | 0.036744 | 0.039238 | 0.041564
PG&E | MW | Industrial | Ind - Printing & Publishing | HVAC | No | Ind HVAC - Equipment (Gas - High Cost) | -0.00019115 | -0.00037468 | -0.00054982 | -0.00071812 | -0.00087907 | -0.0010309 | -0.0011748 | -0.0013106 | -0.0014384 | -0.0015586 | -0.0016711 | -0.0017767
PG&E | MW | Industrial | Ind - Printing & Publishing | HVAC | No | Ind HVAC - Equipment (Gas - Mid Cost) | -6.535e-05 | -0.00012785 | -0.00018732 | -0.00024398 | -0.00029784 | -0.00034883 | -0.00039701 | -0.00044241 | -0.00048508 | -0.0005251 | -0.00056249 | -0.00059744
PG&E | MW | Industrial | Ind - Printing & Publishing | HVAC | No | Ind HVAC - O&M (Electric - High Cost) | 0.00035321 | 0.00071049 | 0.0010707 | 0.0014329 | 0.0017963 | 0.0021603 | 0.0025248 | 0.0028895 | 0.003254 | 0.0036182 | 0.0039817 | 0.0043446
PG&E | MW | Industrial | Ind - Printing & Publishing | HVAC | No | Ind HVAC - O&M (Electric - Low Cost) | 0.01394 | 0.028028 | 0.042228 | 0.056498 | 0.070811 | 0.08514 | 0.099486 | 0.11383 | 0.12817 | 0.14249 | 0.15678 | 0.17104
PG&E | MW | Industrial | Ind - Printing & Publishing | Lighting | No | Ind Lighting - Equipment (High Cost) | 0.0034299 | 0.0066747 | 0.0097303 | 0.012602 | 0.015292 | 0.01781 | 0.020165 | 0.022366 | 0.024421 | 0.026339 | 0.028126 | 0.029793
PG&E | MW | Industrial | Ind - Printing & Publishing | Lighting | No | Ind Lighting - Equipment (Low Cost) | 0.0062884 | 0.01222 | 0.0178 | 0.023034 | 0.027934 | 0.032513 | 0.036791 | 0.040784 | 0.044509 | 0.047981 | 0.051215 | 0.054227
PG&E | MW | Industrial | Ind - Printing & Publishing | Lighting | No | Ind Lighting - Equipment (Mid Cost) | 0.020583 | 0.040008 | 0.058285 | 0.075434 | 0.09149 | 0.1065 | 0.12052 | 0.13362 | 0.14583 | 0.15722 | 0.16783 | 0.17772
PG&E | MW | Industrial | Ind - Printing & Publishing | Lighting | No | Ind Lighting - O&M (Low Cost) | 0.0069957 | 0.013594 | 0.019801 | 0.025623 | 0.031072 | 0.036164 | 0.040922 | 0.045364 | 0.049505 | 0.053366 | 0.056962 | 0.060312
PG&E | MW | Industrial | Ind - Printing & Publishing | Lighting | No | Ind Lighting - O&M (Mid Cost) | 0.00020993 | 0.00040802 | 0.0005944 | 0.00076926 | 0.00093297 | 0.001086 | 0.001229 | 0.0013625 | 0.001487 | 0.0016031 | 0.0017112 | 0.0018119
PG&E | MW | Industrial | Ind - Printing & Publishing | ProcHeat | No | Ind ProcHeat - Equipment (Gas - Mid Cost) | -3.6611e-05 | -7.1635e-05 | -0.00010497 | -0.00013676 | -0.00016698 | -0.00019559 | -0.00022263 | -0.00024812 | -0.00027207 | -0.00029454 | -0.00031554 | -0.00033517
PG&E | MW | Industrial | Ind - Printing & Publishing | ProcHeat | No | Ind ProcHeat - O&M (Gas - High Cost) | -0.00017436 | -0.000353 | -0.00053507 | -0.00072108 | -0.00091056 | -0.0011025 | -0.0012967 | -0.0014927 | -0.0016899 | -0.0018879 | -0.0020862 | -0.0022846
PG&E | MW | Industrial | Ind - Printing & Publishing | MachDr | No | Ind MachDr - Equipment (High Cost) | 0.0023776 | 0.0045757 | 0.0065988 | 0.0084568 | 0.010158 | 0.011715 | 0.013138 | 0.014437 | 0.015623 | 0.016705 | 0.01769 | 0.018588
PG&E | MW | Industrial | Ind - Printing & Publishing | MachDr | No | Ind MachDr - Equipment (Low Cost) | 0.0086633 | 0.01665 | 0.023995 | 0.030728 | 0.036889 | 0.042516 | 0.047655 | 0.052345 | 0.056619 | 0.060514 | 0.064059 | 0.067288
PG&E | MW | Industrial | Ind - Printing & Publishing | MachDr | No | Ind MachDr - Equipment (Mid Cost) | 0.014558 | 0.027986 | 0.040336 | 0.051662 | 0.062027 | 0.071497 | 0.080147 | 0.088041 | 0.095239 | 0.1018 | 0.10777 | 0.11321
PG&E | MW | Industrial | Ind - Printing & Publishing | MachDr | No | Ind MachDr - O&M (Low Cost) | 0.1073 | 0.21573 | 0.32502 | 0.43485 | 0.54501 | 0.65529 | 0.7657 | 0.87612 | 0.98646 | 1.0966 | 1.2066 | 1.3164
PG&E | MW | Industrial | Ind - Printing & Publishing | MachDr | No | Ind MachDr - O&M (Mid Cost) | 0.0071043 | 0.014287 | 0.021527 | 0.028805 | 0.036105 | 0.043416 | 0.050736 | 0.058058 | 0.065376 | 0.072685 | 0.07998 | 0.087262
PG&E | MW | Industrial | Ind - Stone, Glass & Clay | HVAC | No | Ind HVAC - Equipment (Gas - High Cost) | -3.6922e-05 | -7.1826e-05 | -0.00010496 | -0.00013663 | -0.00016689 | -0.00019561 | -0.00022285 | -0.00024862 | -0.00027294 | -0.00029586 | -0.00031729 | -0.00033735
PG&E | MW | Industrial | Ind - Stone, Glass & Clay | HVAC | No | Ind HVAC - O&M (Electric - Low Cost) | 0.0080085 | 0.016102 | 0.024259 | 0.032457 | 0.040679 | 0.048911 | 0.057152 | 0.065395 | 0.073631 | 0.081856 | 0.090064 | 0.098258
PG&E | MW | Industrial | Ind - Stone, Glass & Clay | Lighting | No | Ind Lighting - Equipment (High Cost) | 0.0058492 | 0.011385 | 0.016598 | 0.021498 | 0.026089 | 0.030388 | 0.034409 | 0.038166 | 0.041676 | 0.044951 | 0.048004 | 0.050851
PG&E | MW | Industrial | Ind - Stone, Glass & Clay | Lighting | No | Ind Lighting - Equipment (Low Cost) | 0.0016796 | 0.0032638 | 0.0047541 | 0.006152 | 0.0074605 | 0.0086833 | 0.0098258 | 0.010892 | 0.011887 | 0.012814 | 0.013678 | 0.014482
PG&E | MW | Industrial | Ind - Stone, Glass & Clay | Lighting | No | Ind Lighting - Equipment (Mid Cost) | 0.046324 | 0.090044 | 0.13118 | 0.16978 | 0.20592 | 0.2397 | 0.27126 | 0.30074 | 0.32823 | 0.35387 | 0.37775 | 0.4
PG&E | MW | Industrial | Ind - Stone, Glass & Clay | Lighting | No | Ind Lighting - O&M (Low Cost) | 0.0019229 | 0.0037367 | 0.005443 | 0.0070434 | 0.0085416 | 0.0099415 | 0.01125 | 0.012471 | 0.013609 | 0.014671 | 0.01566 | 0.016581
PG&E | MW | Industrial | Ind - Stone, Glass & Clay | Lighting | No | Ind Lighting - O&M (Mid Cost) | 0.00081906 | 0.0015918 | 0.0023189 | 0.0030009 | 0.0036394 | 0.0042361 | 0.0047937 | 0.0053143 | 0.0057998 | 0.0062525 | 0.0066741 | 0.0070669
PG&E | MW | Industrial | Ind - Stone, Glass & Clay | ProcHeat | No | Ind ProcHeat - Equipment (Gas - High Cost) | -0.0027738 | -0.0053988 | -0.0078935 | -0.010287 | -0.01258 | -0.014753 | -0.016818 | -0.018772 | -0.020617 | -0.022359 | -0.023989 | -0.025516
PG&E | MW | Industrial | Ind - Stone, Glass & Clay | ProcHeat | No | Ind ProcHeat - O&M (Gas - Mid Cost) | -0.019361 | -0.03891 | -0.058751 | -0.07899 | -0.099649 | -0.12066 | -0.14197 | -0.16353 | -0.18531 | -0.20726 | -0.22921 | -0.25117
PG&E | MW | Industrial | Ind - Stone, Glass & Clay | MachDr | No | Ind MachDr - Equipment (High Cost) | 0.0086045 | 0.016559 | 0.023879 | 0.030602 | 0.036758 | 0.04239 | 0.047537 | 0.052237 | 0.056528 | 0.060441 | 0.064005 | 0.067253
PG&E | MW | Industrial | Ind - Stone, Glass & Clay | MachDr | No | Ind MachDr - Equipment (Low Cost) | 0.020086 | 0.038605 | 0.055633 | 0.071245 | 0.085529 | 0.098576 | 0.11049 | 0.12136 | 0.13127 | 0.1403 | 0.14853 | 0.15601
PG&E | MW | Industrial | Ind - Stone, Glass & Clay | MachDr | No | Ind MachDr - Equipment (Mid Cost) | 0.015872 | 0.030514 | 0.04398 | 0.05633 | 0.067632 | 0.077959 | 0.087391 | 0.096 | 0.10385 | 0.111 | 0.11751 | 0.12345
PG&E | MW | Industrial | Ind - Stone, Glass & Clay | MachDr | No | Ind MachDr - O&M (High Cost) | 0.072172 | 0.14523 | 0.21889 | 0.29298 | 0.36731 | 0.4418 | 0.51639 | 0.59102 | 0.66565 | 0.7402 | 0.81463 | 0.88895
PG&E | MW | Industrial | Ind - Stone, Glass & Clay | MachDr | No | Ind MachDr - O&M (Low Cost) | 0.11013 | 0.22142 | 0.33359 | 0.44632 | 0.55937 | 0.67257 | 0.78588 | 0.89922 | 1.0125 | 1.1256 | 1.2384 | 1.3511
PG&E | MW | Industrial | Ind - Stone, Glass & Clay | MachDr | No | Ind MachDr - O&M (Mid Cost) | 0.015958 | 0.032091 | 0.048355 | 0.064704 | 0.081103 | 0.097526 | 0.11397 | 0.13042 | 0.14686 | 0.16328 | 0.17966 | 0.19602
PG&E | MW | Industrial | Ind - Textiles | HVAC | No | Ind HVAC - Equipment (Electric - High Cost) | 7.1552e-05 | 0.00013933 | 0.00020322 | 0.00026333 | 0.00031971 | 0.00037254 | 0.000422 | 0.00046826 | 0.00051153 | 0.00055193 | 0.00058962 | 0.00062481
PG&E | MW | Industrial | Ind - Textiles | HVAC | No | Ind HVAC - Equipment (Electric - Mid Cost) | 3.6545e-05 | 7.1063e-05 | 0.00010357 | 0.0001341 | 0.00016271 | 0.00018947 | 0.0002145 | 0.0002379 | 0.00025974 | 0.00028012 | 0.00029913 | 0.00031685
PG&E | MW | Industrial | Ind - Textiles | HVAC | No | Ind HVAC - O&M (Electric - Low Cost) | 0.00043346 | 0.00087154 | 0.0013131 | 0.0017568 | 0.0022019 | 0.0026475 | 0.0030936 | 0.0035398 | 0.0039856 | 0.0044309 | 0.0048753 | 0.0053188
PG&E | MW | Industrial | Ind - Textiles | Lighting | No | Ind Lighting - Equipment (High Cost) | 0.0003235 | 0.00062956 | 0.00091777 | 0.0011886 | 0.0014424 | 0.0016799 | 0.0019021 | 0.0021096 | 0.0023035 | 0.0024844 | 0.0026531 | 0.0028103
PG&E | MW | Industrial | Ind - Textiles | Lighting | No | Ind Lighting - Equipment (Low Cost) | 8.1153e-05 | 0.0001577 | 0.00022972 | 0.00029727 | 0.0003605 | 0.00041959 | 0.0004748 | 0.00052635 | 0.00057441 | 0.00061922 | 0.00066096 | 0.00069984
PG&E | MW | Industrial | Ind - Textiles | Lighting | No | Ind Lighting - Equipment (Mid Cost) | 0.001876 | 0.0036468 | 0.0053131 | 0.0068767 | 0.0083406 | 0.0097092 | 0.010988 | 0.012183 | 0.013297 | 0.014335 | 0.015303 | 0.016205
PG&E | MW | Industrial | Ind - Textiles | Lighting | No | Ind Lighting - O&M (Low Cost) | 0.00011833 | 0.00022993 | 0.00033492 | 0.00043339 | 0.00052557 | 0.0006117 | 0.00069218 | 0.0007673 | 0.00083736 | 0.00090266 | 0.00096348 | 0.0010201
PG&E | MW | Industrial | Ind - Textiles | Lighting | No | Ind Lighting - O&M (Mid Cost) | 8.1218e-05 | 0.00015784 | 0.00022993 | 0.00029756 | 0.00036087 | 0.00042003 | 0.00047532 | 0.00052694 | 0.00057508 | 0.00061995 | 0.00066175 | 0.0007007
PG&E | MW | Industrial | Ind - Textiles | ProcHeat | No | Ind ProcHeat - Equipment (Gas - High Cost) | -0.0001893 | -0.00037596 | -0.00055903 | -0.0007396 | -0.00091798 | -0.0010931 | -0.0012653 | -0.0014342 | -0.0015994 | -0.0017605 | -0.0019218 | -0.0020834
PG&E | MW | Industrial | Ind - Textiles | ProcHeat | No | Ind ProcHeat - Equipment (Gas - Mid Cost) | 2.7675e-06 | 5.4881e-06 | 8.1502e-06 | 1.0757e-05 | 1.3323e-05 | 1.5847e-05 | 1.8326e-05 | 2.0754e-05 | 2.3128e-05 | 2.544e-05 | 2.7753e-05 | 3.0066e-05
PG&E | MW | Industrial | Ind - Textiles | ProcHeat | No | Ind ProcHeat - O&M (Gas - High Cost) | -3.1958e-05 | -6.3407e-05 | -9.4204e-05 | -0.00012443 | -0.00015423 | -0.00018352 | -0.0002123 | -0.00024051 | -0.0002681 | -0.00029499 | -0.0003219 | -0.00034884
PG&E | MW | Industrial | Ind - Textiles | ProcHeat | No | Ind ProcHeat - O&M (Gas - Low Cost) | 1.3822e-05 | 2.7406e-05 | 4.0697e-05 | 5.3707e-05 | 6.6506e-05 | 7.9099e-05 | 9.1465e-05 | 0.00010358 | 0.00011542 | 0.00012695 | 0.00013848 | 0.00015001
PG&E | MW | Industrial | Ind - Textiles | MachDr | No | Ind MachDr - Equipment (Low Cost) | 0.00040664 | 0.0008176 | 0.0012318 | 0.0016481 | 0.0020656 | 0.0024836 | 0.0029021 | 0.0033206 | 0.0037389 | 0.0041566 | 0.0045734 | 0.0049895
PG&E | MW | Industrial | Ind - Textiles | MachDr | No | Ind MachDr - Equipment (Mid Cost) | 0.0008118 | 0.0016327 | 0.0024602 | 0.0032922 | 0.0041268 | 0.0049626 | 0.0057995 | 0.0066367 | 0.0074735 | 0.0083094 | 0.0091437 | 0.0099765
PG&E | MW | Industrial | Ind - Textiles | MachDr | No | Ind MachDr - O&M (High Cost) | 0.00010626 | 0.00021377 | 0.00032216 | 0.00043117 | 0.00054053 | 0.00065009 | 0.0007598 | 0.00086957 | 0.00097932 | 0.001089 | 0.0011984 | 0.0013077
PG&E | MW | Industrial | Ind - Textiles | MachDr | No | Ind MachDr - O&M (Low Cost) | 0.002571 | 0.0051693 | 0.0077881 | 0.01042 | 0.01306 | 0.015702 | 0.018348 | 0.020994 | 0.023638 | 0.026279 | 0.028914 | 0.031545
PG&E | MW | Industrial | Ind - Textiles | MachDr | No | Ind MachDr - O&M (Mid Cost) | 0.0007261 | 0.0014602 | 0.0022002 | 0.0029441 | 0.0036903 | 0.0044376 | 0.0051858 | 0.0059343 | 0.0066823 | 0.0074294 | 0.0081751 | 0.0089195
PG&E | MW | Industrial | Ind - Transportation Equipment | HVAC | No | Ind HVAC - Equipment (Electric - High Cost) | 0.00014111 | 0.00027483 | 0.0004009 | 0.00051953 | 0.00063081 | 0.00073512 | 0.00083279 | 0.00092414 | 0.0010096 | 0.0010894 | 0.0011639 | 0.0012334
PG&E | MW | Industrial | Ind - Transportation Equipment | HVAC | No | Ind HVAC - Equipment (Electric - Low Cost) | 0.00054481 | 0.0010592 | 0.0015435 | 0.0019983 | 0.0024244 | 0.0028229 | 0.0031956 | 0.0035439 | 0.003869 | 0.0041723 | 0.0044551 | 0.0047188
PG&E | MW | Industrial | Ind - Transportation Equipment | HVAC | No | Ind HVAC - Equipment (Electric - Mid Cost) | 0.00018367 | 0.0003572 | 0.00052064 | 0.00067415 | 0.00081801 | 0.00095263 | 0.0010786 | 0.0011962 | 0.0013061 | 0.0014087 | 0.0015043 | 0.0015935
PG&E | MW | Industrial | Ind - Transportation Equipment | HVAC | No | Ind HVAC - Equipment (Gas - High Cost) | -9.2335e-05 | -0.00018005 | -0.00026308 | -0.00034187 | -0.00041636 | -0.00048624 | -0.00055175 | -0.0006129 | -0.00066985 | -0.00072273 | -0.00077217 | -0.00081843
PG&E | MW | Industrial | Ind - Transportation Equipment | HVAC | No | Ind HVAC - Equipment (Gas - Low Cost) | 6.4008e-06 | 1.2471e-05 | 1.821e-05 | 2.3637e-05 | 2.8755e-05 | 3.3562e-05 | 3.8064e-05 | 4.2262e-05 | 4.617e-05 | 4.9795e-05 | 5.3181e-05 | 5.6345e-05
PG&E | MW | Industrial | Ind - Transportation Equipment | HVAC | No | Ind HVAC - Equipment (Gas - Mid Cost) | -2.5345e-05 | -4.9388e-05 | -7.2128e-05 | -9.3642e-05 | -0.00011394 | -0.00013301 | -0.00015086 | -0.00016752 | -0.00018303 | -0.00019741 | -0.00021085 | -0.00022341
PG&E | MW | Industrial | Ind - Transportation Equipment | HVAC | No | Ind HVAC - O&M (Electric - High Cost) | 0.0003924 | 0.00078944 | 0.0011898 | 0.0015924 | 0.0019964 | 0.0024011 | 0.0028064 | 0.0032119 | 0.0036174 | 0.0040225 | 0.0044269 | 0.0048306
PG&E | MW | Industrial | Ind - Transportation Equipment | HVAC | No | Ind HVAC - O&M (Electric - Low Cost) | 0.0046338 | 0.0093167 | 0.014037 | 0.01878 | 0.023537 | 0.0283 | 0.033068 | 0.037837 | 0.042602 | 0.047361 | 0.05211 | 0.05685
PG&E | MW | Industrial | Ind - Transportation Equipment | HVAC | No | Ind HVAC - O&M (Electric - Mid Cost) | 0.00066709 | 0.0013415 | 0.0020213 | 0.0027046 | 0.00339 | 0.0040764 | 0.0047636 | 0.0054509 | 0.0061379 | 0.006824 | 0.0075088 | 0.0081924
PG&E | MW | Industrial | Ind - Transportation Equipment | Lighting | No | Ind Lighting - Equipment (High Cost) | 0.0041067 | 0.0079942 | 0.011655 | 0.015097 | 0.018323 | 0.021343 | 0.024168 | 0.026808 | 0.029275 | 0.031576 | 0.033722 | 0.035723
PG&E | MW | Industrial | Ind - Transportation Equipment | Lighting | No | Ind Lighting - Equipment (Low Cost) | 0.0013701 | 0.0026624 | 0.0038781 | 0.0050184 | 0.0060858 | 0.0070832 | 0.0080151 | 0.0088851 | 0.0096964 | 0.010453 | 0.011157 | 0.011813
PG&E | MW | Industrial | Ind - Transportation Equipment | Lighting | No | Ind Lighting - Equipment (Mid Cost) | 0.012489 | 0.024277 | 0.035369 | 0.045778 | 0.055523 | 0.064633 | 0.073147 | 0.081096 | 0.088512 | 0.095426 | 0.10187 | 0.10787
PG&E | MW | Industrial | Ind - Transportation Equipment | Lighting | No | Ind Lighting - O&M (High Cost) | 4.9298e-06 | 9.6076e-06 | 1.4404e-05 | 1.8908e-05 | 2.3126e-05 | 2.7073e-05 | 3.0762e-05 | 3.4206e-05 | 3.7421e-05 | 4.0419e-05 | 4.3213e-05 | 4.5816e-05
PG&E | MW | Industrial | Ind - Transportation Equipment | Lighting | No | Ind Lighting - O&M (Low Cost) | 0.0014124 | 0.0027445 | 0.0039977 | 0.0051731 | 0.0062733 | 0.0073014 | 0.008262 | 0.0091587 | 0.0099949 | 0.010774 | 0.0115 | 0.012177
PG&E | MW | Industrial | Ind - Transportation Equipment | Lighting | No | Ind Lighting - O&M (Mid Cost) | 8.4557e-05 | 0.00016435 | 0.00023943 | 0.00030988 | 0.00037583 | 0.00043748 | 0.00049509 | 0.00054888 | 0.00059905 | 0.00064583 | 0.0006894 | 0.00073001
PG&E | MW | Industrial | Ind - Transportation Equipment | ProcHeat | No | Ind ProcHeat - Equipment (Electric - Low Cost) | 0.00073498 | 0.0014777 | 0.0022264 | 0.0029787 | 0.0037333 | 0.0044888 | 0.005245 | 0.0060015 | 0.0067573 | 0.0075121 | 0.0082654 | 0.0090173
PG&E | MW | Industrial | Ind - Transportation Equipment | ProcHeat | No | Ind ProcHeat - Equipment (Electric - Mid Cost) | 0.00053816 | 0.0010825 | 0.0016314 | 0.0021833 | 0.002737 | 0.0032917 | 0.0038472 | 0.0044029 | 0.0049584 | 0.0055134 | 0.0060674 | 0.0066205
PG&E | MW | Industrial | Ind - Transportation Equipment | ProcHeat | No | Ind ProcHeat - Equipment (Gas - High Cost) | -0.0011925 | -0.0024052 | -0.0036341 | -0.0048824 | -0.006146 | -0.0074148 | -0.0086878 | -0.0099601 | -0.011228 | -0.012489 | -0.01375 | -0.015014
PG&E | MW | Industrial | Ind - Transportation Equipment | ProcHeat | No | Ind ProcHeat - O&M (Gas - High Cost) | -0.00017463 | -0.00035227 | -0.00053228 | -0.00071511 | -0.00090016 | -0.001086 | -0.0012724 | -0.0014588 | -0.0016445 | -0.0018291 | -0.0020139 | -0.0021989
PG&E | MW | Industrial | Ind - Transportation Equipment | SHW | No | Ind SHW - O&M (Mid Cost) | -1.7174e-05 | -3.4618e-05 | -5.2282e-05 | -7.0183e-05 | -8.8271e-05 | -0.00010645 | -0.00012468 | -0.00014288 | -0.00016103 | -0.00017905 | -0.00019707 | -0.00021511
PG&E | MW | Industrial | Ind - Transportation Equipment | ProcRefrig | No | Ind ProcRefrig - O&M (High Cost) | 2.9027e-05 | 5.8398e-05 | 8.8014e-05 | 0.0001178 | 0.00014768 | 0.00017763 | 0.00020761 | 0.00023762 | 0.00026762 | 0.00029759 | 0.00032751 | 0.00035738
PG&E | MW | Industrial | Ind - Transportation Equipment | MachDr | No | Ind MachDr - Equipment (High Cost) | 0.00032676 | 0.00065795 | 0.0009921 | 0.0013286 | 0.0016664 | 0.0020052 | 0.0023447 | 0.0026845 | 0.0030245 | 0.0033645 | 0.003704 | 0.0040432
PG&E | MW | Industrial | Ind - Transportation Equipment | MachDr | No | Ind MachDr - Equipment (Low Cost) | 0.0051224 | 0.010299 | 0.015517 | 0.020761 | 0.02602 | 0.031285 | 0.036556 | 0.041828 | 0.047096 | 0.052358 | 0.057608 | 0.062849
PG&E | MW | Industrial | Ind - Transportation Equipment | MachDr | No | Ind MachDr - Equipment (Mid Cost) | 0.0075371 | 0.015158 | 0.02284 | 0.030562 | 0.038309 | 0.046066 | 0.053834 | 0.061604 | 0.069369 | 0.077126 | 0.084868 | 0.092596
PG&E | MW | Industrial | Ind - Transportation Equipment | MachDr | No | Ind MachDr - O&M (High Cost) | 0.00092419 | 0.0018591 | 0.0028016 | 0.0037495 | 0.0047003 | 0.0056529 | 0.0066068 | 0.0075611 | 0.0085151 | 0.0094682 | 0.01042 | 0.011369
PG&E | MW | Industrial | Ind - Transportation Equipment | MachDr | No | Ind MachDr - O&M (Low Cost) | 0.030171 | 0.060661 | 0.091394 | 0.12228 | 0.15325 | 0.18427 | 0.21531 | 0.24636 | 0.27739 | 0.30838 | 0.3393 | 0.37017
PG&E | MW | Industrial | Ind - Transportation Equipment | MachDr | No | Ind MachDr - O&M (Mid Cost) | 0.0029989 | 0.0060304 | 0.0090862 | 0.012158 | 0.015238 | 0.018323 | 0.021412 | 0.024501 | 0.027589 | 0.030673 | 0.03375 | 0.036822
PG&E | MW | Agricultural | Agr - Concentrated Animal Feeding Operation | SHW | No | Ag SHWC - Equipment (Low Cost) | 0.00013163 | 0.00026326 | 0.00039491 | 0.00052658 | 0.00065831 | 0.00079012 | 0.00092212 | 0.0010545 | 0.0011876 | 0.001322 | 0.0014569 | 0.0015923
PG&E | MW | Agricultural | Agr - Concentrated Animal Feeding Operation | SHW | No | Ag SHWC - O&M (Mid Cost) | -6.2934e-06 | -1.2589e-05 | -1.8885e-05 | -2.5187e-05 | -3.1492e-05 | -3.7801e-05 | -4.4119e-05 | -5.0456e-05 | -5.6829e-05 | -6.3265e-05 | -6.9725e-05 | -7.621e-05
PG&E | MW | Agricultural | Agr - Dairies | ProcRefrig | No | Ag Refrigeration - Equipment (High Cost) | 0.015372 | 0.030916 | 0.046611 | 0.062471 | 0.078485 | 0.094663 | 0.11099 | 0.12746 | 0.14407 | 0.1608 | 0.17764 | 0.19459
PG&E | MW | Agricultural | Agr - Dairies | ProcRefrig | No | Ag Refrigeration - Equipment (Mid Cost) | 0.00037116 | 0.00074594 | 0.0011242 | 0.0015061 | 0.0018916 | 0.0022806 | 0.0026731 | 0.0030689 | 0.0034677 | 0.0038694 | 0.0042734 | 0.0046799
PG&E | MW | Agricultural | Agr - Dairies | ProcRefrig | No | Ag Refrigeration - O&M (High Cost) | 0.042862 | 0.086136 | 0.12981 | 0.1739 | 0.2184 | 0.26331 | 0.30861 | 0.35429 | 0.40031 | 0.44666 | 0.49329 | 0.5402
PG&E | MW | Agricultural | Agr - Dairies | ProcRefrig | No | Ag Refrigeration - O&M (Low Cost) | 0.040916 | 0.082197 | 0.12385 | 0.16588 | 0.20829 | 0.25108 | 0.29423 | 0.33773 | 0.38155 | 0.42567 | 0.47005 | 0.51468
PG&E | MW | Agricultural | Agr - Dairies | ProcRefrig | No | Ag Refrigeration - O&M (Mid Cost) | 0.056322 | 0.11317 | 0.17053 | 0.22843 | 0.28686 | 0.34581 | 0.40528 | 0.46524 | 0.52564 | 0.58647 | 0.64765 | 0.70919
PG&E | MW | Agricultural | Agr - Dairies | MachDr | No | Ag Process Mtr - Equipment (High Cost) | 0.046748 | 0.094079 | 0.14189 | 0.19026 | 0.23913 | 0.28852 | 0.33838 | 0.38871 | 0.43949 | 0.49067 | 0.5422 | 0.59409
PG&E | MW | Agricultural | Agr - Dairies | MachDr | No | Ag Process Mtr - Equipment (Low Cost) | 0.16856 | 0.33863 | 0.51024 | 0.6834 | 0.85813 | 1.0344 | 1.2122 | 1.3914 | 1.572 | 1.7537 | 1.9365 | 2.1204
PG&E | MW | Agricultural | Agr - Dairies | MachDr | No | Ag Process Mtr - Equipment (Mid Cost) | 0.25417 | 0.51072 | 0.76963 | 1.031 | 1.2947 | 1.5608 | 1.8293 | 2.0999 | 2.3726 | 2.6472 | 2.9234 | 3.2013
PG&E | MW | Agricultural | Agr - Dairies | MachDr | No | Ag Process Mtr - O&M (High Cost) | 0.014581 | 0.029302 | 0.044159 | 0.059158 | 0.074295 | 0.089572 | 0.10498 | 0.12052 | 0.13618 | 0.15195 | 0.16781 | 0.18377
PG&E | MW | Agricultural | Agr - Dairies | MachDr | No | Ag Process Mtr - O&M (Low Cost) | 0.52098 | 1.0466 | 1.5769 | 2.112 | 2.652 | 3.1967 | 3.746 | 4.2998 | 4.8576 | 5.4192 | 5.984 | 6.5522
PG&E | MW | Agricultural | Agr - Dairies | MachDr | No | Ag Process Mtr - O&M (Mid Cost) | 0.074805 | 0.1503 | 0.22647 | 0.30335 | 0.38093 | 0.45921 | 0.53816 | 0.61776 | 0.69794 | 0.77868 | 0.8599 | 0.94159
PG&E | MW | Agricultural | Agr - Greenhouse | HVAC | No | Ag HVAC - Equipment (High Cost) | 3.1123e-06 | 6.2247e-06 | 9.3374e-06 | 1.245e-05 | 1.5565e-05 | 1.8681e-05 | 2.1801e-05 | 2.4931e-05 | 2.8077e-05 | 3.1255e-05 | 3.4443e-05 | 3.7644e-05
PG&E | MW | Agricultural | Agr - Greenhouse | HVAC | No | Ag HVAC - Equipment (Mid Cost) | 4.5366e-06 | 9.0733e-06 | 1.5876e-05 | 3.4215e-05 | 6.7958e-05 | 9.4298e-05 | 0.00012654 | 0.00017318 | 0.00022653 | 0.00029505 | 0.00037878 | 0.00050275
PG&E | MW | Agricultural | Agr - Irrigated Agriculture | MachDr | No | Ag Motor Pmp - Equipment (High Cost) | 0.044307 | 0.089168 | 0.13449 | 0.18033 | 0.22665 | 0.27347 | 0.32074 | 0.36844 | 0.41657 | 0.46509 | 0.51394 | 0.56312
PG&E | MW | Agricultural | Agr - Irrigated Agriculture | MachDr | No | Ag Motor Pmp - Equipment (Low Cost) | 0.065317 | 0.13122 | 0.19771 | 0.26482 | 0.33252 | 0.40083 | 0.46973 | 0.53918 | 0.60914 | 0.67957 | 0.75042 | 0.82168
PG&E | MW | Agricultural | Agr - Irrigated Agriculture | MachDr | No | Ag Motor Pmp - Equipment (Mid Cost) | 0.18741 | 0.37658 | 0.5675 | 0.76019 | 0.95466 | 1.1509 | 1.3489 | 1.5485 | 1.7496 | 1.9521 | 2.1558 | 2.3607
PG&E | MW | Agricultural | Agr - Irrigated Agriculture | MachDr | No | Ag Motor Pmp - O&M (High Cost) | 0.0035593 | 0.0071533 | 0.010781 | 0.014443 | 0.018139 | 0.02187 | 0.025634 | 0.029429 | 0.033253 | 0.037104 | 0.040979 | 0.044877
PG&E | MW | Agricultural | Agr - Irrigated Agriculture | MachDr | No | Ag Motor Pmp - O&M (Low Cost) | 0.080862 | 0.16244 | 0.24475 | 0.32781 | 0.41162 | 0.49617 | 0.58144 | 0.66739 | 0.75397 | 0.84114 | 0.92882 | 1.017
PG&E | MW | Agricultural | Agr - Irrigated Agriculture | MachDr | No | Ag Motor Pmp - O&M (Mid Cost) | 0.033974 | 0.068259 | 0.10286 | 0.13777 | 0.17301 | 0.20856 | 0.24441 | 0.28056 | 0.31698 | 0.35365 | 0.39053 | 0.42763
PG&E | MW | Agricultural | Agr - Post-Harvest Processing | ProcHeat | No | Ag Process Dry - Equipment (High Cost) | 0.00033693 | 0.00067434 | 0.0010121 | 0.0013508 | 0.0016904 | 0.0020298 | 0.00237 | 0.0027114 | 0.0030548 | 0.0034019 | 0.0037505 | 0.0041008
PG&E | MW | Agricultural | Agr - Post-Harvest Processing | ProcHeat | No | Ag Process Dry - O&M (High Cost) | -0.00060568 | -0.0012118 | -0.0018183 | -0.0024257 | -0.003034 | -0.0036423 | -0.0042517 | -0.0048632 | -0.0054781 | -0.0060992 | -0.0067229 | -0.0073492
PG&E | MW | Agricultural | Agr - Post-Harvest Processing | ProcHeat | No | Ag Process Dry - O&M (Mid Cost) | -8.2812e-05 | -0.00016565 | -0.00024851 | -0.00033143 | -0.00041441 | -0.00049743 | -0.00058058 | -0.00066398 | -0.00074784 | -0.00083254 | -0.00091756 | -0.0010029
PG&E | MW | Agricultural | Agr - Post-Harvest Processing | ProcRefrig | No | Ag Refrigeration - Equipment (High Cost) | 0.015295 | 0.030761 | 0.046378 | 0.062159 | 0.078093 | 0.094189 | 0.11043 | 0.12682 | 0.14335 | 0.16 | 0.17675 | 0.19362
PG&E | MW | Agricultural | Agr - Post-Harvest Processing | ProcRefrig | No | Ag Refrigeration - Equipment (Mid Cost) | 0.0003693 | 0.00074221 | 0.0011186 | 0.0014986 | 0.0018821 | 0.0022692 | 0.0026598 | 0.0030535 | 0.0034504 | 0.00385 | 0.0042521 | 0.0046565
PG&E | MW | Agricultural | Agr - Post-Harvest Processing | ProcRefrig | No | Ag Refrigeration - O&M (High Cost) | 0.042648 | 0.085706 | 0.12916 | 0.17303 | 0.21731 | 0.26199 | 0.30707 | 0.35252 | 0.39831 | 0.44443 | 0.49083 | 0.5375
PG&E | MW | Agricultural | Agr - Post-Harvest Processing | ProcRefrig | No | Ag Refrigeration - O&M (Low Cost) | 0.040711 | 0.081786 | 0.12323 | 0.16505 | 0.20725 | 0.24982 | 0.29276 | 0.33605 | 0.37965 | 0.42354 | 0.4677 | 0.51211
PG&E | MW | Agricultural | Agr - Post-Harvest Processing | ProcRefrig | No | Ag Refrigeration - O&M (Mid Cost) | 0.05604 | 0.1126 | 0.16968 | 0.22729 | 0.28542 | 0.34409 | 0.40326 | 0.46291 | 0.52302 | 0.58353 | 0.64441 | 0.70565
PG&E | MW | Agricultural | Agr - Post-Harvest Processing | MachDr | No | Ag Process Mtr - Equipment (High Cost) | 0.046515 | 0.093609 | 0.14118 | 0.18931 | 0.23793 | 0.28708 | 0.33669 | 0.38676 | 0.43729 | 0.48822 | 0.53949 | 0.59112
PG&E | MW | Agricultural | Agr - Post-Harvest Processing | MachDr | No | Ag Process Mtr - Equipment (Low Cost) | 0.16772 | 0.33694 | 0.50769 | 0.67998 | 0.85384 | 1.0292 | 1.2061 | 1.3845 | 1.5641 | 1.745 | 1.9269 | 2.1098
PG&E | MW | Agricultural | Agr - Post-Harvest Processing | MachDr | No | Ag Process Mtr - Equipment (Mid Cost) | 0.2529 | 0.50817 | 0.76578 | 1.0258 | 1.2882 | 1.553 | 1.8201 | 2.0894 | 2.3607 | 2.634 | 2.9088 | 3.1853
PG&E | MW | Agricultural | Agr - Post-Harvest Processing | MachDr | No | Ag Process Mtr - O&M (High Cost) | 0.014508 | 0.029156 | 0.043939 | 0.058862 | 0.073924 | 0.089124 | 0.10446 | 0.11992 | 0.1355 | 0.15119 | 0.16697 | 0.18285
PG&E | MW | Agricultural | Agr - Post-Harvest Processing | MachDr | No | Ag Process Mtr - O&M (Low Cost) | 0.51838 | 1.0413 | 1.569 | 2.1015 | 2.6387 | 3.1807 | 3.7273 | 4.2783 | 4.8333 | 5.3921 | 5.9541 | 6.5194
PG&E | MW | Agricultural | Agr - Post-Harvest Processing | MachDr | No | Ag Process Mtr - O&M (Mid Cost) | 0.074431 | 0.14954 | 0.22534 | 0.30183 | 0.37903 | 0.45691 | 0.53547 | 0.61467 | 0.69445 | 0.77479 | 0.8556 | 0.93688
PG&E | MW | Agricultural | Agr - Refrigerated Warehouses | ProcRefrig | No | Ag Refrigeration - Equipment (High Cost) | 0.015372 | 0.030916 | 0.046611 | 0.062471 | 0.078485 | 0.094663 | 0.11099 | 0.12746 | 0.14407 | 0.1608 | 0.17764 | 0.19459
PG&E | MW | Agricultural | Agr - Refrigerated Warehouses | ProcRefrig | No | Ag Refrigeration - Equipment (Mid Cost) | 0.00037116 | 0.00074594 | 0.0011242 | 0.0015061 | 0.0018916 | 0.0022806 | 0.0026731 | 0.0030689 | 0.0034677 | 0.0038694 | 0.0042734 | 0.0046799
PG&E | MW | Agricultural | Agr - Refrigerated Warehouses | ProcRefrig | No | Ag Refrigeration - O&M (High Cost) | 0.042862 | 0.086136 | 0.12981 | 0.1739 | 0.2184 | 0.26331 | 0.30861 | 0.35429 | 0.40031 | 0.44666 | 0.49329 | 0.5402
PG&E | MW | Agricultural | Agr - Refrigerated Warehouses | ProcRefrig | No | Ag Refrigeration - O&M (Low Cost) | 0.040916 | 0.082197 | 0.12385 | 0.16588 | 0.20829 | 0.25108 | 0.29423 | 0.33773 | 0.38155 | 0.42567 | 0.47005 | 0.51468
PG&E | MW | Agricultural | Agr - Refrigerated Warehouses | ProcRefrig | No | Ag Refrigeration - O&M (Mid Cost) | 0.056322 | 0.11317 | 0.17053 | 0.22843 | 0.28686 | 0.34581 | 0.40528 | 0.46524 | 0.52564 | 0.58647 | 0.64765 | 0.70919
PG&E | MW | Agricultural | Agr - Wineries and Vineyards | SHW | No | Ag SHWC - Equipment (High Cost) | 2.5859e-06 | 5.172e-06 | 7.7582e-06 | 1.0345e-05 | 1.2932e-05 | 1.5521e-05 | 1.8114e-05 | 2.0714e-05 | 2.3329e-05 | 2.5969e-05 | 2.8618e-05 | 3.1277e-05
PG&E | MW | Agricultural | Agr - Wineries and Vineyards | ProcRefrig | No | Ag Refrigeration - Equipment (High Cost) | 0.015372 | 0.030916 | 0.046611 | 0.062471 | 0.078485 | 0.094663 | 0.11099 | 0.12746 | 0.14407 | 0.1608 | 0.17764 | 0.19459
PG&E | MW | Agricultural | Agr - Wineries and Vineyards | ProcRefrig | No | Ag Refrigeration - Equipment (Mid Cost) | 0.00037116 | 0.00074594 | 0.0011242 | 0.0015061 | 0.0018916 | 0.0022806 | 0.0026731 | 0.0030689 | 0.0034677 | 0.0038694 | 0.0042734 | 0.0046799
PG&E | MW | Agricultural | Agr - Wineries and Vineyards | ProcRefrig | No | Ag Refrigeration - O&M (High Cost) | 0.042862 | 0.086136 | 0.12981 | 0.1739 | 0.2184 | 0.26331 | 0.30861 | 0.35429 | 0.40031 | 0.44666 | 0.49329 | 0.5402
PG&E | MW | Agricultural | Agr - Wineries and Vineyards | ProcRefrig | No | Ag Refrigeration - O&M (Low Cost) | 0.040916 | 0.082197 | 0.12385 | 0.16588 | 0.20829 | 0.25108 | 0.29423 | 0.33773 | 0.38155 | 0.42567 | 0.47005 | 0.51468
PG&E | MW | Agricultural | Agr - Wineries and Vineyards | ProcRefrig | No | Ag Refrigeration - O&M (Mid Cost) | 0.056322 | 0.11317 | 0.17053 | 0.22843 | 0.28686 | 0.34581 | 0.40528 | 0.46524 | 0.52564 | 0.58647 | 0.64765 | 0.70919
PG&E | MW | Mining | Mining - Oil & Gas Extraction (Injection Well) | OilGasExtract | No | Oil - Pump Controls | 0.13251 | 0.29252 | 0.4289 | 0.53416 | 0.60805 | 0.66152 | 0.69827 | 0.7266 | 0.75455 | 0.782 | 0.8089 | 0.83524
PG&E | MW | Mining | Mining - Oil & Gas Extraction (Injection Well) | OilGasExtract | No | Oil - Pump Motor | 0 | 0 | 0 | 0 | 0 | 0 | 0 | 0 | 0 | 0 | 0.00039233 | 0.00077979
PG&E | MW | Mining | Mining - Oil & Gas Extraction (Injection Well) | OilGasExtract | No | Oil - Pump Motor and Controls | 0.10178 | 0.2452 | 0.38546 | 0.51422 | 0.62495 | 0.71434 | 0.78253 | 0.83212 | 0.86753 | 0.89451 | 0.92128 | 0.94772
PG&E | MW | Mining | Mining - Oil & Gas Extraction (Regular Well) | OilGasExtract | No | Oil - Pump Controls | 0.068552 | 0.16662 | 0.24659 | 0.3096 | 0.35383 | 0.38165 | 0.40403 | 0.42614 | 0.44786 | 0.46914 | 0.48996 | 0.51029
PG&E | MW | Mining | Mining - Oil & Gas Extraction (Regular Well) | OilGasExtract | No | Oil - Pump Motor | 0.0076975 | 0.012846 | 0.018702 | 0.027262 | 0.034898 | 0.041756 | 0.047746 | 0.052898 | 0.057454 | 0.061777 | 0.06608 | 0.070354
PG&E | MW | Mining | Mining - Oil & Gas Extraction (Regular Well) | OilGasExtract | No | Oil - Pump Motor and Controls | 0.20396 | 0.47991 | 0.65044 | 0.72475 | 0.77796 | 0.83011 | 0.88106 | 0.93078 | 0.97936 | 1.0268 | 1.0733 | 1.1188
PG&E | MW | Mining | Mining - Oil & Gas Extraction (Stripper Well) | OilGasExtract | No | Oil - Pump Controls | 0.0409 | 0.071882 | 0.082184 | 0.092316 | 0.10225 | 0.11199 | 0.12154 | 0.13089 | 0.14006 | 0.14904 | 0.15785 | 0.16648
PG&E | MW | Mining | Mining - Oil & Gas Extraction (Stripper Well) | OilGasExtract | No | Oil - Pump Motor | 2.7143e-10 | 2.012e-09 | 4.4361e-09 | 7.8333e-09 | 1.2061e-08 | 1.7582e-08 | 2.4227e-08 | 3.1892e-08 | 4.1446e-08 | 5.2558e-08 | 6.5021e-08 | 7.8732e-08
PG&E | MM Therms | Industrial | Ind - Chemicals | HVAC | No | Ind HVAC - Equipment (Electric - High Cost) | 2.3059e-05 | 4.4886e-05 | 6.5457e-05 | 8.4805e-05 | 0.00010295 | 0.00011995 | 0.00013585 | 0.00015073 | 0.00016464 | 0.00017762 | 0.00018973 | 0.00020104
PG&E | MM Therms | Industrial | Ind - Chemicals | HVAC | No | Ind HVAC - Equipment (Electric - Mid Cost) | 2.0901e-05 | 4.0643e-05 | 5.9235e-05 | 7.6696e-05 | 9.3059e-05 | 0.00010837 | 0.00012269 | 0.00013607 | 0.00014856 | 0.00016022 | 0.00017109 | 0.00018123
PG&E | MM Therms | Industrial | Ind - Chemicals | HVAC | No | Ind HVAC - Equipment (Gas - High Cost) | 0.0011942 | 0.0023757 | 0.0035242 | 0.0046407 | 0.0057234 | 0.0067671 | 0.0077808 | 0.0087631 | 0.0097103 | 0.010621 | 0.011474 | 0.012274
PG&E | MM Therms | Industrial | Ind - Chemicals | HVAC | No | Ind HVAC - Equipment (Gas - Low Cost) | 6.5725e-06 | 1.3048e-05 | 1.9323e-05 | 2.5369e-05 | 3.1193e-05 | 3.6828e-05 | 4.2288e-05 | 4.7564e-05 | 5.2646e-05 | 5.7522e-05 | 6.2076e-05 | 6.6332e-05
PG&E | MM Therms | Industrial | Ind - Chemicals | HVAC | No | Ind HVAC - Equipment (Gas - Mid Cost) | 0.00012876 | 0.00025566 | 0.00037868 | 0.00049728 | 0.00061161 | 0.00072218 | 0.00082935 | 0.00093292 | 0.0010327 | 0.0011285 | 0.0012179 | 0.0013015
PG&E | MM Therms | Industrial | Ind - Chemicals | HVAC | No | Ind HVAC - O&M (Electric - Low Cost) | 0.0037604 | 0.0075605 | 0.011391 | 0.01524 | 0.0191 | 0.022965 | 0.026834 | 0.030704 | 0.03457 | 0.038432 | 0.042285 | 0.046132
PG&E | MM Therms | Industrial | Ind - Chemicals | HVAC | No | Ind HVAC - O&M (Electric - Mid Cost) | 0.0013864 | 0.0027878 | 0.0042004 | 0.0056205 | 0.007045 | 0.0084711 | 0.009899 | 0.011327 | 0.012755 | 0.01418 | 0.015603 | 0.017023
PG&E | MM Therms | Industrial | Ind - Chemicals | HVAC | No | Ind HVAC - O&M (Gas - High Cost) | 0.0018933 | 0.0038911 | 0.0059644 | 0.0081049 | 0.010314 | 0.012601 | 0.014974 | 0.017429 | 0.019961 | 0.022562 | 0.025164 | 0.027768
PG&E | MM Therms | Industrial | Ind - Chemicals | HVAC | No | Ind HVAC - O&M (Gas - Low Cost) | 0.0052156 | 0.010715 | 0.01642 | 0.022302 | 0.028367 | 0.034648 | 0.041163 | 0.0479 | 0.054848 | 0.061982 | 0.069115 | 0.076248
PG&E | MM Therms | Industrial | Ind - Chemicals | HVAC | No | Ind HVAC - O&M (Gas - Mid Cost) | 0.001201 | 0.0024677 | 0.0037817 | 0.0051371 | 0.0065348 | 0.0079822 | 0.0094837 | 0.011037 | 0.012638 | 0.014283 | 0.015927 | 0.017572
PG&E | MM Therms | Industrial | Ind - Chemicals | ProcHeat | No | Ind ProcHeat - Equipment (Electric - High Cost) | 3.1311e-05 | 6.3056e-05 | 9.5087e-05 | 0.00012735 | 0.00015974 | 0.00019222 | 0.00022478 | 0.00025737 | 0.00028999 | 0.0003226 | 0.00035517 | 0.00038772
PG&E | MM Therms | Industrial | Ind - Chemicals | ProcHeat | No | Ind ProcHeat - Equipment (Gas - High Cost) | 0.0067524 | 0.013882 | 0.021285 | 0.028939 | 0.036848 | 0.045029 | 0.053521 | 0.062312 | 0.07138 | 0.080698 | 0.090022 | 0.099358
PG&E | MM Therms | Industrial | Ind - Chemicals | ProcHeat | No | Ind ProcHeat - Equipment (Gas - Low Cost) | 0.0016727 | 0.0034365 | 0.0052662 | 0.0071528 | 0.009098 | 0.011113 | 0.013202 | 0.015363 | 0.017592 | 0.019879 | 0.022167 | 0.024455
PG&E | MM Therms | Industrial | Ind - Chemicals | ProcHeat | No | Ind ProcHeat - Equipment (Gas - Mid Cost) | 0.0040262 | 0.0082736 | 0.012681 | 0.017229 | 0.021923 | 0.026781 | 0.031822 | 0.037037 | 0.042415 | 0.047938 | 0.053463 | 0.05899
PG&E | MM Therms | Industrial | Ind - Chemicals | ProcHeat | No | Ind ProcHeat - O&M (Gas - High Cost) | 0.0033598 | 0.0069075 | 0.010591 | 0.014399 | 0.018334 | 0.022405 | 0.02663 | 0.031004 | 0.035516 | 0.040152 | 0.044792 | 0.049436
PG&E | MM Therms | Industrial | Ind - Chemicals | ProcHeat | No | Ind ProcHeat - O&M (Gas - Low Cost) | 0.0021821 | 0.0044831 | 0.0068701 | 0.0093317 | 0.01187 | 0.014498 | 0.017225 | 0.020045 | 0.022953 | 0.025938 | 0.028924 | 0.03191
PG&E | MM Therms | Industrial | Ind - Chemicals | ProcHeat | No | Ind ProcHeat - O&M (Gas - Mid Cost) | 0.013673 | 0.028094 | 0.043057 | 0.058494 | 0.074417 | 0.090904 | 0.10801 | 0.1257 | 0.14394 | 0.16268 | 0.18142 | 0.20016
PG&E | MM Therms | Industrial | Ind - Chemicals | SHW | No | Ind SHW - Equipment (High Cost) | 0.0041782 | 0.0083778 | 0.012529 | 0.016613 | 0.020629 | 0.024586 | 0.028496 | 0.03235 | 0.036134 | 0.039836 | 0.043363 | 0.046724
PG&E | MM Therms | Industrial | Ind - Chemicals | SHW | No | Ind SHW - Equipment (Low Cost) | 0.0025605 | 0.0051314 | 0.0076705 | 0.010163 | 0.012611 | 0.015024 | 0.017408 | 0.019755 | 0.022059 | 0.024312 | 0.026457 | 0.028499
PG&E | MM Therms | Industrial | Ind - Chemicals | SHW | No | Ind SHW - Equipment (Mid Cost) | 0.0035771 | 0.0071694 | 0.010718 | 0.014203 | 0.017626 | 0.021 | 0.024333 | 0.027616 | 0.030839 | 0.03399 | 0.036991 | 0.039849
PG&E | MM Therms | Industrial | Ind - Chemicals | SHW | No | Ind SHW - O&M (High Cost) | 0.011316 | 0.023266 | 0.035675 | 0.048509 | 0.061772 | 0.075492 | 0.089734 | 0.10448 | 0.11969 | 0.13532 | 0.15096 | 0.16663
PG&E | MM Therms | Industrial | Ind - Chemicals | SHW | No | Ind SHW - O&M (Low Cost) | 0.00038574 | 0.00079248 | 0.0012144 | 0.0016494 | 0.0020979 | 0.0025625 | 0.0030443 | 0.0035425 | 0.0040564 | 0.0045839 | 0.0051114 | 0.0056389
PG&E | MM Therms | Industrial | Ind - Chemicals | SHW | No | Ind SHW - O&M (Mid Cost) | 0.012362 | 0.025403 | 0.038935 | 0.052902 | 0.067312 | 0.082231 | 0.097708 | 0.11372 | 0.13023 | 0.14719 | 0.16416 | 0.18113
PG&E | MM Therms | Industrial | Ind - Chemicals | MachDr | No | Ind MachDr - Equipment (Low Cost) | 0.00082315 | 0.0016551 | 0.0024936 | 0.0033363 | 0.0041815 | 0.0050277 | 0.0058748 | 0.0067221 | 0.0075688 | 0.0084144 | 0.0092582 | 0.010101
PG&E | MM Therms | Industrial | Ind - Chemicals | MachDr | No | Ind MachDr - Equipment (Mid Cost) | -2.8247e-06 | -5.6807e-06 | -8.5599e-06 | -1.1454e-05 | -1.4358e-05 | -1.7265e-05 | -2.0177e-05 | -2.3089e-05 | -2.6e-05 | -2.8908e-05 | -3.181e-05 | -3.4707e-05
PG&E | MM Therms | Industrial | Ind - Electronics | HVAC | No | Ind HVAC - Equipment (Electric - High Cost) | 5.9486e-05 | 0.00011586 | 0.00016901 | 0.00021903 | 0.00026594 | 0.00030993 | 0.00035111 | 0.00038963 | 0.00042566 | 0.00045931 | 0.00049071 | 0.00052003
PG&E | MM Therms | Industrial | Ind - Electronics | HVAC | No | Ind HVAC - Equipment (Gas - High Cost) | 0.01308 | 0.025596 | 0.037476 | 0.048817 | 0.059593 | 0.069682 | 0.07918 | 0.088106 | 0.096457 | 0.10426 | 0.11157 | 0.11843
PG&E | MM Therms | Industrial | Ind - Electronics | HVAC | No | Ind HVAC - Equipment (Gas - Low Cost) | 0.0001952 | 0.00038112 | 0.000557 | 0.00072324 | 0.00088008 | 0.0010275 | 0.0011659 | 0.0012955 | 0.0014167 | 0.0015297 | 0.0016351 | 0.0017337
PG&E | MM Therms | Industrial | Ind - Electronics | HVAC | No | Ind HVAC - Equipment (Gas - Mid Cost) | 0.018583 | 0.036289 | 0.053043 | 0.068891 | 0.08385 | 0.097906 | 0.11111 | 0.12348 | 0.13504 | 0.14581 | 0.15588 | 0.16529
PG&E | MM Therms | Industrial | Ind - Electronics | HVAC | No | Ind HVAC - O&M (Electric - High Cost) | 0.00021759 | 0.00043772 | 0.00065968 | 0.00088293 | 0.0011069 | 0.0013313 | 0.001556 | 0.0017808 | 0.0020056 | 0.0022301 | 0.0024543 | 0.0026781
PG&E | MM Therms | Industrial | Ind - Electronics | HVAC | No | Ind HVAC - O&M (Electric - Low Cost) | 0.00026281 | 0.0005284 | 0.00079609 | 0.0010651 | 0.0013349 | 0.001605 | 0.0018754 | 0.0021459 | 0.0024161 | 0.002686 | 0.0029554 | 0.0032242
PG&E | MM Therms | Industrial | Ind - Electronics | HVAC | No | Ind HVAC - O&M (Electric - Mid Cost) | 0.00076021 | 0.0015288 | 0.0023036 | 0.0030825 | 0.0038638 | 0.0046462 | 0.0054296 | 0.0062133 | 0.0069964 | 0.0077787 | 0.0085595 | 0.0093389
PG&E | MM Therms | Industrial | Ind - Electronics | HVAC | No | Ind HVAC - O&M (Gas - High Cost) | 0.0017771 | 0.0035913 | 0.0054298 | 0.0072943 | 0.0091803 | 0.011076 | 0.012983 | 0.014897 | 0.016813 | 0.018725 | 0.020638 | 0.022554
PG&E | MM Therms | Industrial | Ind - Electronics | HVAC | No | Ind HVAC - O&M (Gas - Low Cost) | 0.00027423 | 0.00055382 | 0.00083693 | 0.0011234 | 0.0014127 | 0.0017037 | 0.0019962 | 0.0022895 | 0.002583 | 0.0028757 | 0.0031684 | 0.0034611
PG&E | MM Therms | Industrial | Ind - Electronics | HVAC | No | Ind HVAC - O&M (Gas - Mid Cost) | 0.0075421 | 0.015235 | 0.023027 | 0.030917 | 0.03889 | 0.046909 | 0.05497 | 0.063056 | 0.071147 | 0.079219 | 0.087292 | 0.095369
PG&E | MM Therms | Industrial | Ind - Electronics | ProcHeat | No | Ind ProcHeat - Equipment (Gas - High Cost) | 0.043668 | 0.088262 | 0.13347 | 0.17935 | 0.2258 | 0.27248 | 0.31943 | 0.36657 | 0.41374 | 0.46084 | 0.50798 | 0.55518
PG&E | MM Therms | Industrial | Ind - Electronics | ProcHeat | No | Ind ProcHeat - Equipment (Gas - Low Cost) | 0.00014787 | 0.00029863 | 0.0004513 | 0.00060578 | 0.00076179 | 0.00091875 | 0.0010765 | 0.0012347 | 0.001393 | 0.0015508 | 0.0017087 | 0.0018666
PG&E | MM Therms | Industrial | Ind - Electronics | ProcHeat | No | Ind ProcHeat - Equipment (Gas - Mid Cost) | 0.019759 | 0.039914 | 0.06033 | 0.081006 | 0.1019 | 0.12292 | 0.14404 | 0.16524 | 0.18644 | 0.2076 | 0.22876 | 0.24993
PG&E | MM Therms | Industrial | Ind - Electronics | ProcHeat | No | Ind ProcHeat - O&M (Gas - High Cost) | 0.10622 | 0.21478 | 0.32483 | 0.43657 | 0.54971 | 0.66339 | 0.77774 | 0.89256 | 1.0075 | 1.1222 | 1.2371 | 1.3521
PG&E | MM Therms | Industrial | Ind - Electronics | ProcHeat | No | Ind ProcHeat - O&M (Gas - Low Cost) | 0.0033523 | 0.0067703 | 0.010231 | 0.013733 | 0.01727 | 0.020828 | 0.024404 | 0.02799 | 0.031578 | 0.035157 | 0.038735 | 0.042314
PG&E | MM Therms | Industrial | Ind - Electronics | ProcHeat | No | Ind ProcHeat - O&M (Gas - Mid Cost) | 0.088272 | 0.1783 | 0.26949 | 0.36182 | 0.45512 | 0.54895 | 0.64327 | 0.73789 | 0.83256 | 0.927 | 1.0215 | 1.116
PG&E | MM Therms | Industrial | Ind - Electronics | SHW | No | Ind SHW - Equipment (High Cost) | 0.0077129 | 0.015224 | 0.022482 | 0.029519 | 0.036317 | 0.042813 | 0.049041 | 0.055 | 0.060681 | 0.066085 | 0.071236 | 0.07615
PG&E | MM Therms | Industrial | Ind - Electronics | SHW | No | Ind SHW - Equipment (Low Cost) | 0.015517 | 0.030582 | 0.045107 | 0.059103 | 0.072561 | 0.085453 | 0.097789 | 0.10957 | 0.12079 | 0.13145 | 0.1416 | 0.15126
PG&E | MM Therms | Industrial | Ind - Electronics | SHW | No | Ind SHW - Equipment (Mid Cost) | 0.00096942 | 0.0019108 | 0.0028185 | 0.0036934 | 0.0045351 | 0.0053411 | 0.0061126 | 0.0068493 | 0.0075513 | 0.0082179 | 0.0088527 | 0.0094573
PG&E | MM Therms | Industrial | Ind - Electronics | SHW | No | Ind SHW - O&M (High Cost) | 0.0025904 | 0.0052369 | 0.0079199 | 0.010644 | 0.013402 | 0.016173 | 0.018961 | 0.02176 | 0.024561 | 0.027358 | 0.030157 | 0.032961
PG&E | MM Therms | Industrial | Ind - Electronics | SHW | No | Ind SHW - O&M (Low Cost) | 0.0079639 | 0.016083 | 0.024305 | 0.032624 | 0.041024 | 0.049475 | 0.057968 | 0.066486 | 0.075008 | 0.083507 | 0.092006 | 0.10051
PG&E | MM Therms | Industrial | Ind - Electronics | SHW | No | Ind SHW - O&M (Mid Cost) | 0.0030848 | 0.0062309 | 0.0094173 | 0.012643 | 0.015902 | 0.019181 | 0.022476 | 0.025781 | 0.029089 | 0.032388 | 0.035687 | 0.038988
PG&E | MM Therms | Industrial | Ind - Electronics | MachDr | No | Ind MachDr - Equipment (Mid Cost) | 0.0019392 | 0.0039001 | 0.005877 | 0.0078644 | 0.0098582 | 0.011855 | 0.013854 | 0.015854 | 0.017854 | 0.019851 | 0.021844 | 0.023834
PG&E | MM Therms | Industrial | Ind - Electronics | MachDr | No | Ind MachDr - O&M (Low Cost) | 0.0013001 | 0.0026139 | 0.0039382 | 0.0052689 | 0.0066037 | 0.0079399 | 0.0092777 | 0.010616 | 0.011953 | 0.013288 | 0.01462 | 0.01595
PG&E | MM Therms | Industrial | Ind - Food | HVAC | No | Ind HVAC - Equipment (Electric - Low Cost) | 0.00021495 | 0.00041789 | 0.00060898 | 0.00078838 | 0.00095648 | 0.0011137 | 0.0012607 | 0.0013981 | 0.0015264 | 0.001646 | 0.0017576 | 0.0018616
PG&E | MM Therms | Industrial | Ind - Food | HVAC | No | Ind HVAC - Equipment (Electric - Mid Cost) | -0.00044408 | -0.00086356 | -0.0012586 | -0.0016296 | -0.0019772 | -0.0023024 | -0.0026066 | -0.0028909 | -0.0031564 | -0.0034041 | -0.003635 | -0.0038504
PG&E | MM Therms | Industrial | Ind - Food | HVAC | No | Ind HVAC - Equipment (Gas - High Cost) | 0.0047993 | 0.0093551 | 0.013639 | 0.017697 | 0.021533 | 0.02512 | 0.028486 | 0.03164 | 0.034587 | 0.037341 | 0.039921 | 0.042339
PG&E | MM Therms | Industrial | Ind - Food | HVAC | No | Ind HVAC - Equipment (Gas - Low Cost) | 0.0029798 | 0.0057969 | 0.0084383 | 0.010918 | 0.013248 | 0.015434 | 0.017481 | 0.019393 | 0.021178 | 0.022843 | 0.024398 | 0.025851
PG&E | MM Therms | Industrial | Ind - Food | HVAC | No | Ind HVAC - Equipment (Gas - Mid Cost) | 0.0014719 | 0.0028638 | 0.0041693 | 0.0053958 | 0.0065487 | 0.0076301 | 0.0086428 | 0.0095891 | 0.010473 | 0.011297 | 0.012067 | 0.012786
PG&E | MM Therms | Industrial | Ind - Food | HVAC | No | Ind HVAC - O&M (Electric - Low Cost) | 0.023248 | 0.04674 | 0.070418 | 0.094213 | 0.11808 | 0.14197 | 0.16589 | 0.18981 | 0.21371 | 0.23758 | 0.2614 | 0.28518
PG&E | MM Therms | Industrial | Ind - Food | HVAC | No | Ind HVAC - O&M (Electric - Mid Cost) | 9.8222e-05 | 0.00019752 | 0.00029761 | 0.00039821 | 0.00049912 | 0.00060017 | 0.00070134 | 0.00080254 | 0.00090367 | 0.0010047 | 0.0011055 | 0.0012061
PG&E | MM Therms | Industrial | Ind - Food | ProcHeat | No | Ind ProcHeat - Equipment (Electric - High Cost) | 0.033176 | 0.066714 | 0.10053 | 0.13453 | 0.16865 | 0.2028 | 0.23699 | 0.2712 | 0.30538 | 0.33953 | 0.37362 | 0.40765
PG&E | MM Therms | Industrial | Ind - Food | ProcHeat | No | Ind ProcHeat - Equipment (Electric - Low Cost) | -6.7956e-05 | -0.00013663 | -0.00020586 | -0.00027543 | -0.0003452 | -0.00041506 | -0.000485 | -0.00055495 | -0.00062484 | -0.00069465 | -0.00076432 | -0.00083385
PG&E | MM Therms | Industrial | Ind - Food | ProcHeat | No | Ind ProcHeat - Equipment (Electric - Mid Cost) | 0.0027173 | 0.0054651 | 0.0082355 | 0.011021 | 0.013817 | 0.016616 | 0.019418 | 0.022223 | 0.025025 | 0.027825 | 0.03062 | 0.03341
PG&E | MM Therms | Industrial | Ind - Food | ProcHeat | No | Ind ProcHeat - Equipment (Gas - High Cost) | 0.099198 | 0.19989 | 0.30115 | 0.40352 | 0.50693 | 0.61055 | 0.71458 | 0.81877 | 0.92297 | 1.0271 | 1.1313 | 1.2357
PG&E | MM Therms | Industrial | Ind - Food | ProcHeat | No | Ind ProcHeat - Equipment (Gas - Low Cost) | 0.040345 | 0.081173 | 0.12215 | 0.16333 | 0.20475 | 0.24634 | 0.28803 | 0.32972 | 0.37139 | 0.41297 | 0.45456 | 0.49615
PG&E | MM Therms | Industrial | Ind - Food | ProcHeat | No | Ind ProcHeat - Equipment (Gas - Mid Cost) | 0.24713 | 0.49727 | 0.74839 | 1.0009 | 1.2549 | 1.5099 | 1.7656 | 2.0213 | 2.2769 | 2.5321 | 2.7872 | 3.0425
PG&E | MM Therms | Industrial | Ind - Food | ProcHeat | No | Ind ProcHeat - O&M (Gas - High Cost) | 0.27213 | 0.54782 | 0.82473 | 1.1036 | 1.3846 | 1.6665 | 1.9492 | 2.2322 | 2.5151 | 2.7976 | 3.0802 | 3.3632
PG&E | MM Therms | Industrial | Ind - Food | ProcHeat | No | Ind ProcHeat - O&M (Gas - Low Cost) | 0.107 | 0.21529 | 0.32397 | 0.43319 | 0.54304 | 0.65336 | 0.76392 | 0.87449 | 0.98501 | 1.0953 | 1.2056 | 1.3159
PG&E | MM Therms | Industrial | Ind - Food | ProcHeat | No | Ind ProcHeat - O&M (Gas - Mid Cost) | 0.21389 | 0.43043 | 0.64782 | 0.86647 | 1.0865 | 1.3074 | 1.5288 | 1.7503 | 1.9718 | 2.1928 | 2.4139 | 2.6351
PG&E | MM Therms | Industrial | Ind - Food | SHW | No | Ind SHW - Equipment (High Cost) | 0.036525 | 0.071815 | 0.1056 | 0.13809 | 0.16929 | 0.19907 | 0.22753 | 0.25466 | 0.28049 | 0.30506 | 0.32848 | 0.35082
PG&E | MM Therms | Industrial | Ind - Food | SHW | No | Ind SHW - Equipment (Low Cost) | 0.015335 | 0.03011 | 0.04423 | 0.05774 | 0.070678 | 0.083048 | 0.094853 | 0.10609 | 0.11679 | 0.12696 | 0.13663 | 0.14585
PG&E | MM Therms | Industrial | Ind - Food | SHW | No | Ind SHW - Equipment (Mid Cost) | 0.026279 | 0.051608 | 0.07582 | 0.099 | 0.12121 | 0.14244 | 0.1627 | 0.182 | 0.20037 | 0.21783 | 0.23445 | 0.25029
PG&E | MM Therms | Industrial | Ind - Food | SHW | No | Ind SHW - O&M (High Cost) | 0.064917 | 0.13071 | 0.19682 | 0.26345 | 0.33062 | 0.39799 | 0.46558 | 0.53323 | 0.60088 | 0.66845 | 0.73608 | 0.80379
PG&E | MM Therms | Industrial | Ind - Food | SHW | No | Ind SHW - O&M (Low Cost) | 0.10263 | 0.20649 | 0.31073 | 0.41549 | 0.52086 | 0.62667 | 0.73272 | 0.83877 | 0.94478 | 1.0506 | 1.1564 | 1.2622
PG&E | MM Therms | Industrial | Ind - Food | SHW | No | Ind SHW - O&M (Mid Cost) | 0.20002 | 0.40251 | 0.6058 | 0.81024 | 1.016 | 1.2225 | 1.4296 | 1.6367 | 1.8437 | 2.0504 | 2.2571 | 2.4639
PG&E | MM Therms | Industrial | Ind - Food | MachDr | No | Ind MachDr - Equipment (High Cost) | 0.0018968 | 0.003821 | 0.0057631 | 0.0077201 | 0.0096858 | 0.011658 | 0.013634 | 0.015613 | 0.017595 | 0.019576 | 0.021555 | 0.023533
PG&E | MM Therms | Industrial | Ind - Food | MachDr | No | Ind MachDr - Equipment (Mid Cost) | -0.0093066 | -0.018717 | -0.028204 | -0.03774 | -0.047306 | -0.056887 | -0.06648 | -0.076076 | -0.085667 | -0.095247 | -0.10481 | -0.11436
PG&E | MM Therms | Industrial | Ind - Lumber & Furniture | HVAC | No | Ind HVAC - Equipment (Electric - High Cost) | 1.1657e-05 | 2.2696e-05 | 3.3102e-05 | 4.2901e-05 | 5.2099e-05 | 6.0708e-05 | 6.8768e-05 | 7.6308e-05 | 8.3356e-05 | 8.9939e-05 | 9.6083e-05 | 0.00010182
PG&E | MM Therms | Industrial | Ind - Lumber & Furniture | HVAC | No | Ind HVAC - O&M (Electric - Low Cost) | 0.00029065 | 0.00058438 | 0.00088044 | 0.001178 | 0.0014764 | 0.0017751 | 0.0020742 | 0.0023733 | 0.0026722 | 0.0029707 | 0.0032686 | 0.003566
PG&E | MM Therms | Industrial | Ind - Lumber & Furniture | HVAC | No | Ind HVAC - O&M (Electric - Mid Cost) | 0.00031198 | 0.00062734 | 0.00094524 | 0.0012648 | 0.0015853 | 0.0019063 | 0.0022276 | 0.002549 | 0.0028702 | 0.003191 | 0.0035112 | 0.0038309
PG&E | MM Therms | Industrial | Ind - Lumber & Furniture | MachDr | No | Ind MachDr - Equipment (High Cost) | 0.00017453 | 0.00033603 | 0.00048472 | 0.00062142 | 0.0007467 | 0.00086131 | 0.0009661 | 0.0010618 | 0.0011493 | 0.001229 | 0.0013017 | 0.0013679
PG&E | MM Therms | Industrial | Ind - Machinery | HVAC | No | Ind HVAC - Equipment (Electric - High Cost) | 0.00020737 | 0.00040447 | 0.00059053 | 0.00076614 | 0.0009312 | 0.001086 | 0.0012311 | 0.001367 | 0.0014943 | 0.0016133 | 0.0017245 | 0.0018284
PG&E | MM Therms | Industrial | Ind - Machinery | HVAC | No | Ind HVAC - Equipment (Electric - Mid Cost) | 8.7797e-05 | 0.00017074 | 0.00024886 | 0.00032223 | 0.000391 | 0.00045534 | 0.00051552 | 0.00057177 | 0.00062429 | 0.00067331 | 0.00071901 | 0.00076164
PG&E | MM Therms | Industrial | Ind - Machinery | HVAC | No | Ind HVAC - Equipment (Gas - High Cost) | 0.0029009 | 0.0056647 | 0.0082424 | 0.010649 | 0.012895 | 0.014991 | 0.016955 | 0.018794 | 0.020513 | 0.022115 | 0.023614 | 0.025016
PG&E | MM Therms | Industrial | Ind - Machinery | HVAC | No | Ind HVAC - Equipment (Gas - Low Cost) | 0.00018557 | 0.00036192 | 0.00052621 | 0.00067904 | 0.00082129 | 0.00095423 | 0.0010787 | 0.0011951 | 0.0013038 | 0.0014051 | 0.0014998 | 0.0015882
PG&E | MM Therms | Industrial | Ind - Machinery | HVAC | No | Ind HVAC - Equipment (Gas - Mid Cost) | 0.0053415 | 0.010421 | 0.015154 | 0.019563 | 0.02367 | 0.027506 | 0.0311 | 0.03446 | 0.037601 | 0.040528 | 0.043263 | 0.045819
PG&E | MM Therms | Industrial | Ind - Machinery | HVAC | No | Ind HVAC - O&M (Electric - High Cost) | 7.892e-06 | 1.5875e-05 | 2.3924e-05 | 3.2018e-05 | 4.0138e-05 | 4.8272e-05 | 5.6417e-05 | 6.4566e-05 | 7.2713e-05 | 8.0851e-05 | 8.8975e-05 | 9.7086e-05
PG&E | MM Therms | Industrial | Ind - Machinery | HVAC | No | Ind HVAC - O&M (Electric - Low Cost) | 0.0014155 | 0.0028459 | 0.0042876 | 0.0057365 | 0.0071896 | 0.0086443 | 0.010101 | 0.011557 | 0.013013 | 0.014466 | 0.015917 | 0.017365
PG&E | MM Therms | Industrial | Ind - Machinery | HVAC | No | Ind HVAC - O&M (Electric - Mid Cost) | 0.0021002 | 0.0042233 | 0.0063634 | 0.0085149 | 0.010673 | 0.012834 | 0.014998 | 0.017162 | 0.019325 | 0.021485 | 0.023641 | 0.025793
PG&E | MM Therms | Industrial | Ind - Machinery | HVAC | No | Ind HVAC - O&M (Gas - High Cost) | 0.0014866 | 0.0030005 | 0.0045111 | 0.0060182 | 0.0075219 | 0.0090253 | 0.010533 | 0.012043 | 0.013553 | 0.01506 | 0.016568 | 0.018077
PG&E | MM Therms | Industrial | Ind - Machinery | HVAC | No | Ind HVAC - O&M (Gas - Low Cost) | 0.0056897 | 0.011478 | 0.017249 | 0.022995 | 0.028721 | 0.034449 | 0.040189 | 0.045934 | 0.05168 | 0.057409 | 0.063138 | 0.068867
PG&E | MM Therms | Industrial | Ind - Machinery | HVAC | No | Ind HVAC - O&M (Gas - Mid Cost) | 0.00031394 | 0.0006334 | 0.00095201 | 0.0012695 | 0.0015859 | 0.0019024 | 0.0022197 | 0.0025372 | 0.0028549 | 0.0031716 | 0.0034885 | 0.0038054
PG&E | MM Therms | Industrial | Ind - Machinery | Lighting | No | Ind Lighting - Equipment (Mid Cost) | 4.3023e-07 | 8.3633e-07 | 1.2184e-06 | 1.577e-06 | 1.9127e-06 | 2.2266e-06 | 2.5199e-06 | 2.7938e-06 | 3.0493e-06 | 3.2875e-06 | 3.5094e-06 | 3.7162e-06
PG&E | MM Therms | Industrial | Ind - Machinery | ProcHeat | No | Ind ProcHeat - Equipment (Electric - High Cost) | 1.9609e-05 | 3.9574e-05 | 5.9749e-05 | 8.0136e-05 | 0.00010065 | 0.00012125 | 0.00014193 | 0.00016266 | 0.00018345 | 0.00020426 | 0.00022508 | 0.0002459
PG&E | MM Therms | Industrial | Ind - Machinery | ProcHeat | No | Ind ProcHeat - Equipment (Gas - High Cost) | 0.00085817 | 0.0017347 | 0.0026112 | 0.0034912 | 0.0043733 | 0.005253 | 0.0061368 | 0.0070234 | 0.0079111 | 0.0087984 | 0.0096877 | 0.01058
PG&E | MM Therms | Industrial | Ind - Machinery | ProcHeat | No | Ind ProcHeat - Equipment (Gas - Low Cost) | 0.0015355 | 0.0030976 | 0.0046553 | 0.0062065 | 0.0077522 | 0.0092983 | 0.010848 | 0.012399 | 0.01395 | 0.015497 | 0.017044 | 0.018591
PG&E | MM Therms | Industrial | Ind - Machinery | ProcHeat | No | Ind ProcHeat - Equipment (Gas - Mid Cost) | 0.003497 | 0.0070558 | 0.010605 | 0.014143 | 0.01767 | 0.021196 | 0.024732 | 0.028271 | 0.031811 | 0.035342 | 0.038874 | 0.042407
PG&E | MM Therms | Industrial | Ind - Machinery | ProcHeat | No | Ind ProcHeat - O&M (Gas - High Cost) | 0.0070015 | 0.014132 | 0.021249 | 0.028353 | 0.035443 | 0.04253 | 0.049638 | 0.056755 | 0.063877 | 0.070983 | 0.078094 | 0.085212
PG&E | MM Therms | Industrial | Ind - Machinery | ProcHeat | No | Ind ProcHeat - O&M (Gas - Low Cost) | 0.0036619 | 0.0073871 | 0.011102 | 0.0148 | 0.018486 | 0.022172 | 0.025867 | 0.029565 | 0.033263 | 0.036951 | 0.040638 | 0.044326
PG&E | MM Therms | Industrial | Ind - Machinery | ProcHeat | No | Ind ProcHeat - O&M (Gas - Mid Cost) | 0.015488 | 0.031248 | 0.046967 | 0.06263 | 0.078242 | 0.093856 | 0.10951 | 0.12518 | 0.14085 | 0.15648 | 0.17211 | 0.18775
PG&E | MM Therms | Industrial | Ind - Machinery | MachDr | No | Ind MachDr - Equipment (High Cost) | 3.0901e-05 | 6.2259e-05 | 9.3908e-05 | 0.0001258 | 0.00015783 | 0.00018998 | 0.0002222 | 0.00025446 | 0.00028677 | 0.00031908 | 0.00035135 | 0.00038361
PG&E | MM Therms | Industrial | Ind - Machinery | MachDr | No | Ind MachDr - Equipment (Mid Cost) | 0.00085787 | 0.0017254 | 0.0026 | 0.0034793 | 0.0043615 | 0.005245 | 0.0061297 | 0.0070147 | 0.0078993 | 0.0087829 | 0.0096649 | 0.010545
PG&E | MM Therms | Industrial | Ind - Metals (Fabricated) | HVAC | No | Ind HVAC - Equipment (Electric - High Cost) | 1.0571e-05 | 2.0586e-05 | 3.0027e-05 | 3.8911e-05 | 4.7245e-05 | 5.5054e-05 | 6.2365e-05 | 6.9204e-05 | 7.5599e-05 | 8.1572e-05 | 8.7146e-05 | 9.2348e-05
PG&E | MM Therms | Industrial | Ind - Metals (Fabricated) | HVAC | No | Ind HVAC - Equipment (Electric - Low Cost) | -0.00022216 | -0.0004319 | -0.00062941 | -0.00081483 | -0.00098856 | -0.0011511 | -0.001303 | -0.0014451 | -0.0015776 | -0.0017013 | -0.0018166 | -0.0019241
PG&E | MM Therms | Industrial | Ind - Metals (Fabricated) | HVAC | No | Ind HVAC - Equipment (Electric - Mid Cost) | 2.6626e-05 | 5.1775e-05 | 7.546e-05 | 9.7704e-05 | 0.00011855 | 0.00013805 | 0.00015629 | 0.00017334 | 0.00018926 | 0.00020411 | 0.00021796 | 0.00023087
PG&E | MM Therms | Industrial | Ind - Metals (Fabricated) | HVAC | No | Ind HVAC - Equipment (Gas - High Cost) | 0.0032693 | 0.006417 | 0.0094228 | 0.01231 | 0.015079 | 0.017708 | 0.020213 | 0.022593 | 0.02485 | 0.026988 | 0.028989 | 0.030863
PG&E | MM Therms | Industrial | Ind - Metals (Fabricated) | HVAC | No | Ind HVAC - Equipment (Gas - Low Cost) | 0.0011747 | 0.0023018 | 0.0033754 | 0.0043993 | 0.0053755 | 0.0063055 | 0.0071896 | 0.0080277 | 0.008822 | 0.0095726 | 0.010274 | 0.010929
PG&E | MM Therms | Industrial | Ind - Metals (Fabricated) | HVAC | No | Ind HVAC - Equipment (Gas - Mid Cost) | 0.0032584 | 0.0063859 | 0.0093659 | 0.01221 | 0.014924 | 0.017508 | 0.019966 | 0.022296 | 0.024505 | 0.026592 | 0.028543 | 0.030367
PG&E | MM Therms | Industrial | Ind - Metals (Fabricated) | HVAC | No | Ind HVAC - O&M (Electric - High Cost) | 4.0941e-05 | 8.2366e-05 | 0.00012414 | 0.00016616 | 0.00020833 | 0.00025057 | 0.00029287 | 0.0003352 | 0.00037752 | 0.0004198 | 0.00046202 | 0.00050417
PG&E | MM Therms | Industrial | Ind - Metals (Fabricated) | HVAC | No | Ind HVAC - O&M (Electric - Low Cost) | 0.00069695 | 0.0014013 | 0.0021112 | 0.0028246 | 0.0035401 | 0.0042564 | 0.0049735 | 0.0056907 | 0.0064074 | 0.0071231 | 0.0078374 | 0.0085503
PG&E | MM Therms | Industrial | Ind - Metals (Fabricated) | HVAC | No | Ind HVAC - O&M (Electric - Mid Cost) | 0.00039821 | 0.00080076 | 0.0012066 | 0.0016145 | 0.0020237 | 0.0024334 | 0.0028436 | 0.0032539 | 0.003664 | 0.0040736 | 0.0044823 | 0.0048904
PG&E | MM Therms | Industrial | Ind - Metals (Fabricated) | HVAC | No | Ind HVAC - O&M (Gas - High Cost) | 0.0030581 | 0.0062027 | 0.0094117 | 0.012696 | 0.016054 | 0.019476 | 0.02296 | 0.026498 | 0.030088 | 0.033723 | 0.03736 | 0.041001
PG&E | MM Therms | Industrial | Ind - Metals (Fabricated) | HVAC | No | Ind HVAC - O&M (Gas - Low Cost) | 0.000733 | 0.0014858 | 0.0022534 | 0.0030369 | 0.0038366 | 0.0046521 | 0.005482 | 0.006324 | 0.0071783 | 0.0080424 | 0.0089066 | 0.0097708
PG&E | MM Therms | Industrial | Ind - Metals (Fabricated) | HVAC | No | Ind HVAC - O&M (Gas - Mid Cost) | 0.0043994 | 0.0089186 | 0.013527 | 0.018234 | 0.02304 | 0.02794 | 0.032927 | 0.037987 | 0.043122 | 0.048317 | 0.053512 | 0.058709
PG&E | MM Therms | Industrial | Ind - Metals (Fabricated) | ProcHeat | No | Ind ProcHeat - Equipment (Electric - High Cost) | 4.1448e-05 | 8.0614e-05 | 0.00011752 | 0.00015222 | 0.00018478 | 0.00021522 | 0.0002437 | 0.00027032 | 0.00029518 | 0.00031839 | 0.00034004 | 0.00036024
PG&E | MM Therms | Industrial | Ind - Metals (Fabricated) | ProcHeat | No | Ind ProcHeat - Equipment (Electric - Low Cost) | 5.6531e-06 | 1.099e-05 | 1.6015e-05 | 2.0733e-05 | 2.5153e-05 | 2.9288e-05 | 3.3154e-05 | 3.6767e-05 | 4.0139e-05 | 4.3285e-05 | 4.6219e-05 | 4.8954e-05
PG&E | MM Therms | Industrial | Ind - Metals (Fabricated) | ProcHeat | No | Ind ProcHeat - Equipment (Gas - High Cost) | 0.0032154 | 0.0063087 | 0.0092608 | 0.01209 | 0.014794 | 0.017367 | 0.019816 | 0.02214 | 0.024344 | 0.026428 | 0.028378 | 0.030202
PG&E | MM Therms | Industrial | Ind - Metals (Fabricated) | ProcHeat | No | Ind ProcHeat - Equipment (Gas - Low Cost) | 0.0014944 | 0.0029282 | 0.0042938 | 0.0055961 | 0.0068377 | 0.0080206 | 0.0091451 | 0.010211 | 0.011221 | 0.012176 | 0.013068 | 0.013901
PG&E | MM Therms | Industrial | Ind - Metals (Fabricated) | ProcHeat | No | Ind ProcHeat - Equipment (Gas - Mid Cost) | 0.0041732 | 0.0081786 | 0.011995 | 0.015637 | 0.019112 | 0.022421 | 0.025567 | 0.028551 | 0.031379 | 0.034052 | 0.036549 | 0.038884
PG&E | MM Therms | Industrial | Ind - Metals (Fabricated) | ProcHeat | No | Ind ProcHeat - O&M (Gas - High Cost) | 0.02131 | 0.04323 | 0.065602 | 0.088512 | 0.11195 | 0.13582 | 0.16013 | 0.18482 | 0.20989 | 0.23526 | 0.26066 | 0.28609
PG&E | MM Therms | Industrial | Ind - Metals (Fabricated) | ProcHeat | No | Ind ProcHeat - O&M (Gas - Low Cost) | 0.023765 | 0.04817 | 0.073054 | 0.098453 | 0.12438 | 0.15081 | 0.17771 | 0.205 | 0.23269 | 0.2607 | 0.28871 | 0.31672
PG&E | MM Therms | Industrial | Ind - Metals (Fabricated) | ProcHeat | No | Ind ProcHeat - O&M (Gas - Mid Cost) | 0.021313 | 0.04321 | 0.065542 | 0.088357 | 0.11166 | 0.13541 | 0.15958 | 0.18412 | 0.20901 | 0.2342 | 0.2594 | 0.2846
PG&E | MM Therms | Industrial | Ind - Metals (Fabricated) | SHW | No | Ind SHW - Equipment (High Cost) | 0.00036342 | 0.00072004 | 0.0010671 | 0.0014068 | 0.0017386 | 0.0020599 | 0.0023719 | 0.0026739 | 0.002966 | 0.0032478 | 0.0035167 | 0.0037735
PG&E | MM Therms | Industrial | Ind - Metals (Fabricated) | SHW | No | Ind SHW - Equipment (Low Cost) | 0.00063 | 0.001246 | 0.0018441 | 0.0024254 | 0.0029904 | 0.0035389 | 0.0040703 | 0.0045838 | 0.0050798 | 0.0055575 | 0.0060124 | 0.0064455
PG&E | MM Therms | Industrial | Ind - Metals (Fabricated) | SHW | No | Ind SHW - Equipment (Mid Cost) | 0.00075808 | 0.0014997 | 0.0022198 | 0.0029204 | 0.0036017 | 0.0042629 | 0.0049038 | 0.0055231 | 0.0061214 | 0.0066978 | 0.0072468 | 0.0077697
PG&E | MM Therms | Industrial | Ind - Metals (Fabricated) | SHW | No | Ind SHW - O&M (High Cost) | 0.0010629 | 0.0021559 | 0.0032714 | 0.0044132 | 0.005581 | 0.0067705 | 0.007982 | 0.0092123 | 0.010461 | 0.011725 | 0.01299 | 0.014256
PG&E | MM Therms | Industrial | Ind - Metals (Fabricated) | SHW | No | Ind SHW - O&M (Low Cost) | 0.0028224 | 0.0057207 | 0.0086759 | 0.011692 | 0.01477 | 0.017909 | 0.021104 | 0.024345 | 0.027633 | 0.030959 | 0.034284 | 0.03761
PG&E | MM Therms | Industrial | Ind - Metals (Fabricated) | SHW | No | Ind SHW - O&M (Mid Cost) | 0.0015677 | 0.0031781 | 0.0048204 | 0.0064978 | 0.0082104 | 0.0099565 | 0.011734 | 0.013537 | 0.015367 | 0.017218 | 0.01907 | 0.020922
PG&E | MM Therms | Industrial | Ind - Metals (Fabricated) | MachDr | No | Ind MachDr - Equipment (High Cost) | 0.00016321 | 0.00031418 | 0.00045317 | 0.0005809 | 0.00069792 | 0.00080498 | 0.00090286 | 0.00099227 | 0.0010739 | 0.0011484 | 0.0012162 | 0.0012781
PG&E | MM Therms | Industrial | Ind - Metals (Primary) | HVAC | No | Ind HVAC - Equipment (Electric - Low Cost) | 1.3271e-05 | 2.5801e-05 | 3.7601e-05 | 4.8679e-05 | 5.9059e-05 | 6.8768e-05 | 7.7849e-05 | 8.6334e-05 | 9.4255e-05 | 0.00010165 | 0.00010854 | 0.00011496
PG&E | MM Therms | Industrial | Ind - Metals (Primary) | HVAC | No | Ind HVAC - Equipment (Electric - Mid Cost) | -8.2013e-05 | -0.00015948 | -0.00023242 | -0.00030089 | -0.00036502 | -0.00042505 | -0.00048119 | -0.00053365 | -0.00058264 | -0.00062834 | -0.00067095 | -0.00071068
PG&E | MM Therms | Industrial | Ind - Metals (Primary) | HVAC | No | Ind HVAC - Equipment (Gas - High Cost) | 0.0011096 | 0.0021684 | 0.0031635 | 0.0040985 | 0.0049795 | 0.0058064 | 0.0065831 | 0.0073106 | 0.0079921 | 0.0086286 | 0.0092237 | 0.0097806
PG&E | MM Therms | Industrial | Ind - Metals (Primary) | HVAC | No | Ind HVAC - Equipment (Gas - Low Cost) | 0.0010016 | 0.0019549 | 0.0028496 | 0.0036873 | 0.0044746 | 0.0052144 | 0.0059087 | 0.0065583 | 0.0071665 | 0.0077339 | 0.008264 | 0.0087593
PG&E | MM Therms | Industrial | Ind - Metals (Primary) | HVAC | No | Ind HVAC - Equipment (Gas - Mid Cost) | 0.00065562 | 0.0012798 | 0.0018658 | 0.0024148 | 0.002931 | 0.003416 | 0.0038712 | 0.0042972 | 0.0046962 | 0.0050684 | 0.0054162 | 0.0057413
PG&E | MM Therms | Industrial | Ind - Metals (Primary) | HVAC | No | Ind HVAC - O&M (Gas - High Cost) | 0.0014064 | 0.0028413 | 0.0042843 | 0.0057348 | 0.0071971 | 0.0086667 | 0.010144 | 0.011625 | 0.01311 | 0.014594 | 0.016079 | 0.017566
PG&E | MM Therms | Industrial | Ind - Metals (Primary) | HVAC | No | Ind HVAC - O&M (Gas - Low Cost) | 0.0024826 | 0.0050115 | 0.0075522 | 0.010098 | 0.012659 | 0.015235 | 0.017823 | 0.020415 | 0.023012 | 0.025606 | 0.028199 | 0.030793
PG&E | MM Therms | Industrial | Ind - Metals (Primary) | HVAC | No | Ind HVAC - O&M (Gas - Mid Cost) | 0.0050586 | 0.010213 | 0.015393 | 0.020586 | 0.025811 | 0.031067 | 0.036348 | 0.041637 | 0.046938 | 0.052233 | 0.057528 | 0.062825
PG&E | MM Therms | Industrial | Ind - Metals (Primary) | ProcHeat | No | Ind ProcHeat - Equipment (Electric - High Cost) | 0.00019787 | 0.00038509 | 0.00056155 | 0.00072754 | 0.00088328 | 0.001029 | 0.0011655 | 0.001293 | 0.0014122 | 0.0015235 | 0.0016273 | 0.0017241
PG&E | MM Therms | Industrial | Ind - Metals (Primary) | ProcHeat | No | Ind ProcHeat - Equipment (Electric - Low Cost) | 0.00011554 | 0.00022462 | 0.00032734 | 0.00042377 | 0.00051412 | 0.00059862 | 0.00067765 | 0.00075149 | 0.00082042 | 0.00088473 | 0.00094469 | 0.0010006
PG&E | MM Therms | Industrial | Ind - Metals (Primary) | ProcHeat | No | Ind ProcHeat - Equipment (Electric - Mid Cost) | 5.4935e-06 | 1.0683e-05 | 1.557e-05 | 2.0161e-05 | 2.4463e-05 | 2.8487e-05 | 3.2252e-05 | 3.5771e-05 | 3.9056e-05 | 4.2122e-05 | 4.4981e-05 | 4.7647e-05
PG&E | MM Therms | Industrial | Ind - Metals (Primary) | ProcHeat | No | Ind ProcHeat - Equipment (Gas - High Cost) | 0.0034421 | 0.0067342 | 0.0098342 | 0.012765 | 0.01554 | 0.018138 | 0.020582 | 0.022877 | 0.025028 | 0.02704 | 0.028925 | 0.030693
PG&E | MM Therms | Industrial | Ind - Metals (Primary) | ProcHeat | No | Ind ProcHeat - Equipment (Gas - Low Cost) | 0.0049397 | 0.0096407 | 0.014053 | 0.018183 | 0.022064 | 0.025712 | 0.029136 | 0.032338 | 0.035337 | 0.038134 | 0.040748 | 0.043189
PG&E | MM Therms | Industrial | Ind - Metals (Primary) | ProcHeat | No | Ind ProcHeat - Equipment (Gas - Mid Cost) | 0.0096274 | 0.018791 | 0.027393 | 0.035449 | 0.043021 | 0.050137 | 0.056815 | 0.063063 | 0.068914 | 0.074373 | 0.079473 | 0.084239
PG&E | MM Therms | Industrial | Ind - Metals (Primary) | ProcHeat | No | Ind ProcHeat - O&M (Electric - Mid Cost) | 0.00014378 | 0.00028912 | 0.00043564 | 0.00058296 | 0.00073076 | 0.00087872 | 0.0010269 | 0.0011751 | 0.0013232 | 0.0014711 | 0.0016187 | 0.0017661
PG&E | MM Therms | Industrial | Ind - Metals (Primary) | ProcHeat | No | Ind ProcHeat - O&M (Gas - High Cost) | 0.038467 | 0.077709 | 0.11717 | 0.15683 | 0.1968 | 0.23697 | 0.27735 | 0.31783 | 0.35842 | 0.39898 | 0.43957 | 0.48021
PG&E | MM Therms | Industrial | Ind - Metals (Primary) | ProcHeat | No | Ind ProcHeat - O&M (Gas - Low Cost) | 0.16357 | 0.33019 | 0.49757 | 0.6653 | 0.834 | 1.0037 | 1.1742 | 1.3449 | 1.5161 | 1.6869 | 1.8578 | 2.0286
PG&E | MM Therms | Industrial | Ind - Metals (Primary) | ProcHeat | No | Ind ProcHeat - O&M (Gas - Mid Cost) | 0.072884 | 0.14716 | 0.2218 | 0.29665 | 0.37198 | 0.44776 | 0.52388 | 0.60013 | 0.67656 | 0.7529 | 0.82926 | 0.90565
PG&E | MM Therms | Industrial | Ind - Metals (Primary) | SHW | No | Ind SHW - Equipment (High Cost) | 0.00015731 | 0.00031054 | 0.00045751 | 0.00059892 | 0.00073518 | 0.00086531 | 0.00099004 | 0.0011093 | 0.0012232 | 0.0013318 | 0.0014354 | 0.0015344
PG&E | MM Therms | Industrial | Ind - Metals (Primary) | SHW | No | Ind SHW - Equipment (Low Cost) | 0.00027307 | 0.00053795 | 0.00079133 | 0.0010331 | 0.0012647 | 0.0014866 | 0.0016988 | 0.0019011 | 0.0020942 | 0.0022778 | 0.0024526 | 0.0026191
PG&E | MM Therms | Industrial | Ind - Metals (Primary) | SHW | No | Ind SHW - Equipment (Mid Cost) | 9.6722e-05 | 0.00019058 | 0.0002804 | 0.00036618 | 0.00044839 | 0.00052712 | 0.00060243 | 0.00067426 | 0.00074282 | 0.00080803 | 0.00087014 | 0.0009293
PG&E | MM Therms | Industrial | Ind - Metals (Primary) | SHW | No | Ind SHW - O&M (High Cost) | 0.0012777 | 0.0025811 | 0.0038918 | 0.0052091 | 0.006537 | 0.0078715 | 0.009213 | 0.010558 | 0.011906 | 0.013253 | 0.014602 | 0.015952
PG&E | MM Therms | Industrial | Ind - Metals (Primary) | SHW | No | Ind SHW - O&M (Low Cost) | 0.0029309 | 0.0059166 | 0.0089161 | 0.011922 | 0.014945 | 0.017987 | 0.021042 | 0.024102 | 0.027168 | 0.03023 | 0.033293 | 0.036355
PG&E | MM Therms | Industrial | Ind - Metals (Primary) | SHW | No | Ind SHW - O&M (Mid Cost) | 0.0070708 | 0.014276 | 0.021517 | 0.028778 | 0.036085 | 0.043435 | 0.050819 | 0.058215 | 0.065629 | 0.073033 | 0.080439 | 0.087848
PG&E | MM Therms | Industrial | Ind - Metals (Primary) | MachDr | No | Ind MachDr - Equipment (High Cost) | 2.2969e-05 | 4.4218e-05 | 6.3777e-05 | 8.1749e-05 | 9.8211e-05 | 0.00011328 | 0.00012705 | 0.00013963 | 0.00015111 | 0.00016159 | 0.00017113 | 0.00017983
PG&E | MM Therms | Industrial | Ind - Other | HVAC | No | Ind HVAC - Equipment (Electric - Mid Cost) | 3.8831e-06 | 7.5509e-06 | 1.1005e-05 | 1.4249e-05 | 1.7289e-05 | 2.0133e-05 | 2.2793e-05 | 2.5279e-05 | 2.76e-05 | 2.9766e-05 | 3.1786e-05 | 3.3669e-05
PG&E | MM Therms | Industrial | Ind - Other | HVAC | No | Ind HVAC - O&M (Electric - Low Cost) | 7.647e-05 | 0.00015375 | 0.00023164 | 0.00030992 | 0.00038843 | 0.00046703 | 0.00054572 | 0.00062442 | 0.00070306 | 0.00078159 | 0.00085997 | 0.0009382
PG&E | MM Therms | Industrial | Ind - Other | MachDr | No | Ind MachDr - Equipment (High Cost) | 2.7119e-05 | 5.4603e-05 | 8.2332e-05 | 0.00011025 | 0.00013827 | 0.00016638 | 0.00019453 | 0.00022272 | 0.00025093 | 0.00027912 | 0.00030728 | 0.00033541
PG&E | MM Therms | Industrial | Ind - Other | MachDr | No | Ind MachDr - Equipment (Mid Cost) | 4.9772e-06 | 1.001e-05 | 1.5084e-05 | 2.0185e-05 | 2.5302e-05 | 3.0427e-05 | 3.5559e-05 | 4.0693e-05 | 4.5824e-05 | 5.0949e-05 | 5.6065e-05 | 6.1173e-05
PG&E | MM Therms | Industrial | Ind - Paper | HVAC | No | Ind HVAC - Equipment (Electric - Low Cost) | 5.0258e-05 | 9.7708e-05 | 0.00014239 | 0.00018434 | 0.00022364 | 0.00026041 | 0.00029479 | 0.00032692 | 0.00035691 | 0.00038489 | 0.00041097 | 0.0004353
PG&E | MM Therms | Industrial | Ind - Paper | HVAC | No | Ind HVAC - Equipment (Electric - Mid Cost) | 0.00012897 | 0.00025079 | 0.00036552 | 0.00047328 | 0.00057429 | 0.00066877 | 0.00075714 | 0.00083973 | 0.00091683 | 0.00098879 | 0.0010559 | 0.0011185
PG&E | MM Therms | Industrial | Ind - Paper | HVAC | No | Ind HVAC - Equipment (Gas - High Cost) | 0.00038129 | 0.00073215 | 0.0010583 | 0.0013644 | 0.0016514 | 0.0019183 | 0.0021671 | 0.0023982 | 0.0026117 | 0.0028082 | 0.002992 | 0.003164
PG&E | MM Therms | Industrial | Ind - Paper | HVAC | No | Ind HVAC - Equipment (Gas - Mid Cost) | 0.00065605 | 0.0012581 | 0.0018168 | 0.0023381 | 0.0028251 | 0.0032788 | 0.0037011 | 0.0040927 | 0.0044543 | 0.0047867 | 0.0050974 | 0.0053877
PG&E | MM Therms | Industrial | Ind - Paper | HVAC | No | Ind HVAC - O&M (Electric - Low Cost) | 0.00025709 | 0.0005169 | 0.00077878 | 0.001042 | 0.0013059 | 0.0015702 | 0.0018347 | 0.0020993 | 0.0023637 | 0.0026277 | 0.0028912 | 0.0031543
PG&E | MM Therms | Industrial | Ind - Paper | HVAC | No | Ind HVAC - O&M (Gas - High Cost) | 0.0022543 | 0.0044704 | 0.0066728 | 0.0088761 | 0.011081 | 0.01328 | 0.015471 | 0.017647 | 0.019798 | 0.021916 | 0.024035 | 0.026157
PG&E | MM Therms | Industrial | Ind - Paper | HVAC | No | Ind HVAC - O&M (Gas - Low Cost) | 0.0017529 | 0.0034742 | 0.0051833 | 0.0068893 | 0.0085939 | 0.010294 | 0.011989 | 0.013669 | 0.015331 | 0.016965 | 0.0186 | 0.020235
PG&E | MM Therms | Industrial | Ind - Paper | HVAC | No | Ind HVAC - O&M (Gas - Mid Cost) | 0.0012445 | 0.002467 | 0.0036811 | 0.0048939 | 0.0061063 | 0.0073156 | 0.0085205 | 0.0097162 | 0.010898 | 0.012061 | 0.013225 | 0.014389
PG&E | MM Therms | Industrial | Ind - Paper | ProcHeat | No | Ind ProcHeat - Equipment (Gas - High Cost) | 0.0028461 | 0.0054676 | 0.0079062 | 0.010199 | 0.012352 | 0.014352 | 0.016218 | 0.017953 | 0.019555 | 0.021032 | 0.022415 | 0.023711
PG&E | MM Therms | Industrial | Ind - Paper | ProcHeat | No | Ind ProcHeat - Equipment (Gas - Low Cost) | 0.031433 | 0.060267 | 0.087014 | 0.11195 | 0.13523 | 0.15692 | 0.17711 | 0.19583 | 0.21311 | 0.22899 | 0.24383 | 0.25769
PG&E | MM Therms | Industrial | Ind - Paper | ProcHeat | No | Ind ProcHeat - Equipment (Gas - Mid Cost) | 0.013595 | 0.026072 | 0.037652 | 0.048464 | 0.058567 | 0.067977 | 0.076737 | 0.08486 | 0.09236 | 0.099257 | 0.1057 | 0.11173
PG&E | MM Therms | Industrial | Ind - Paper | ProcHeat | No | Ind ProcHeat - O&M (Gas - High Cost) | 0.0056573 | 0.011221 | 0.016752 | 0.02229 | 0.027837 | 0.033364 | 0.038874 | 0.044348 | 0.049759 | 0.055089 | 0.060423 | 0.065765
PG&E | MM Therms | Industrial | Ind - Paper | ProcHeat | No | Ind ProcHeat - O&M (Gas - Low Cost) | 0.00072085 | 0.0014287 | 0.0021315 | 0.0028331 | 0.0035341 | 0.0042335 | 0.0049301 | 0.0056214 | 0.0063046 | 0.0069768 | 0.007649 | 0.0083213
PG&E | MM Therms | Industrial | Ind - Paper | ProcHeat | No | Ind ProcHeat - O&M (Gas - Mid Cost) | 0.02181 | 0.043233 | 0.064508 | 0.085756 | 0.107 | 0.12818 | 0.14929 | 0.17023 | 0.19094 | 0.21131 | 0.23169 | 0.25207
PG&E | MM Therms | Industrial | Ind - Paper | MachDr | No | Ind MachDr - Equipment (Low Cost) | 0.00020769 | 0.00039919 | 0.00057527 | 0.00073671 | 0.00088443 | 0.0010193 | 0.0011426 | 0.001255 | 0.0013575 | 0.0014509 | 0.0015359 | 0.0016133
PG&E | MM Therms | Industrial | Ind - Petroleum | ProcHeat | No | Ind ProcHeat - Equipment (Gas - High Cost) | 0.56227 | 1.0889 | 1.5811 | 2.0422 | 2.4735 | 2.8749 | 3.2492 | 3.5979 | 3.9218 | 4.2228 | 4.5043 | 4.7676
PG&E | MM Therms | Industrial | Ind - Petroleum | ProcHeat | No | Ind ProcHeat - Equipment (Gas - Mid Cost) | 0.87401 | 1.6916 | 2.4552 | 3.1687 | 3.8349 | 4.4554 | 5.0338 | 5.572 | 6.0719 | 6.5362 | 6.97 | 7.3753
PG&E | MM Therms | Industrial | Ind - Petroleum | SHW | No | Ind SHW - Equipment (High Cost) | 0.032206 | 0.062993 | 0.092354 | 0.12047 | 0.14732 | 0.17277 | 0.19698 | 0.21997 | 0.24174 | 0.26237 | 0.28203 | 0.30079
PG&E | MM Therms | Industrial | Ind - Petroleum | SHW | No | Ind SHW - Equipment (Low Cost) | 0.008621 | 0.016837 | 0.024656 | 0.032098 | 0.039174 | 0.045895 | 0.052278 | 0.05833 | 0.06406 | 0.069481 | 0.074643 | 0.079558
PG&E | MM Therms | Industrial | Ind - Petroleum | SHW | No | Ind SHW - Equipment (Mid Cost) | 0.29951 | 0.585 | 0.85675 | 1.1155 | 1.3616 | 1.5953 | 1.8173 | 2.0278 | 2.2271 | 2.4157 | 2.5953 | 2.7663
PG&E | MM Therms | Industrial | Ind - Petroleum | SHW | No | Ind SHW - O&M (High Cost) | 0.20239 | 0.40569 | 0.60938 | 0.81442 | 1.0203 | 1.2251 | 1.4298 | 1.634 | 1.8373 | 2.0398 | 2.2426 | 2.446
PG&E | MM Therms | Industrial | Ind - Petroleum | SHW | No | Ind SHW - O&M (Low Cost) | 0.022849 | 0.04572 | 0.068582 | 0.091435 | 0.11426 | 0.13703 | 0.15974 | 0.18236 | 0.20484 | 0.22719 | 0.24954 | 0.27189
PG&E | MM Therms | Industrial | Ind - Petroleum | SHW | No | Ind SHW - O&M (Mid Cost) | 0.011104 | 0.02222 | 0.033332 | 0.044441 | 0.05554 | 0.066609 | 0.07765 | 0.088646 | 0.09958 | 0.11045 | 0.12131 | 0.13218
PG&E | MM Therms | Industrial | Ind - Petroleum | MachDr | No | Ind MachDr - Equipment (High Cost) | 0.00024059 | 0.00046311 | 0.00066794 | 0.00085612 | 0.0010285 | 0.0011862 | 0.0013304 | 0.001462 | 0.0015823 | 0.0016919 | 0.0017918 | 0.0018829
PG&E | MM Therms | Industrial | Ind - Plastics | HVAC | No | Ind HVAC - Equipment (Electric - Low Cost) | 7.6111e-05 | 0.00014797 | 0.00021564 | 0.00027917 | 0.0003387 | 0.00039438 | 0.00044645 | 0.00049511 | 0.00054053 | 0.00058291 | 0.00062242 | 0.00065926
PG&E | MM Therms | Industrial | Ind - Plastics | HVAC | No | Ind HVAC - Equipment (Gas - High Cost) | 0.0023111 | 0.0046291 | 0.006923 | 0.0091865 | 0.011418 | 0.013615 | 0.015786 | 0.01792 | 0.020013 | 0.022056 | 0.023966 | 0.025753
PG&E | MM Therms | Industrial | Ind - Plastics | HVAC | No | Ind HVAC - Equipment (Gas - Low Cost) | 8.0416e-05 | 0.00016096 | 0.00024059 | 0.00031894 | 0.00039601 | 0.000472 | 0.00054699 | 0.00062067 | 0.00069288 | 0.00076334 | 0.00082916 | 0.00089065
PG&E | MM Therms | Industrial | Ind - Plastics | HVAC | No | Ind HVAC - Equipment (Gas - Mid Cost) | 0.0036819 | 0.0073704 | 0.011018 | 0.014608 | 0.018141 | 0.021623 | 0.02506 | 0.028438 | 0.031749 | 0.034979 | 0.037997 | 0.040817
PG&E | MM Therms | Industrial | Ind - Plastics | HVAC | No | Ind HVAC - O&M (Electric - High Cost) | 9.6149e-05 | 0.00019341 | 0.00029147 | 0.0003901 | 0.00048906 | 0.00058818 | 0.00068744 | 0.00078675 | 0.00088602 | 0.0009852 | 0.0010842 | 0.0011831
PG&E | MM Therms | Industrial | Ind - Plastics | HVAC | No | Ind HVAC - O&M (Electric - Low Cost) | 0.00021879 | 0.00043989 | 0.00066275 | 0.0008867 | 0.0011113 | 0.0013362 | 0.0015613 | 0.0017865 | 0.0020115 | 0.0022361 | 0.0024604 | 0.0026842
PG&E | MM Therms | Industrial | Ind - Plastics | HVAC | No | Ind HVAC - O&M (Gas - High Cost) | 0.00028241 | 0.00058597 | 0.00090779 | 0.001248 | 0.0016071 | 0.0019856 | 0.0023858 | 0.0028073 | 0.0032496 | 0.0037121 | 0.004175 | 0.0046386
PG&E | MM Therms | Industrial | Ind - Plastics | HVAC | No | Ind HVAC - O&M (Gas - Low Cost) | 2.1106e-05 | 4.3735e-05 | 6.7682e-05 | 9.2902e-05 | 0.00011946 | 0.00014749 | 0.00017709 | 0.00020823 | 0.0002409 | 0.00027501 | 0.00030913 | 0.00034325
PG&E | MM Therms | Industrial | Ind - Plastics | HVAC | No | Ind HVAC - O&M (Gas - Mid Cost) | 0.024417 | 0.050599 | 0.078308 | 0.1075 | 0.13824 | 0.17068 | 0.20495 | 0.241 | 0.27882 | 0.31832 | 0.35782 | 0.39733
PG&E | MM Therms | Industrial | Ind - Plastics | ProcHeat | No | Ind ProcHeat - Equipment (Electric - High Cost) | 0.00023623 | 0.00047525 | 0.00071632 | 0.00095907 | 0.0012029 | 0.0014469 | 0.0016913 | 0.0019359 | 0.0021803 | 0.0024247 | 0.0026686 | 0.0029124
PG&E | MM Therms | Industrial | Ind - Plastics | ProcHeat | No | Ind ProcHeat - Equipment (Electric - Low Cost) | 7.1372e-05 | 0.0001435 | 0.0002162 | 0.00028926 | 0.00036253 | 0.00043589 | 0.00050933 | 0.00058279 | 0.00065618 | 0.00072948 | 0.00080263 | 0.00087565
PG&E | MM Therms | Industrial | Ind - Plastics | ProcHeat | No | Ind ProcHeat - Equipment (Gas - High Cost) | 0.0038931 | 0.0080783 | 0.012515 | 0.017209 | 0.022166 | 0.027389 | 0.032912 | 0.038728 | 0.044833 | 0.051215 | 0.057604 | 0.064003
PG&E | MM Therms | Industrial | Ind - Plastics | ProcHeat | No | Ind ProcHeat - Equipment (Gas - Low Cost) | 0.0042512 | 0.0088091 | 0.013633 | 0.018713 | 0.024063 | 0.029709 | 0.035673 | 0.041945 | 0.048526 | 0.055399 | 0.062272 | 0.069145
PG&E | MM Therms | Industrial | Ind - Plastics | ProcHeat | No | Ind ProcHeat - Equipment (Gas - Mid Cost) | 0.010588 | 0.021945 | 0.033967 | 0.046639 | 0.059991 | 0.074078 | 0.08896 | 0.10462 | 0.12105 | 0.13821 | 0.15537 | 0.17255
PG&E | MM Therms | Industrial | Ind - Plastics | ProcHeat | No | Ind ProcHeat - O&M (Gas - High Cost) | 0.0058396 | 0.012108 | 0.018746 | 0.025753 | 0.033145 | 0.040939 | 0.049176 | 0.057847 | 0.066947 | 0.076456 | 0.085971 | 0.095496
PG&E | MM Therms | Industrial | Ind - Plastics | ProcHeat | No | Ind ProcHeat - O&M (Gas - Low Cost) | 0.001941 | 0.0040218 | 0.0062238 | 0.0085427 | 0.010984 | 0.013561 | 0.016283 | 0.019146 | 0.022149 | 0.025286 | 0.028422 | 0.031559
PG&E | MM Therms | Industrial | Ind - Plastics | ProcHeat | No | Ind ProcHeat - O&M (Gas - Mid Cost) | 0.0066221 | 0.013724 | 0.021241 | 0.029163 | 0.037508 | 0.046313 | 0.055615 | 0.065401 | 0.075668 | 0.086393 | 0.097119 | 0.10785
PG&E | MM Therms | Industrial | Ind - Plastics | SHW | No | Ind SHW - Equipment (High Cost) | 0.0030316 | 0.0061358 | 0.0092703 | 0.012433 | 0.015619 | 0.018813 | 0.02203 | 0.025259 | 0.028486 | 0.031698 | 0.034761 | 0.037682
PG&E | MM Therms | Industrial | Ind - Plastics | SHW | No | Ind SHW - Equipment (Low Cost) | 0.0025997 | 0.0052534 | 0.0079272 | 0.010608 | 0.013296 | 0.015998 | 0.018714 | 0.021435 | 0.024152 | 0.026854 | 0.029427 | 0.031877
PG&E | MM Therms | Industrial | Ind - Plastics | SHW | No | Ind SHW - Equipment (Mid Cost) | 0.0036549 | 0.0073872 | 0.011149 | 0.014924 | 0.018711 | 0.022515 | 0.026342 | 0.030175 | 0.034005 | 0.037814 | 0.041441 | 0.044896
PG&E | MM Therms | Industrial | Ind - Plastics | SHW | No | Ind SHW - O&M (High Cost) | 0.0049322 | 0.010227 | 0.015836 | 0.021759 | 0.028008 | 0.034597 | 0.041561 | 0.048893 | 0.056587 | 0.064629 | 0.072677 | 0.080734
PG&E | MM Therms | Industrial | Ind - Plastics | SHW | No | Ind SHW - O&M (Low Cost) | 0.0080388 | 0.016657 | 0.025778 | 0.035383 | 0.045497 | 0.056173 | 0.067447 | 0.079306 | 0.091748 | 0.10474 | 0.11773 | 0.13073
PG&E | MM Therms | Industrial | Ind - Plastics | SHW | No | Ind SHW - O&M (Mid Cost) | 0.0083309 | 0.017267 | 0.026726 | 0.036698 | 0.047206 | 0.058293 | 0.070005 | 0.082328 | 0.095259 | 0.10877 | 0.12228 | 0.13579
PG&E | MM Therms | Industrial | Ind - Plastics | MachDr | No | Ind MachDr - Equipment (High Cost) | 2.6587e-05 | 5.3544e-05 | 8.0743e-05 | 0.00010813 | 0.00013563 | 0.00016321 | 0.00019085 | 0.00021852 | 0.00024622 | 0.00027391 | 0.00030156 | 0.00032919
PG&E | MM Therms | Industrial | Ind - Plastics | MachDr | No | Ind MachDr - Equipment (Mid Cost) | 0.00012239 | 0.00024616 | 0.00037094 | 0.00049639 | 0.00062224 | 0.00074829 | 0.00087451 | 0.0010008 | 0.001127 | 0.0012531 | 0.0013789 | 0.0015045
PG&E | MM Therms | Industrial | Ind - Printing & Publishing | HVAC | No | Ind HVAC - Equipment (Electric - High Cost) | 2.061e-06 | 4.0147e-06 | 5.8569e-06 | 7.5908e-06 | 9.2174e-06 | 1.0742e-05 | 1.217e-05 | 1.3506e-05 | 1.4756e-05 | 1.5923e-05 | 1.7013e-05 | 1.803e-05
PG&E | MM Therms | Industrial | Ind - Printing & Publishing | HVAC | No | Ind HVAC - Equipment (Electric - Low Cost) | 0.00010657 | 0.00020719 | 0.00030194 | 0.00039089 | 0.00047424 | 0.00055221 | 0.00062512 | 0.00069325 | 0.00075685 | 0.00081619 | 0.00087152 | 0.00092311
PG&E | MM Therms | Industrial | Ind - Printing & Publishing | HVAC | No | Ind HVAC - Equipment (Electric - Mid Cost) | 9.5101e-06 | 1.8495e-05 | 2.6956e-05 | 3.4904e-05 | 4.2352e-05 | 4.9321e-05 | 5.5839e-05 | 6.1932e-05 | 6.7621e-05 | 7.2929e-05 | 7.788e-05 | 8.2497e-05
PG&E | MM Therms | Industrial | Ind - Printing & Publishing | HVAC | No | Ind HVAC - Equipment (Gas - High Cost) | 0.0013865 | 0.0027177 | 0.0039881 | 0.0052089 | 0.0063763 | 0.0074777 | 0.008521 | 0.0095067 | 0.010434 | 0.011305 | 0.012122 | 0.012887
PG&E | MM Therms | Industrial | Ind - Printing & Publishing | HVAC | No | Ind HVAC - Equipment (Gas - Low Cost) | 0.00011834 | 0.00023148 | 0.00033911 | 0.00044161 | 0.00053898 | 0.00063118 | 0.0007183 | 0.00080038 | 0.00087751 | 0.00094983 | 0.0010174 | 0.0010805
PG&E | MM Therms | Industrial | Ind - Printing & Publishing | HVAC | No | Ind HVAC - Equipment (Gas - Mid Cost) | 0.00097271 | 0.001903 | 0.0027882 | 0.0036316 | 0.0044332 | 0.0051921 | 0.0059093 | 0.0065851 | 0.0072202 | 0.0078159 | 0.0083725 | 0.0088926
PG&E | MM Therms | Industrial | Ind - Printing & Publishing | HVAC | No | Ind HVAC - O&M (Electric - Low Cost) | 0.0049799 | 0.010013 | 0.015085 | 0.020183 | 0.025296 | 0.030415 | 0.035539 | 0.040665 | 0.045786 | 0.050901 | 0.056006 | 0.061101
PG&E | MM Therms | Industrial | Ind - Printing & Publishing | HVAC | No | Ind HVAC - O&M (Electric - Mid Cost) | 0.00074925 | 0.0015068 | 0.0022706 | 0.0030385 | 0.0038087 | 0.0045802 | 0.0053525 | 0.0061252 | 0.0068975 | 0.0076689 | 0.0084389 | 0.0092076
PG&E | MM Therms | Industrial | Ind - Printing & Publishing | ProcHeat | No | Ind ProcHeat - Equipment (Gas - High Cost) | 0.0011502 | 0.0022508 | 0.0032987 | 0.0042983 | 0.0052492 | 0.0061491 | 0.0069998 | 0.0078017 | 0.0085555 | 0.0092627 | 0.0099237 | 0.010542
PG&E | MM Therms | Industrial | Ind - Printing & Publishing | ProcHeat | No | Ind ProcHeat - Equipment (Gas - Mid Cost) | 0.0045 | 0.008805 | 0.012903 | 0.016809 | 0.020525 | 0.024041 | 0.027364 | 0.030497 | 0.033441 | 0.036203 | 0.038784 | 0.041197
PG&E | MM Therms | Industrial | Ind - Printing & Publishing | ProcHeat | No | Ind ProcHeat - O&M (Gas - High Cost) | 0.0096367 | 0.01951 | 0.029573 | 0.039854 | 0.050326 | 0.060932 | 0.071666 | 0.082498 | 0.093398 | 0.10435 | 0.1153 | 0.12627
PG&E | MM Therms | Industrial | Ind - Printing & Publishing | ProcHeat | No | Ind ProcHeat - O&M (Gas - Low Cost) | 0.0078142 | 0.015811 | 0.023955 | 0.032254 | 0.040694 | 0.049249 | 0.057902 | 0.066627 | 0.075403 | 0.084213 | 0.093023 | 0.10183
PG&E | MM Therms | Industrial | Ind - Printing & Publishing | ProcHeat | No | Ind ProcHeat - O&M (Gas - Mid Cost) | 0.0056122 | 0.011359 | 0.017213 | 0.023186 | 0.029265 | 0.035425 | 0.041656 | 0.047942 | 0.054266 | 0.060616 | 0.066968 | 0.073324
PG&E | MM Therms | Industrial | Ind - Stone, Glass & Clay | HVAC | No | Ind HVAC - Equipment (Gas - High Cost) | 0.00079898 | 0.0015543 | 0.0022713 | 0.0029566 | 0.0036115 | 0.0042329 | 0.0048225 | 0.00538 | 0.0059062 | 0.0064023 | 0.0068661 | 0.0073001
PG&E | MM Therms | Industrial | Ind - Stone, Glass & Clay | HVAC | No | Ind HVAC - Equipment (Gas - Mid Cost) | 0.0038502 | 0.0074814 | 0.010924 | 0.014204 | 0.017332 | 0.020303 | 0.023119 | 0.025779 | 0.02829 | 0.030654 | 0.032863 | 0.034927
PG&E | MM Therms | Industrial | Ind - Stone, Glass & Clay | ProcHeat | No | Ind ProcHeat - Equipment (Gas - High Cost) | 0.049874 | 0.097073 | 0.14193 | 0.18496 | 0.2262 | 0.26528 | 0.30239 | 0.33753 | 0.37071 | 0.40202 | 0.43133 | 0.4588
PG&E | MM Therms | Industrial | Ind - Stone, Glass & Clay | ProcHeat | No | Ind ProcHeat - Equipment (Gas - Low Cost) | 0.0013512 | 0.0026253 | 0.0038331 | 0.0049833 | 0.0060796 | 0.0071212 | 0.0081086 | 0.0090411 | 0.0099211 | 0.01075 | 0.011524 | 0.012247
PG&E | MM Therms | Industrial | Ind - Stone, Glass & Clay | ProcHeat | No | Ind ProcHeat - Equipment (Gas - Mid Cost) | 0.015115 | 0.029372 | 0.04289 | 0.05577 | 0.068051 | 0.079718 | 0.090778 | 0.10123 | 0.11109 | 0.12037 | 0.12905 | 0.13715
PG&E | MM Therms | Industrial | Ind - Stone, Glass & Clay | ProcHeat | No | Ind ProcHeat - O&M (Gas - High Cost) | 0.16638 | 0.3345 | 0.50523 | 0.67965 | 0.8579 | 1.039 | 1.2229 | 1.409 | 1.597 | 1.7865 | 1.9762 | 2.1661
PG&E | MM Therms | Industrial | Ind - Stone, Glass & Clay | ProcHeat | No | Ind ProcHeat - O&M (Gas - Low Cost) | 0.14412 | 0.28958 | 0.4372 | 0.58765 | 0.74116 | 0.89729 | 1.0557 | 1.2158 | 1.3776 | 1.5406 | 1.7037 | 1.8667
PG&E | MM Therms | Industrial | Ind - Stone, Glass & Clay | ProcHeat | No | Ind ProcHeat - O&M (Gas - Mid Cost) | 0.60114 | 1.2081 | 1.8242 | 2.4525 | 3.094 | 3.7462 | 4.4081 | 5.0774 | 5.7535 | 6.435 | 7.1167 | 7.7986
PG&E | MM Therms | Industrial | Ind - Textiles | HVAC | No | Ind HVAC - Equipment (Electric - Low Cost) | 1.4363e-07 | 2.7924e-07 | 4.0694e-07 | 5.2683e-07 | 6.3916e-07 | 7.4423e-07 | 8.425e-07 | 9.3432e-07 | 1.02e-06 | 1.1e-06 | 1.1746e-06 | 1.2441e-06
PG&E | MM Therms | Industrial | Ind - Textiles | HVAC | No | Ind HVAC - O&M (Electric - Low Cost) | 7.6234e-06 | 1.5328e-05 | 2.3094e-05 | 3.0898e-05 | 3.8725e-05 | 4.6562e-05 | 5.4408e-05 | 6.2255e-05 | 7.0096e-05 | 7.7927e-05 | 8.5742e-05 | 9.3543e-05
PG&E | MM Therms | Industrial | Ind - Textiles | ProcHeat | No | Ind ProcHeat - Equipment (Gas - High Cost) | 0.00060823 | 0.001208 | 0.0017962 | 0.0023763 | 0.0029495 | 0.0035121 | 0.0040653 | 0.004608 | 0.0051387 | 0.0056563 | 0.0061746 | 0.006694
PG&E | MM Therms | Industrial | Ind - Textiles | ProcHeat | No | Ind ProcHeat - Equipment (Gas - Mid Cost) | 0.0013869 | 0.0027503 | 0.0040844 | 0.0053909 | 0.0066768 | 0.0079416 | 0.0091838 | 0.010401 | 0.01159 | 0.012749 | 0.013908 | 0.015067
PG&E | MM Therms | Industrial | Ind - Textiles | ProcHeat | No | Ind ProcHeat - O&M (Gas - High Cost) | 0.00063215 | 0.0012543 | 0.0018635 | 0.0024614 | 0.0030509 | 0.0036302 | 0.0041995 | 0.0047576 | 0.0053033 | 0.0058352 | 0.0063674 | 0.0069003
PG&E | MM Therms | Industrial | Ind - Textiles | ProcHeat | No | Ind ProcHeat - O&M (Gas - Low Cost) | 0.0012307 | 0.0024404 | 0.0036238 | 0.0047823 | 0.005922 | 0.0070434 | 0.0081445 | 0.009223 | 0.010277 | 0.011304 | 0.012331 | 0.013358
PG&E | MM Therms | Industrial | Ind - Textiles | ProcHeat | No | Ind ProcHeat - O&M (Gas - Mid Cost) | 0.0013974 | 0.0027711 | 0.0041154 | 0.005432 | 0.0067278 | 0.0080024 | 0.0092542 | 0.010481 | 0.011679 | 0.012847 | 0.014015 | 0.015183
PG&E | MM Therms | Industrial | Ind - Textiles | SHW | No | Ind SHW - Equipment (High Cost) | 5.6266e-05 | 0.00010927 | 0.00015882 | 0.00020553 | 0.00024963 | 0.00029078 | 0.00032936 | 0.00036548 | 0.00039914 | 0.00043045 | 0.00046035 | 0.00048895
PG&E | MM Therms | Industrial | Ind - Textiles | SHW | No | Ind SHW - Equipment (Mid Cost) | 7.5685e-05 | 0.00014652 | 0.00021252 | 0.00027404 | 0.00033169 | 0.00038569 | 0.00043618 | 0.00048327 | 0.0005271 | 0.00056775 | 0.00060645 | 0.00064332
PG&E | MM Therms | Industrial | Ind - Textiles | SHW | No | Ind SHW - O&M (High Cost) | 0.00037482 | 0.00074369 | 0.0011049 | 0.0014594 | 0.0018089 | 0.0021524 | 0.0024899 | 0.0028209 | 0.0031444 | 0.0034598 | 0.0037754 | 0.0040914
PG&E | MM Therms | Industrial | Ind - Textiles | SHW | No | Ind SHW - O&M (Low Cost) | 0.0013079 | 0.0025933 | 0.0038508 | 0.0050816 | 0.0062925 | 0.0074838 | 0.0086536 | 0.0097994 | 0.010919 | 0.01201 | 0.013101 | 0.014192
PG&E | MM Therms | Industrial | Ind - Textiles | SHW | No | Ind SHW - O&M (Mid Cost) | 0.00060017 | 0.0011903 | 0.0017678 | 0.0023335 | 0.0028905 | 0.0034383 | 0.0039763 | 0.0045034 | 0.0050187 | 0.0055207 | 0.0060228 | 0.0065251
PG&E | MM Therms | Industrial | Ind - Transportation Equipment | HVAC | No | Ind HVAC - Equipment (Gas - High Cost) | 0.0036665 | 0.0071494 | 0.010447 | 0.013575 | 0.016533 | 0.019308 | 0.021909 | 0.024338 | 0.026599 | 0.028699 | 0.030662 | 0.032499
PG&E | MM Therms | Industrial | Ind - Transportation Equipment | HVAC | No | Ind HVAC - Equipment (Gas - Low Cost) | 0.00021869 | 0.00042607 | 0.00062216 | 0.00080756 | 0.00098241 | 0.0011467 | 0.0013005 | 0.0014439 | 0.0015774 | 0.0017013 | 0.001817 | 0.001925
PG&E | MM Therms | Industrial | Ind - Transportation Equipment | HVAC | No | Ind HVAC - Equipment (Gas - Mid Cost) | 0.0035943 | 0.0070039 | 0.010229 | 0.01328 | 0.016159 | 0.018862 | 0.021395 | 0.023757 | 0.025956 | 0.027995 | 0.029902 | 0.031683
PG&E | MM Therms | Industrial | Ind - Transportation Equipment | HVAC | No | Ind HVAC - O&M (Electric - Low Cost) | 0.00013312 | 0.00026765 | 0.00040324 | 0.00053951 | 0.00067617 | 0.000813 | 0.00094997 | 0.001087 | 0.0012239 | 0.0013606 | 0.001497 | 0.0016332
PG&E | MM Therms | Industrial | Ind - Transportation Equipment | HVAC | No | Ind HVAC - O&M (Gas - High Cost) | 0.0013961 | 0.0028156 | 0.0042539 | 0.0057144 | 0.0071923 | 0.0086766 | 0.010166 | 0.011654 | 0.013137 | 0.014611 | 0.016087 | 0.017564
PG&E | MM Therms | Industrial | Ind - Transportation Equipment | HVAC | No | Ind HVAC - O&M (Gas - Low Cost) | 0.0018011 | 0.0036293 | 0.0054797 | 0.0073524 | 0.0092429 | 0.011144 | 0.013049 | 0.014952 | 0.016847 | 0.018729 | 0.02061 | 0.022492
PG&E | MM Therms | Industrial | Ind - Transportation Equipment | HVAC | No | Ind HVAC - O&M (Gas - Mid Cost) | 0.005003 | 0.010083 | 0.015226 | 0.020434 | 0.025695 | 0.030983 | 0.036285 | 0.041579 | 0.046854 | 0.052092 | 0.057331 | 0.062572
PG&E | MM Therms | Industrial | Ind - Transportation Equipment | Lighting | No | Ind Lighting - Equipment (High Cost) | 4.2539e-07 | 8.2807e-07 | 1.2073e-06 | 1.5638e-06 | 1.8979e-06 | 2.2108e-06 | 2.5034e-06 | 2.7769e-06 | 3.0324e-06 | 3.2708e-06 | 3.4931e-06 | 3.7003e-06
PG&E | MM Therms | Industrial | Ind - Transportation Equipment | Lighting | No | Ind Lighting - Equipment (Low Cost) | 0.0001779 | 0.00034571 | 0.00050356 | 0.00065162 | 0.00079022 | 0.00091973 | 0.0010407 | 0.0011537 | 0.001259 | 0.0013572 | 0.0014487 | 0.0015339
PG&E | MM Therms | Industrial | Ind - Transportation Equipment | ProcHeat | No | Ind ProcHeat - Equipment (Electric - Low Cost) | 2.3782e-06 | 4.7815e-06 | 7.2039e-06 | 9.6383e-06 | 1.208e-05 | 1.4524e-05 | 1.6971e-05 | 1.9419e-05 | 2.1864e-05 | 2.4307e-05 | 2.6744e-05 | 2.9177e-05
PG&E | MM Therms | Industrial | Ind - Transportation Equipment | ProcHeat | No | Ind ProcHeat - Equipment (Gas - High Cost) | 0.0058169 | 0.011732 | 0.017726 | 0.023815 | 0.029979 | 0.036167 | 0.042377 | 0.048583 | 0.054769 | 0.060917 | 0.067071 | 0.073235
PG&E | MM Therms | Industrial | Ind - Transportation Equipment | ProcHeat | No | Ind ProcHeat - Equipment (Gas - Low Cost) | 0.00069951 | 0.0014096 | 0.0021283 | 0.0028557 | 0.0035901 | 0.0043285 | 0.0050687 | 0.0058076 | 0.0065438 | 0.0072748 | 0.0080057 | 0.0087367
PG&E | MM Therms | Industrial | Ind - Transportation Equipment | ProcHeat | No | Ind ProcHeat - Equipment (Gas - Mid Cost) | 0.020161 | 0.040632 | 0.061357 | 0.082347 | 0.10355 | 0.12486 | 0.14623 | 0.16756 | 0.18882 | 0.20993 | 0.23104 | 0.25217
PG&E | MM Therms | Industrial | Ind - Transportation Equipment | ProcHeat | No | Ind ProcHeat - O&M (Gas - High Cost) | 0.012597 | 0.025412 | 0.038398 | 0.051586 | 0.064935 | 0.078341 | 0.09179 | 0.10523 | 0.11863 | 0.13195 | 0.14528 | 0.15863
PG&E | MM Therms | Industrial | Ind - Transportation Equipment | ProcHeat | No | Ind ProcHeat - O&M (Gas - Low Cost) | 0.0016916 | 0.0034087 | 0.0051467 | 0.0069056 | 0.0086814 | 0.010467 | 0.012257 | 0.014043 | 0.015824 | 0.017591 | 0.019359 | 0.021126
PG&E | MM Therms | Industrial | Ind - Transportation Equipment | ProcHeat | No | Ind ProcHeat - O&M (Gas - Mid Cost) | 0.026786 | 0.053988 | 0.081528 | 0.10942 | 0.1376 | 0.16593 | 0.19433 | 0.22268 | 0.25094 | 0.279 | 0.30707 | 0.33515
PG&E | MM Therms | Industrial | Ind - Transportation Equipment | SHW | No | Ind SHW - Equipment (High Cost) | 0.003752 | 0.007385 | 0.01089 | 0.01428 | 0.017546 | 0.020669 | 0.023653 | 0.026492 | 0.029187 | 0.031736 | 0.034167 | 0.036484
PG&E | MM Therms | Industrial | Ind - Transportation Equipment | SHW | No | Ind SHW - Equipment (Low Cost) | 0.003537 | 0.0069557 | 0.010251 | 0.013426 | 0.016478 | 0.019401 | 0.02219 | 0.024841 | 0.027356 | 0.029734 | 0.031998 | 0.034153
PG&E | MM Therms | Industrial | Ind - Transportation Equipment | SHW | No | Ind SHW - Equipment (Mid Cost) | 0.00030184 | 0.0005937 | 0.00087506 | 0.0011464 | 0.0014074 | 0.0016573 | 0.0018958 | 0.0021225 | 0.0023376 | 0.0025411 | 0.0027348 | 0.0029194
PG&E | MM Therms | Industrial | Ind - Transportation Equipment | SHW | No | Ind SHW - O&M (High Cost) | 0.00039177 | 0.00079132 | 0.0011974 | 0.0016137 | 0.0020377 | 0.0024615 | 0.0028875 | 0.0033144 | 0.0037398 | 0.0041636 | 0.0045884 | 0.0050145
PG&E | MM Therms | Industrial | Ind - Transportation Equipment | SHW | No | Ind SHW - O&M (Mid Cost) | 0.0065446 | 0.013192 | 0.019923 | 0.026745 | 0.033638 | 0.040565 | 0.047512 | 0.054449 | 0.061363 | 0.068229 | 0.075098 | 0.081971
PG&E | MM Therms | Industrial | Ind - Transportation Equipment | MachDr | No | Ind MachDr - Equipment (High Cost) | 4.0508e-05 | 8.1566e-05 | 0.00012299 | 0.00016471 | 0.00020659 | 0.00024859 | 0.00029067 | 0.00033279 | 0.00037495 | 0.00041709 | 0.00045918 | 0.00050123
PG&E | MM Therms | Agricultural | Agr - Concentrated Animal Feeding Operation | SHW | No | Ag SHWC - Equipment (High Cost) | 0.0055884 | 0.011184 | 0.016785 | 0.022401 | 0.028029 | 0.033656 | 0.039294 | 0.044953 | 0.050645 | 0.056397 | 0.062174 | 0.067977
PG&E | MM Therms | Agricultural | Agr - Concentrated Animal Feeding Operation | SHW | No | Ag SHWC - Equipment (Low Cost) | 0.0071697 | 0.01434 | 0.021511 | 0.028683 | 0.035859 | 0.043038 | 0.050228 | 0.057439 | 0.064689 | 0.07201 | 0.079358 | 0.086733
PG&E | MM Therms | Agricultural | Agr - Concentrated Animal Feeding Operation | SHW | No | Ag SHWC - Equipment (Mid Cost) | 0.014936 | 0.029875 | 0.044819 | 0.059773 | 0.074737 | 0.089709 | 0.1047 | 0.11974 | 0.13487 | 0.15014 | 0.16547 | 0.18086
PG&E | MM Therms | Agricultural | Agr - Concentrated Animal Feeding Operation | SHW | No | Ag SHWC - O&M (High Cost) | 0.016495 | 0.033005 | 0.049525 | 0.066075 | 0.082651 | 0.099228 | 0.11584 | 0.1325 | 0.14926 | 0.16619 | 0.18319 | 0.20026
PG&E | MM Therms | Agricultural | Agr - Concentrated Animal Feeding Operation | SHW | No | Ag SHWC - O&M (Low Cost) | 0.077529 | 0.15506 | 0.2326 | 0.31016 | 0.38774 | 0.46538 | 0.54312 | 0.62108 | 0.69947 | 0.77864 | 0.85809 | 0.93782
PG&E | MM Therms | Agricultural | Agr - Concentrated Animal Feeding Operation | SHW | No | Ag SHWC - O&M (Mid Cost) | 0.04544 | 0.090893 | 0.13636 | 0.18185 | 0.22738 | 0.27293 | 0.31855 | 0.36431 | 0.41032 | 0.45679 | 0.50343 | 0.55025
PG&E | MM Therms | Agricultural | Agr - Dairies | MachDr | No | Ag Process Mtr - Equipment (High Cost) | 0.0028741 | 0.005784 | 0.0087236 | 0.011697 | 0.014702 | 0.017738 | 0.020804 | 0.023898 | 0.02702 | 0.030167 | 0.033335 | 0.036525
PG&E | MM Therms | Agricultural | Agr - Dairies | MachDr | No | Ag Process Mtr - Equipment (Mid Cost) | -0.013981 | -0.028094 | -0.042336 | -0.056711 | -0.071217 | -0.085857 | -0.10062 | -0.11551 | -0.13051 | -0.14562 | -0.16081 | -0.1761
PG&E | MM Therms | Agricultural | Agr - Greenhouse | HVAC | No | Ag HVAC - Equipment (High Cost) | 6.3386e-06 | 1.2677e-05 | 1.9017e-05 | 2.5357e-05 | 3.1699e-05 | 3.8046e-05 | 4.4401e-05 | 5.0774e-05 | 5.7182e-05 | 6.3654e-05 | 7.0148e-05 | 7.6666e-05
PG&E | MM Therms | Agricultural | Agr - Greenhouse | HVAC | No | Ag HVAC - Equipment (Mid Cost) | 1.3559e-05 | 2.7118e-05 | 4.7448e-05 | 0.00010226 | 0.00020311 | 0.00028183 | 0.00037819 | 0.00051761 | 0.00067704 | 0.00088182 | 0.0011321 | 0.0015026
PG&E | MM Therms | Agricultural | Agr - Irrigated Agriculture | MachDr | No | Ag Motor Pmp - Equipment (High Cost) | 0.0028715 | 0.0057789 | 0.008716 | 0.011687 | 0.014689 | 0.017723 | 0.020787 | 0.023878 | 0.026998 | 0.030142 | 0.033308 | 0.036496
PG&E | MM Therms | Agricultural | Agr - Irrigated Agriculture | MachDr | No | Ag Motor Pmp - Equipment (Mid Cost) | -0.013953 | -0.028039 | -0.042253 | -0.056601 | -0.07108 | -0.085692 | -0.10043 | -0.11529 | -0.13027 | -0.14534 | -0.16051 | -0.17577
PG&E | MM Therms | Agricultural | Agr - Post-Harvest Processing | ProcHeat | No | Ag Process Dry - Equipment (High Cost) | 0.01521 | 0.030441 | 0.045688 | 0.06098 | 0.076308 | 0.091631 | 0.10699 | 0.1224 | 0.1379 | 0.15357 | 0.16931 | 0.18512
PG&E | MM Therms | Agricultural | Agr - Post-Harvest Processing | ProcHeat | No | Ag Process Dry - Equipment (Low Cost) | 0.0074854 | 0.014972 | 0.022458 | 0.029947 | 0.037439 | 0.044935 | 0.052442 | 0.059971 | 0.06754 | 0.075184 | 0.082856 | 0.090557
PG&E | MM Therms | Agricultural | Agr - Post-Harvest Processing | ProcHeat | No | Ag Process Dry - Equipment (Mid Cost) | 0.039195 | 0.0784 | 0.11761 | 0.15685 | 0.19611 | 0.2354 | 0.27474 | 0.3142 | 0.35388 | 0.39395 | 0.43417 | 0.47455
PG&E | MM Therms | Agricultural | Agr - Post-Harvest Processing | ProcHeat | No | Ag Process Dry - O&M (High Cost) | 0.038246 | 0.07652 | 0.11482 | 0.15317 | 0.19158 | 0.22999 | 0.26848 | 0.30709 | 0.34591 | 0.38514 | 0.42452 | 0.46407
PG&E | MM Therms | Agricultural | Agr - Post-Harvest Processing | ProcHeat | No | Ag Process Dry - O&M (Low Cost) | 0.018875 | 0.037752 | 0.056631 | 0.075514 | 0.094405 | 0.11331 | 0.13224 | 0.15122 | 0.17031 | 0.18958 | 0.20893 | 0.22835
PG&E | MM Therms | Agricultural | Agr - Post-Harvest Processing | ProcHeat | No | Ag Process Dry - O&M (Mid Cost) | 0.029786 | 0.059582 | 0.089386 | 0.11921 | 0.14906 | 0.17892 | 0.20883 | 0.23883 | 0.26899 | 0.29945 | 0.33003 | 0.36073
PG&E | MM Therms | Agricultural | Agr - Post-Harvest Processing | MachDr | No | Ag Process Mtr - Equipment (High Cost) | 0.0028597 | 0.0057551 | 0.00868 | 0.011639 | 0.014628 | 0.017649 | 0.0207 | 0.023778 | 0.026885 | 0.030016 | 0.033168 | 0.036342
PG&E | MM Therms | Agricultural | Agr - Post-Harvest Processing | MachDr | No | Ag Process Mtr - Equipment (Mid Cost) | -0.013911 | -0.027953 | -0.042124 | -0.056427 | -0.070861 | -0.085427 | -0.10012 | -0.11493 | -0.12986 | -0.14489 | -0.16001 | -0.17522
PG&E | MM Therms | Agricultural | Agr - Wineries and Vineyards | SHW | No | Ag SHWC - Equipment (High Cost) | 7.542e-06 | 1.5084e-05 | 2.2627e-05 | 3.0171e-05 | 3.7717e-05 | 4.5269e-05 | 5.2831e-05 | 6.0414e-05 | 6.8039e-05 | 7.5739e-05 | 8.3466e-05 | 9.1222e-05
PG&E | MM Therms | Mining | Mining - Oil & Gas Extraction (Steam Enhancement) | OilGasExtract | No | Oil - Steam Boiler | 0.0020054 | 0.004023 | 0.0060407 | 0.0080482 | 0.010037 | 0.011998 | 0.013928 | 0.015822 | 0.01768 | 0.0195 | 0.021283 | 0.023029
PG&E | MM Therms | Mining | Mining - Oil & Gas Extraction (Steam Enhancement) | OilGasExtract | No | Oil - Steam Boiler Controls and Improvements | 0.0031605 | 0.0051477 | 0.0063623 | 0.0075633 | 0.0087468 | 0.0099101 | 0.011052 | 0.012173 | 0.013272 | 0.014351 | 0.015409 | 0.016447
SCE | GWh | Industrial | Ind - Chemicals | HVAC | No | Ind HVAC - Equipment (Electric - High Cost) | 0.0093013 | 0.018024 | 0.026249 | 0.033982 | 0.041232 | 0.048026 | 0.054401 | 0.060371 | 0.065968 | 0.071208 | 0.076113 | 0.080703
SCE | GWh | Industrial | Ind - Chemicals | HVAC | No | Ind HVAC - Equipment (Electric - Low Cost) | 0.014493 | 0.028029 | 0.04078 | 0.052743 | 0.063945 | 0.074427 | 0.084245 | 0.093431 | 0.10203 | 0.11007 | 0.11759 | 0.12463
SCE | GWh | Industrial | Ind - Chemicals | HVAC | No | Ind HVAC - Equipment (Electric - Mid Cost) | 0.0054012 | 0.010449 | 0.015205 | 0.019669 | 0.023849 | 0.027762 | 0.031428 | 0.034859 | 0.03807 | 0.041076 | 0.043886 | 0.046515
SCE | GWh | Industrial | Ind - Chemicals | HVAC | No | Ind HVAC - O&M (Electric - High Cost) | 0.014202 | 0.028427 | 0.042776 | 0.057197 | 0.07166 | 0.086156 | 0.1007 | 0.11527 | 0.12988 | 0.14452 | 0.15918 | 0.17385
SCE | GWh | Industrial | Ind - Chemicals | HVAC | No | Ind HVAC - O&M (Electric - Low Cost) | 0.36578 | 0.73142 | 1.1001 | 1.4704 | 1.8415 | 2.2132 | 2.5858 | 2.9591 | 3.3329 | 3.7074 | 4.0821 | 4.4573
SCE | GWh | Industrial | Ind - Chemicals | HVAC | No | Ind HVAC - O&M (Electric - Mid Cost) | 0.061624 | 0.12325 | 0.1854 | 0.24782 | 0.31041 | 0.3731 | 0.43596 | 0.49892 | 0.56201 | 0.62519 | 0.68844 | 0.75176
SCE | GWh | Industrial | Ind - Chemicals | Lighting | No | Ind Lighting - Equipment (High Cost) | 0.039913 | 0.07737 | 0.11267 | 0.14584 | 0.17692 | 0.20604 | 0.23336 | 0.25893 | 0.28289 | 0.30531 | 0.32628 | 0.34589
SCE | GWh | Industrial | Ind - Chemicals | Lighting | No | Ind Lighting - Equipment (Low Cost) | 0.081816 | 0.15816 | 0.23001 | 0.29735 | 0.36035 | 0.41925 | 0.47436 | 0.52588 | 0.57405 | 0.61908 | 0.66114 | 0.70044
SCE | GWh | Industrial | Ind - Chemicals | Lighting | No | Ind Lighting - Equipment (Mid Cost) | 0.20847 | 0.40319 | 0.58649 | 0.75837 | 0.91921 | 1.0696 | 1.2105 | 1.3421 | 1.4653 | 1.5804 | 1.688 | 1.7885
SCE | GWh | Industrial | Ind - Chemicals | Lighting | No | Ind Lighting - O&M (High Cost) | 0.0019856 | 0.0038462 | 0.005684 | 0.0074076 | 0.0089491 | 0.010458 | 0.01187 | 0.013191 | 0.014427 | 0.015582 | 0.016661 | 0.01767
SCE | GWh | Industrial | Ind - Chemicals | Lighting | No | Ind Lighting - O&M (Low Cost) | 0.017213 | 0.033273 | 0.048388 | 0.062554 | 0.075808 | 0.088196 | 0.099788 | 0.11062 | 0.12076 | 0.13023 | 0.13907 | 0.14734
SCE | GWh | Industrial | Ind - Chemicals | Lighting | No | Ind Lighting - O&M (Mid Cost) | 0.035592 | 0.068818 | 0.10009 | 0.12941 | 0.15684 | 0.18249 | 0.20649 | 0.22894 | 0.24992 | 0.26954 | 0.28787 | 0.305
SCE | GWh | Industrial | Ind - Chemicals | ProcHeat | No | Ind ProcHeat - Equipment (Electric - High Cost) | 0.02291 | 0.045932 | 0.069176 | 0.092576 | 0.11606 | 0.13964 | 0.16332 | 0.18707 | 0.21091 | 0.23482 | 0.25876 | 0.28276
SCE | GWh | Industrial | Ind - Chemicals | ProcHeat | No | Ind ProcHeat - Equipment (Electric - Low Cost) | 0.045972 | 0.091933 | 0.13828 | 0.18482 | 0.23148 | 0.27821 | 0.32506 | 0.37199 | 0.419 | 0.46608 | 0.5132 | 0.56038
SCE | GWh | Industrial | Ind - Chemicals | ProcHeat | No | Ind ProcHeat - Equipment (Electric - Mid Cost) | 0.0029823 | 0.005966 | 0.0089753 | 0.011998 | 0.015029 | 0.018066 | 0.021111 | 0.024162 | 0.027219 | 0.030282 | 0.033347 | 0.036416
SCE | GWh | Industrial | Ind - Chemicals | ProcRefrig | No | Ind ProcRefrig - O&M (High Cost) | 0.0021028 | 0.0042114 | 0.0063392 | 0.008479 | 0.010625 | 0.012778 | 0.014939 | 0.017104 | 0.019275 | 0.02145 | 0.023627 | 0.025808
SCE | GWh | Industrial | Ind - Chemicals | ProcRefrig | No | Ind ProcRefrig - O&M (Low Cost) | 0.007733 | 0.015463 | 0.023259 | 0.031086 | 0.038933 | 0.046791 | 0.05467 | 0.062561 | 0.070465 | 0.078382 | 0.086306 | 0.094237
SCE | GWh | Industrial | Ind - Chemicals | ProcRefrig | No | Ind ProcRefrig - O&M (Mid Cost) | 0.093866 | 0.18775 | 0.28244 | 0.37754 | 0.47289 | 0.5684 | 0.66419 | 0.76014 | 0.85627 | 0.95256 | 1.0489 | 1.1454
SCE | GWh | Industrial | Ind - Chemicals | MachDr | No | Ind MachDr - Equipment (High Cost) | 0.12322 | 0.24701 | 0.37199 | 0.49778 | 0.624 | 0.7507 | 0.87799 | 1.0056 | 1.1337 | 1.2621 | 1.3907 | 1.5196
SCE | GWh | Industrial | Ind - Chemicals | MachDr | No | Ind MachDr - Equipment (Low Cost) | 0.73014 | 1.4601 | 2.1962 | 2.9354 | 3.6764 | 4.4186 | 5.1627 | 5.908 | 6.6546 | 7.4024 | 8.1509 | 8.9001
SCE | GWh | Industrial | Ind - Chemicals | MachDr | No | Ind MachDr - Equipment (Mid Cost) | 0.7107 | 1.4218 | 2.1389 | 2.8594 | 3.5817 | 4.3054 | 5.0313 | 5.7584 | 6.4871 | 7.2169 | 7.9476 | 8.679
SCE | GWh | Industrial | Ind - Chemicals | MachDr | No | Ind MachDr - O&M (High Cost) | 0.058043 | 0.11616 | 0.17478 | 0.23369 | 0.29277 | 0.35197 | 0.41137 | 0.47088 | 0.53053 | 0.59029 | 0.65012 | 0.71003
SCE | GWh | Industrial | Ind - Chemicals | MachDr | No | Ind MachDr - O&M (Low Cost) | 2.0067 | 4.0128 | 6.0357 | 8.067 | 10.1032 | 12.1425 | 14.1871 | 16.2349 | 18.2863 | 20.3408 | 22.3971 | 24.4555
SCE | GWh | Industrial | Ind - Chemicals | MachDr | No | Ind MachDr - O&M (Mid Cost) | 0.16094 | 0.32194 | 0.48432 | 0.64742 | 0.81095 | 0.97477 | 1.1391 | 1.3037 | 1.4686 | 1.6338 | 1.7991 | 1.9647
SCE | GWh | Industrial | Ind - Electronics | HVAC | No | Ind HVAC - Equipment (Electric - High Cost) | 0.085963 | 0.16681 | 0.24307 | 0.31482 | 0.38211 | 0.44523 | 0.50451 | 0.56004 | 0.61213 | 0.66093 | 0.70662 | 0.74938
SCE | GWh | Industrial | Ind - Electronics | HVAC | No | Ind HVAC - Equipment (Electric - Low Cost) | 0.2859 | 0.55295 | 0.80453 | 1.0406 | 1.2616 | 1.4684 | 1.6622 | 1.8434 | 2.0131 | 2.1718 | 2.3203 | 2.4591
SCE | GWh | Industrial | Ind - Electronics | HVAC | No | Ind HVAC - Equipment (Electric - Mid Cost) | 0.088593 | 0.17144 | 0.2495 | 0.32278 | 0.39143 | 0.45569 | 0.51591 | 0.57228 | 0.62505 | 0.67444 | 0.72064 | 0.76385
SCE | GWh | Industrial | Ind - Electronics | HVAC | No | Ind HVAC - O&M (Electric - High Cost) | 0.013398 | 0.026814 | 0.040349 | 0.053953 | 0.067596 | 0.081269 | 0.094988 | 0.10873 | 0.12251 | 0.13632 | 0.15014 | 0.16398
SCE | GWh | Industrial | Ind - Electronics | HVAC | No | Ind HVAC - O&M (Electric - Low Cost) | 1.2333 | 2.4661 | 3.7093 | 4.9576 | 6.209 | 7.4622 | 8.7188 | 9.9773 | 11.2379 | 12.5005 | 13.7642 | 15.0292
SCE | GWh | Industrial | Ind - Electronics | HVAC | No | Ind HVAC - O&M (Electric - Mid Cost) | 0.12159 | 0.24323 | 0.36592 | 0.48915 | 0.61271 | 0.73649 | 0.86064 | 0.985 | 1.1096 | 1.2344 | 1.3594 | 1.4845
SCE | GWh | Industrial | Ind - Electronics | Lighting | No | Ind Lighting - Equipment (High Cost) | 0.10382 | 0.20121 | 0.29298 | 0.37921 | 0.45997 | 0.53564 | 0.60661 | 0.67302 | 0.73525 | 0.79347 | 0.84792 | 0.89884
SCE | GWh | Industrial | Ind - Electronics | Lighting | No | Ind Lighting - Equipment (Low Cost) | 0.13976 | 0.27017 | 0.3929 | 0.50794 | 0.61556 | 0.71616 | 0.81031 | 0.89832 | 0.9806 | 1.0575 | 1.1294 | 1.1965
SCE | GWh | Industrial | Ind - Electronics | Lighting | No | Ind Lighting - Equipment (Mid Cost) | 0.67704 | 1.3095 | 1.9049 | 2.4632 | 2.9857 | 3.4743 | 3.9318 | 4.3596 | 4.7597 | 5.1338 | 5.4834 | 5.81
SCE | GWh | Industrial | Ind - Electronics | Lighting | No | Ind Lighting - O&M (High Cost) | 0.0089544 | 0.017352 | 0.025264 | 0.033144 | 0.040106 | 0.046629 | 0.053088 | 0.059128 | 0.064779 | 0.070062 | 0.075 | 0.079614
SCE | GWh | Industrial | Ind - Electronics | Lighting | No | Ind Lighting - O&M (Low Cost) | 0.077831 | 0.15045 | 0.21879 | 0.28284 | 0.34276 | 0.39877 | 0.45119 | 0.50018 | 0.54599 | 0.58881 | 0.62881 | 0.66617
SCE | GWh | Industrial | Ind - Electronics | Lighting | No | Ind Lighting - O&M (Mid Cost) | 0.0028296 | 0.0055249 | 0.008062 | 0.010441 | 0.012666 | 0.014747 | 0.016695 | 0.018516 | 0.020219 | 0.021811 | 0.023299 | 0.024689
SCE | GWh | Industrial | Ind - Electronics | ProcHeat | No | Ind ProcHeat - Equipment (Electric - Low Cost) | 0.045069 | 0.090123 | 0.13555 | 0.18118 | 0.22691 | 0.27271 | 0.31863 | 0.36462 | 0.4107 | 0.45684 | 0.50302 | 0.54925
SCE | GWh | Industrial | Ind - Electronics | ProcHeat | No | Ind ProcHeat - Equipment (Electric - Mid Cost) | 0.009524 | 0.01905 | 0.028656 | 0.038305 | 0.047979 | 0.057669 | 0.067386 | 0.07712 | 0.086872 | 0.096641 | 0.10642 | 0.11621
SCE | GWh | Industrial | Ind - Electronics | ProcRefrig | No | Ind ProcRefrig - O&M (High Cost) | 0.008052 | 0.016116 | 0.02425 | 0.032425 | 0.040623 | 0.04884 | 0.057085 | 0.065345 | 0.073626 | 0.081922 | 0.090228 | 0.098545
SCE | GWh | Industrial | Ind - Electronics | ProcRefrig | No | Ind ProcRefrig - O&M (Low Cost) | 0.32206 | 0.64405 | 0.96875 | 1.2948 | 1.6217 | 1.9491 | 2.2773 | 2.6061 | 2.9355 | 3.2653 | 3.5955 | 3.926
SCE | GWh | Industrial | Ind - Electronics | ProcRefrig | No | Ind ProcRefrig - O&M (Mid Cost) | 0.11489 | 0.2298 | 0.3457 | 0.46211 | 0.57882 | 0.69573 | 0.81298 | 0.93043 | 1.0481 | 1.166 | 1.284 | 1.4021
SCE | GWh | Industrial | Ind - Electronics | MachDr | No | Ind MachDr - Equipment (High Cost) | 0.048149 | 0.096708 | 0.14578 | 0.19525 | 0.24494 | 0.29487 | 0.34507 | 0.39542 | 0.44598 | 0.49669 | 0.54751 | 0.59844
SCE | GWh | Industrial | Ind - Electronics | MachDr | No | Ind MachDr - Equipment (Low Cost) | 0.31511 | 0.63014 | 0.94781 | 1.2668 | 1.5866 | 1.9069 | 2.228 | 2.5496 | 2.8718 | 3.1945 | 3.5175 | 3.8408
SCE | GWh | Industrial | Ind - Electronics | MachDr | No | Ind MachDr - Equipment (Mid Cost) | 0.68762 | 1.3757 | 2.0697 | 2.767 | 3.4661 | 4.1665 | 4.8692 | 5.573 | 6.2784 | 6.9849 | 7.6923 | 8.4005
SCE | GWh | Industrial | Ind - Electronics | MachDr | No | Ind MachDr - O&M (High Cost) | 0.030595 | 0.061254 | 0.092183 | 0.12327 | 0.15444 | 0.18569 | 0.21705 | 0.24846 | 0.27996 | 0.31151 | 0.3431 | 0.37474
SCE | GWh | Industrial | Ind - Electronics | MachDr | No | Ind MachDr - O&M (Low Cost) | 1.6079 | 3.2153 | 4.8362 | 6.4639 | 8.0955 | 9.7295 | 11.3679 | 13.0088 | 14.6526 | 16.2989 | 17.9466 | 19.596
SCE | GWh | Industrial | Ind - Electronics | MachDr | No | Ind MachDr - O&M (Mid Cost) | 0.24344 | 0.48695 | 0.73252 | 0.97919 | 1.2265 | 1.4742 | 1.7227 | 1.9715 | 2.2209 | 2.4706 | 2.7206 | 2.9709
SCE | GWh | Industrial | Ind - Food | HVAC | No | Ind HVAC - Equipment (Electric - High Cost) | 0.050247 | 0.097591 | 0.14228 | 0.18438 | 0.22388 | 0.26097 | 0.29581 | 0.32844 | 0.35907 | 0.38776 | 0.41462 | 0.43977
SCE | GWh | Industrial | Ind - Food | HVAC | No | Ind HVAC - Equipment (Electric - Low Cost) | 0.058386 | 0.11291 | 0.16428 | 0.21247 | 0.2576 | 0.29983 | 0.33938 | 0.37638 | 0.41102 | 0.44342 | 0.47372 | 0.50205
SCE | GWh | Industrial | Ind - Food | HVAC | No | Ind HVAC - Equipment (Electric - Mid Cost) | 0.035707 | 0.069083 | 0.10053 | 0.13004 | 0.15768 | 0.18355 | 0.20779 | 0.23047 | 0.25171 | 0.27158 | 0.29016 | 0.30754
SCE | GWh | Industrial | Ind - Food | HVAC | No | Ind HVAC - O&M (Electric - High Cost) | 0.064336 | 0.12933 | 0.20233 | 0.27575 | 0.34941 | 0.4233 | 0.49748 | 0.57184 | 0.64642 | 0.72117 | 0.79604 | 0.87103
SCE | GWh | Industrial | Ind - Food | HVAC | No | Ind HVAC - O&M (Electric - Low Cost) | 0.35437 | 0.7086 | 1.0658 | 1.4245 | 1.784 | 2.1441 | 2.5051 | 2.8666 | 3.2288 | 3.5915 | 3.9546 | 4.318
SCE | GWh | Industrial | Ind - Food | HVAC | No | Ind HVAC - O&M (Electric - Mid Cost) | 0.10902 | 0.21807 | 0.32804 | 0.4385 | 0.54924 | 0.66017 | 0.77141 | 0.88284 | 0.99449 | 1.1063 | 1.2183 | 1.3303
SCE | GWh | Industrial | Ind - Food | Lighting | No | Ind Lighting - Equipment (High Cost) | 0.19121 | 0.37057 | 0.53959 | 0.6984 | 0.84716 | 0.98653 | 1.1173 | 1.2396 | 1.3542 | 1.4615 | 1.5617 | 1.6555
SCE | GWh | Industrial | Ind - Food | Lighting | No | Ind Lighting - Equipment (Low Cost) | 0.23502 | 0.45433 | 0.66074 | 0.85421 | 1.0352 | 1.2044 | 1.3628 | 1.5108 | 1.6492 | 1.7786 | 1.8995 | 2.0124
SCE | GWh | Industrial | Ind - Food | Lighting | No | Ind Lighting - Equipment (Mid Cost) | 0.57445 | 1.1111 | 1.6162 | 2.0899 | 2.5332 | 2.9478 | 3.3359 | 3.6989 | 4.0383 | 4.3557 | 4.6523 | 4.9294
SCE | GWh | Industrial | Ind - Food | Lighting | No | Ind Lighting - O&M (High Cost) | 0.0025055 | 0.0048544 | 0.0071952 | 0.0093906 | 0.011338 | 0.013162 | 0.014961 | 0.016644 | 0.018218 | 0.01969 | 0.021066 | 0.022351
SCE | GWh | Industrial | Ind - Food | Lighting | No | Ind Lighting - O&M (Low Cost) | 0.10172 | 0.19662 | 0.28593 | 0.36964 | 0.44795 | 0.52115 | 0.58965 | 0.65368 | 0.71354 | 0.7695 | 0.82178 | 0.87061
SCE | GWh | Industrial | Ind - Food | Lighting | No | Ind Lighting - O&M (Mid Cost) | 0.0013613 | 0.0026321 | 0.0038284 | 0.0049499 | 0.0059993 | 0.0069805 | 0.0078989 | 0.0087575 | 0.0095605 | 0.010311 | 0.011013 | 0.011668
SCE | GWh | Industrial | Ind - Food | ProcHeat | No | Ind ProcHeat - Equipment (Electric - High Cost) | 0.044992 | 0.089986 | 0.13537 | 0.18097 | 0.22671 | 0.2725 | 0.31843 | 0.36444 | 0.41054 | 0.45672 | 0.50294 | 0.54923
SCE | GWh | Industrial | Ind - Food | ProcHeat | No | Ind ProcHeat - Equipment (Electric - Low Cost) | 0.061013 | 0.12201 | 0.18352 | 0.2453 | 0.30722 | 0.36924 | 0.43142 | 0.4937 | 0.55609 | 0.61858 | 0.68113 | 0.74373
SCE | GWh | Industrial | Ind - Food | ProcHeat | No | Ind ProcHeat - Equipment (Electric - Mid Cost) | 0.067645 | 0.13533 | 0.20361 | 0.27222 | 0.34103 | 0.40996 | 0.4791 | 0.54837 | 0.61778 | 0.68732 | 0.75694 | 0.82665
SCE | GWh | Industrial | Ind - Food | ProcRefrig | No | Ind ProcRefrig - Equipment (High Cost) | 0.052667 | 0.10554 | 0.15891 | 0.2126 | 0.26648 | 0.32053 | 0.37483 | 0.42925 | 0.48386 | 0.5386 | 0.59343 | 0.64836
SCE | GWh | Industrial | Ind - Food | ProcRefrig | No | Ind ProcRefrig - Equipment (Low Cost) | 8.9734e-05 | 0.00017947 | 0.00026996 | 0.00036085 | 0.00045196 | 0.00054323 | 0.00063474 | 0.00072641 | 0.00081824 | 0.00091022 | 0.0010023 | 0.0010945
SCE | GWh | Industrial | Ind - Food | ProcRefrig | No | Ind ProcRefrig - Equipment (Mid Cost) | 0.016972 | 0.033967 | 0.05111 | 0.068338 | 0.085613 | 0.10293 | 0.1203 | 0.1377 | 0.15515 | 0.17263 | 0.19012 | 0.20764
SCE | GWh | Industrial | Ind - Food | ProcRefrig | No | Ind ProcRefrig - O&M (High Cost) | 0.088389 | 0.17702 | 0.26645 | 0.35639 | 0.4466 | 0.53707 | 0.62785 | 0.71882 | 0.81002 | 0.90139 | 0.99288 | 1.0845
SCE | GWh | Industrial | Ind - Food | ProcRefrig | No | Ind ProcRefrig - O&M (Low Cost) | 0.44303 | 0.88599 | 1.3327 | 1.7813 | 2.2309 | 2.6813 | 3.133 | 3.5853 | 4.0384 | 4.4923 | 4.9466 | 5.4013
SCE | GWh | Industrial | Ind - Food | ProcRefrig | No | Ind ProcRefrig - O&M (Mid Cost) | 0.14393 | 0.28793 | 0.43316 | 0.57905 | 0.72532 | 0.87187 | 1.0189 | 1.1661 | 1.3136 | 1.4614 | 1.6093 | 1.7575
SCE | GWh | Industrial | Ind - Food | MachDr | No | Ind MachDr - Equipment (High Cost) | 0.23693 | 0.47552 | 0.71648 | 0.95921 | 1.2029 | 1.4476 | 1.6936 | 1.9403 | 2.188 | 2.4364 | 2.6853 | 2.9348
SCE | GWh | Industrial | Ind - Food | MachDr | No | Ind MachDr - Equipment (Low Cost) | 1.032 | 2.0637 | 3.1041 | 4.1489 | 5.1962 | 6.2451 | 7.2969 | 8.3503 | 9.4056 | 10.4626 | 11.5204 | 12.5794
SCE | GWh | Industrial | Ind - Food | MachDr | No | Ind MachDr - Equipment (Mid Cost) | 1.0711 | 2.1428 | 3.2237 | 4.3096 | 5.3983 | 6.4891 | 7.5832 | 8.6791 | 9.7775 | 10.8776 | 11.979 | 13.0816
SCE | GWh | Industrial | Ind - Food | MachDr | No | Ind MachDr - O&M (High Cost) | 0.10956 | 0.21927 | 0.32993 | 0.44114 | 0.55266 | 0.66442 | 0.77655 | 0.8889 | 1.0015 | 1.1143 | 1.2273 | 1.3404
SCE | GWh | Industrial | Ind - Food | MachDr | No | Ind MachDr - O&M (Low Cost) | 3.1084 | 6.2159 | 9.3492 | 12.4958 | 15.6498 | 18.8086 | 21.9758 | 25.1477 | 28.3253 | 31.5076 | 34.6928 | 37.8811
SCE | GWh | Industrial | Ind - Food | MachDr | No | Ind MachDr - O&M (Mid Cost) | 0.40872 | 0.81757 | 1.2299 | 1.6441 | 2.0593 | 2.4753 | 2.8925 | 3.3104 | 3.7291 | 4.1485 | 4.5684 | 4.9887
SCE | GWh | Industrial | Ind - Lumber & Furniture | HVAC | No | Ind HVAC - Equipment (Electric - High Cost) | 0.00024905 | 0.00048268 | 0.00070305 | 0.00091044 | 0.0011051 | 0.0012873 | 0.0014584 | 0.0016187 | 0.0017689 | 0.0019097 | 0.0020414 | 0.0021648
SCE | GWh | Industrial | Ind - Lumber & Furniture | HVAC | No | Ind HVAC - Equipment (Electric - Low Cost) | 0.003643 | 0.0070452 | 0.01025 | 0.013257 | 0.016072 | 0.018707 | 0.021174 | 0.023483 | 0.025643 | 0.027665 | 0.029555 | 0.031323
SCE | GWh | Industrial | Ind - Lumber & Furniture | HVAC | No | Ind HVAC - Equipment (Electric - Mid Cost) | 0.0054416 | 0.010528 | 0.01532 | 0.019818 | 0.02403 | 0.027973 | 0.031667 | 0.035125 | 0.038361 | 0.04139 | 0.044222 | 0.046871
SCE | GWh | Industrial | Ind - Lumber & Furniture | HVAC | No | Ind HVAC - O&M (Electric - High Cost) | 0.0021552 | 0.0043131 | 0.0064899 | 0.0086773 | 0.010871 | 0.013069 | 0.015275 | 0.017484 | 0.019699 | 0.021918 | 0.024139 | 0.026364
SCE | GWh | Industrial | Ind - Lumber & Furniture | HVAC | No | Ind HVAC - O&M (Electric - Low Cost) | 0.028852 | 0.057696 | 0.086781 | 0.11599 | 0.14527 | 0.17459 | 0.20399 | 0.23343 | 0.26293 | 0.29247 | 0.32204 | 0.35163
SCE | GWh | Industrial | Ind - Lumber & Furniture | HVAC | No | Ind HVAC - O&M (Electric - Mid Cost) | 0.0095247 | 0.01905 | 0.028656 | 0.038306 | 0.04798 | 0.05767 | 0.067387 | 0.07712 | 0.086872 | 0.09664 | 0.10642 | 0.11621
SCE | GWh | Industrial | Ind - Lumber & Furniture | Lighting | No | Ind Lighting - Equipment (High Cost) | 0.031794 | 0.061633 | 0.089756 | 0.11618 | 0.14094 | 0.16414 | 0.18591 | 0.20628 | 0.22537 | 0.24323 | 0.25994 | 0.27556
SCE | GWh | Industrial | Ind - Lumber & Furniture | Lighting | No | Ind Lighting - Equipment (Low Cost) | 0.024321 | 0.047018 | 0.06838 | 0.088404 | 0.10714 | 0.12465 | 0.14104 | 0.15636 | 0.17069 | 0.18408 | 0.19659 | 0.20828
SCE | GWh | Industrial | Ind - Lumber & Furniture | Lighting | No | Ind Lighting - Equipment (Mid Cost) | 0.086747 | 0.16778 | 0.24406 | 0.3156 | 0.38254 | 0.44515 | 0.50376 | 0.55857 | 0.60983 | 0.65776 | 0.70255 | 0.7444
SCE | GWh | Industrial | Ind - Lumber & Furniture | Lighting | No | Ind Lighting - O&M (High Cost) | 0.00017898 | 0.00034745 | 0.00050634 | 0.00065586 | 0.00079603 | 0.00092749 | 0.0010509 | 0.0011663 | 0.0012746 | 0.0013759 | 0.0014777 | 0.0015729
SCE | GWh | Industrial | Ind - Lumber & Furniture | Lighting | No | Ind Lighting - O&M (Low Cost) | 0.0072995 | 0.01411 | 0.020519 | 0.026527 | 0.032147 | 0.0374 | 0.042316 | 0.046911 | 0.051208 | 0.055224 | 0.058975 | 0.06248
SCE | GWh | Industrial | Ind - Lumber & Furniture | Lighting | No | Ind Lighting - O&M (Mid Cost) | 9.6909e-06 | 1.8997e-05 | 2.7758e-05 | 3.5972e-05 | 4.3658e-05 | 5.0846e-05 | 5.7575e-05 | 6.3865e-05 | 6.9749e-05 | 7.525e-05 | 8.039e-05 | 8.5192e-05
SCE | GWh | Industrial | Ind - Lumber & Furniture | MachDr | No | Ind MachDr - Equipment (High Cost) | 0.010112 | 0.019386 | 0.027931 | 0.035783 | 0.042977 | 0.049563 | 0.055602 | 0.061127 | 0.066187 | 0.070817 | 0.075049 | 0.078919
SCE | GWh | Industrial | Ind - Lumber & Furniture | MachDr | No | Ind MachDr - Equipment (Low Cost) | 0.086005 | 0.16445 | 0.23661 | 0.30272 | 0.36318 | 0.41843 | 0.46896 | 0.51513 | 0.55732 | 0.59588 | 0.63108 | 0.66323
SCE | GWh | Industrial | Ind - Lumber & Furniture | MachDr | No | Ind MachDr - Equipment (Mid Cost) | 0.13893 | 0.26574 | 0.38242 | 0.48936 | 0.58717 | 0.67657 | 0.75838 | 0.83313 | 0.90148 | 0.96393 | 1.021 | 1.0731
SCE | GWh | Industrial | Ind - Lumber & Furniture | MachDr | No | Ind MachDr - O&M (High Cost) | 0.006332 | 0.012673 | 0.01907 | 0.0255 | 0.031947 | 0.038409 | 0.044893 | 0.05139 | 0.057902 | 0.064427 | 0.07096 | 0.077502
SCE | GWh | Industrial | Ind - Lumber & Furniture | MachDr | No | Ind MachDr - O&M (Low Cost) | 0.44144 | 0.88275 | 1.3278 | 1.7746 | 2.2226 | 2.6712 | 3.1211 | 3.5716 | 4.0229 | 4.4749 | 4.9274 | 5.3802
SCE | GWh | Industrial | Ind - Lumber & Furniture | MachDr | No | Ind MachDr - O&M (Mid Cost) | 0.1036 | 0.20722 | 0.31172 | 0.41669 | 0.52192 | 0.62733 | 0.73306 | 0.83895 | 0.94506 | 1.0513 | 1.1577 | 1.2642
SCE | GWh | Industrial | Ind - Machinery | HVAC | No | Ind HVAC - Equipment (Electric - High Cost) | 0.023367 | 0.045424 | 0.066259 | 0.085925 | 0.10441 | 0.12176 | 0.13809 | 0.15341 | 0.1678 | 0.1813 | 0.19396 | 0.20582
SCE | GWh | Industrial | Ind - Machinery | HVAC | No | Ind HVAC - Equipment (Electric - Low Cost) | 0.020568 | 0.03978 | 0.057879 | 0.074859 | 0.090761 | 0.10564 | 0.11958 | 0.13262 | 0.14482 | 0.15624 | 0.16692 | 0.17691
SCE | GWh | Industrial | Ind - Machinery | HVAC | No | Ind HVAC - Equipment (Electric - Mid Cost) | 0.025168 | 0.048697 | 0.070868 | 0.091679 | 0.11117 | 0.12942 | 0.14652 | 0.16252 | 0.1775 | 0.19152 | 0.20463 | 0.2169
SCE | GWh | Industrial | Ind - Machinery | HVAC | No | Ind HVAC - O&M (Electric - High Cost) | 0.0040001 | 0.0080049 | 0.012045 | 0.016104 | 0.020175 | 0.024255 | 0.028348 | 0.032449 | 0.036559 | 0.040677 | 0.0448 | 0.048928
SCE | GWh | Industrial | Ind - Machinery | HVAC | No | Ind HVAC - O&M (Electric - Low Cost) | 0.18086 | 0.36166 | 0.54397 | 0.72704 | 0.91055 | 1.0943 | 1.2786 | 1.4631 | 1.648 | 1.8332 | 2.0185 | 2.204
SCE | GWh | Industrial | Ind - Machinery | HVAC | No | Ind HVAC - O&M (Electric - Mid Cost) | 0.042435 | 0.084871 | 0.12767 | 0.17066 | 0.21377 | 0.25694 | 0.30024 | 0.34361 | 0.38706 | 0.43058 | 0.47414 | 0.51776
SCE | GWh | Industrial | Ind - Machinery | Lighting | No | Ind Lighting - Equipment (High Cost) | 0.07241 | 0.14032 | 0.2043 | 0.26442 | 0.32072 | 0.37347 | 0.42294 | 0.46923 | 0.5126 | 0.55317 | 0.59111 | 0.6266
SCE | GWh | Industrial | Ind - Machinery | Lighting | No | Ind Lighting - Equipment (Low Cost) | 0.038696 | 0.074807 | 0.10879 | 0.14065 | 0.17045 | 0.19831 | 0.22439 | 0.24876 | 0.27155 | 0.29286 | 0.31276 | 0.33135
SCE | GWh | Industrial | Ind - Machinery | Lighting | No | Ind Lighting - Equipment (Mid Cost) | 0.24389 | 0.47172 | 0.68619 | 0.88732 | 1.0755 | 1.2516 | 1.4164 | 1.5705 | 1.7146 | 1.8494 | 1.9753 | 2.093
SCE | GWh | Industrial | Ind - Machinery | Lighting | No | Ind Lighting - O&M (Low Cost) | 0.029092 | 0.056235 | 0.081781 | 0.10572 | 0.12812 | 0.14906 | 0.16865 | 0.18697 | 0.20409 | 0.2201 | 0.23505 | 0.24902
SCE | GWh | Industrial | Ind - Machinery | Lighting | No | Ind Lighting - O&M (Mid Cost) | 0.0023985 | 0.0047476 | 0.0069592 | 0.0090332 | 0.010974 | 0.012789 | 0.014489 | 0.016078 | 0.017565 | 0.018955 | 0.020254 | 0.021467
SCE | GWh | Industrial | Ind - Machinery | ProcHeat | No | Ind ProcHeat - Equipment (Electric - High Cost) | 0.0034093 | 0.0068585 | 0.010347 | 0.013872 | 0.017418 | 0.020986 | 0.024581 | 0.028191 | 0.031824 | 0.035471 | 0.039131 | 0.042804
SCE | GWh | Industrial | Ind - Machinery | ProcHeat | No | Ind ProcHeat - Equipment (Electric - Low Cost) | 0.015637 | 0.03127 | 0.047035 | 0.062866 | 0.078735 | 0.094628 | 0.11056 | 0.12652 | 0.14251 | 0.15853 | 0.17456 | 0.1906
SCE | GWh | Industrial | Ind - Machinery | ProcHeat | No | Ind ProcHeat - Equipment (Electric - Mid Cost) | 0.0037984 | 0.0075991 | 0.011432 | 0.015284 | 0.019145 | 0.023013 | 0.026894 | 0.030781 | 0.034676 | 0.038578 | 0.042484 | 0.046394
SCE | GWh | Industrial | Ind - Machinery | ProcRefrig | No | Ind ProcRefrig - O&M (High Cost) | 0.0063439 | 0.012697 | 0.019106 | 0.025547 | 0.032006 | 0.038479 | 0.044975 | 0.051483 | 0.058007 | 0.064543 | 0.071087 | 0.077639
SCE | GWh | Industrial | Ind - Machinery | ProcRefrig | No | Ind ProcRefrig - O&M (Low Cost) | 0.022946 | 0.045886 | 0.069018 | 0.092248 | 0.11553 | 0.13886 | 0.16224 | 0.18566 | 0.20912 | 0.23262 | 0.25614 | 0.27968
SCE | GWh | Industrial | Ind - Machinery | ProcRefrig | No | Ind ProcRefrig - O&M (Mid Cost) | 0.026516 | 0.053037 | 0.079784 | 0.10665 | 0.13358 | 0.16057 | 0.18762 | 0.21473 | 0.24188 | 0.26909 | 0.29631 | 0.32357
SCE | GWh | Industrial | Ind - Machinery | MachDr | No | Ind MachDr - Equipment (High Cost) | 0.020017 | 0.040207 | 0.060608 | 0.081182 | 0.10185 | 0.12262 | 0.1435 | 0.16445 | 0.18548 | 0.20658 | 0.22772 | 0.24891
SCE | GWh | Industrial | Ind - Machinery | MachDr | No | Ind MachDr - Equipment (Low Cost) | 0.19573 | 0.39141 | 0.58874 | 0.78691 | 0.98556 | 1.1845 | 1.384 | 1.5838 | 1.784 | 1.9845 | 2.1851 | 2.386
SCE | GWh | Industrial | Ind - Machinery | MachDr | No | Ind MachDr - Equipment (Mid Cost) | 0.1381 | 0.2763 | 0.41569 | 0.55574 | 0.69618 | 0.83688 | 0.97801 | 1.1194 | 1.2611 | 1.403 | 1.5451 | 1.6874
SCE | GWh | Industrial | Ind - Machinery | MachDr | No | Ind MachDr - O&M (High Cost) | 0.0022278 | 0.0044589 | 0.0067097 | 0.0089718 | 0.01124 | 0.013514 | 0.015795 | 0.018081 | 0.020372 | 0.022668 | 0.024967 | 0.027268
SCE | GWh | Industrial | Ind - Machinery | MachDr | No | Ind MachDr - O&M (Low Cost) | 0.76841 | 1.5366 | 2.3112 | 3.0891 | 3.8688 | 4.6497 | 5.4327 | 6.2169 | 7.0025 | 7.7893 | 8.5768 | 9.3651
SCE | GWh | Industrial | Ind - Machinery | MachDr | No | Ind MachDr - O&M (Mid Cost) | 0.11424 | 0.22852 | 0.34376 | 0.45953 | 0.57558 | 0.69185 | 0.80845 | 0.92524 | 1.0423 | 1.1595 | 1.2768 | 1.3943
SCE | GWh | Industrial | Ind - Metals (Fabricated) | HVAC | No | Ind HVAC - Equipment (Electric - High Cost) | 0.013044 | 0.025293 | 0.036848 | 0.047717 | 0.057909 | 0.067467 | 0.076441 | 0.084846 | 0.09273 | 0.10011 | 0.10703 | 0.1135
SCE | GWh | Industrial | Ind - Metals (Fabricated) | HVAC | No | Ind HVAC - Equipment (Electric - Low Cost) | 0.083426 | 0.16135 | 0.23475 | 0.30361 | 0.3681 | 0.42844 | 0.48496 | 0.53785 | 0.58734 | 0.63365 | 0.67695 | 0.71744
SCE | GWh | Industrial | Ind - Metals (Fabricated) | HVAC | No | Ind HVAC - Equipment (Electric - Mid Cost) | 0.049322 | 0.095421 | 0.13885 | 0.17962 | 0.2178 | 0.25353 | 0.28701 | 0.31835 | 0.34768 | 0.37513 | 0.40079 | 0.4248
SCE | GWh | Industrial | Ind - Metals (Fabricated) | HVAC | No | Ind HVAC - O&M (Electric - High Cost) | 0.013687 | 0.028647 | 0.043744 | 0.058921 | 0.074145 | 0.089401 | 0.10471 | 0.12005 | 0.13543 | 0.15084 | 0.16627 | 0.18172
SCE | GWh | Industrial | Ind - Metals (Fabricated) | HVAC | No | Ind HVAC - O&M (Electric - Low Cost) | 0.5667 | 1.1332 | 1.7044 | 2.2781 | 2.8531 | 3.429 | 4.0064 | 4.5846 | 5.1639 | 5.7441 | 6.3248 | 6.906
SCE | GWh | Industrial | Ind - Metals (Fabricated) | HVAC | No | Ind HVAC - O&M (Electric - Mid Cost) | 0.089287 | 0.17859 | 0.26865 | 0.35912 | 0.44982 | 0.54067 | 0.63179 | 0.72305 | 0.81449 | 0.90608 | 0.99777 | 1.0896
SCE | GWh | Industrial | Ind - Metals (Fabricated) | Lighting | No | Ind Lighting - Equipment (High Cost) | 0.18396 | 0.35656 | 0.51922 | 0.67207 | 0.81525 | 0.94942 | 1.0753 | 1.193 | 1.3034 | 1.4067 | 1.5032 | 1.5936
SCE | GWh | Industrial | Ind - Metals (Fabricated) | Lighting | No | Ind Lighting - Equipment (Low Cost) | 0.19127 | 0.36975 | 0.53774 | 0.69519 | 0.84251 | 0.98022 | 1.1091 | 1.2296 | 1.3422 | 1.4475 | 1.5459 | 1.6378
SCE | GWh | Industrial | Ind - Metals (Fabricated) | Lighting | No | Ind Lighting - Equipment (Mid Cost) | 0.79791 | 1.5432 | 2.2447 | 2.9026 | 3.5182 | 4.0939 | 4.6329 | 5.1368 | 5.6082 | 6.0489 | 6.4606 | 6.8454
SCE | GWh | Industrial | Ind - Metals (Fabricated) | Lighting | No | Ind Lighting - O&M (High Cost) | 0.0040016 | 0.0077521 | 0.01147 | 0.014957 | 0.018065 | 0.021117 | 0.023975 | 0.026648 | 0.029148 | 0.031485 | 0.033669 | 0.03571
SCE | GWh | Industrial | Ind - Metals (Fabricated) | Lighting | No | Ind Lighting - O&M (Low Cost) | 0.077963 | 0.1507 | 0.21916 | 0.28332 | 0.34334 | 0.39945 | 0.45195 | 0.50103 | 0.54692 | 0.58981 | 0.62988 | 0.66731
SCE | GWh | Industrial | Ind - Metals (Fabricated) | Lighting | No | Ind Lighting - O&M (Mid Cost) | 0.017222 | 0.033297 | 0.048428 | 0.062612 | 0.075884 | 0.088292 | 0.099906 | 0.11076 | 0.12092 | 0.13041 | 0.13928 | 0.14756
SCE | GWh | Industrial | Ind - Metals (Fabricated) | ProcHeat | No | Ind ProcHeat - Equipment (Electric - High Cost) | 0.00026148 | 0.00050595 | 0.00073635 | 0.00095292 | 0.001156 | 0.0013459 | 0.0015239 | 0.0016906 | 0.0018466 | 0.0019927 | 0.0021293 | 0.0022572
SCE | GWh | Industrial | Ind - Metals (Fabricated) | ProcHeat | No | Ind ProcHeat - Equipment (Electric - Low Cost) | 0.13689 | 0.26472 | 0.38514 | 0.49811 | 0.6039 | 0.70288 | 0.79559 | 0.88233 | 0.96351 | 1.0395 | 1.1105 | 1.1769
SCE | GWh | Industrial | Ind - Metals (Fabricated) | ProcHeat | No | Ind ProcHeat - Equipment (Electric - Mid Cost) | 0.012938 | 0.025033 | 0.036429 | 0.047125 | 0.057144 | 0.066522 | 0.07531 | 0.083534 | 0.091234 | 0.098439 | 0.10518 | 0.11148
SCE | GWh | Industrial | Ind - Metals (Fabricated) | ProcHeat | No | Ind ProcHeat - O&M (Electric - High Cost) | 0.15222 | 0.30486 | 0.45889 | 0.61378 | 0.76915 | 0.92496 | 1.0814 | 1.238 | 1.3951 | 1.5525 | 1.7102 | 1.868
SCE | GWh | Industrial | Ind - Metals (Fabricated) | ProcHeat | No | Ind ProcHeat - O&M (Electric - Low Cost) | 0.1277 | 0.25538 | 0.38413 | 0.51343 | 0.64304 | 0.77286 | 0.90302 | 1.0334 | 1.164 | 1.2948 | 1.4257 | 1.5568
SCE | GWh | Industrial | Ind - Metals (Fabricated) | ProcHeat | No | Ind ProcHeat - O&M (Electric - Mid Cost) | 0.0097561 | 0.019516 | 0.02936 | 0.039247 | 0.049161 | 0.059092 | 0.069053 | 0.07903 | 0.089028 | 0.099042 | 0.10907 | 0.1191
SCE | GWh | Industrial | Ind - Metals (Fabricated) | ProcRefrig | No | Ind ProcRefrig - O&M (High Cost) | 0.00055408 | 0.0011099 | 0.0016707 | 0.0022348 | 0.0028007 | 0.0033683 | 0.0039381 | 0.0045093 | 0.0050822 | 0.0056563 | 0.0062313 | 0.0068073
SCE | GWh | Industrial | Ind - Metals (Fabricated) | ProcRefrig | No | Ind ProcRefrig - O&M (Low Cost) | 0.036365 | 0.072719 | 0.10938 | 0.14619 | 0.18309 | 0.22004 | 0.2571 | 0.29421 | 0.33138 | 0.36861 | 0.40588 | 0.44318
SCE | GWh | Industrial | Ind - Metals (Fabricated) | ProcRefrig | No | Ind ProcRefrig - O&M (Mid Cost) | 0.047896 | 0.095816 | 0.14415 | 0.1927 | 0.24138 | 0.29015 | 0.33907 | 0.38807 | 0.43717 | 0.48635 | 0.53559 | 0.58488
SCE | GWh | Industrial | Ind - Metals (Fabricated) | MachDr | No | Ind MachDr - Equipment (High Cost) | 0.10846 | 0.20792 | 0.29952 | 0.38368 | 0.46075 | 0.53132 | 0.59601 | 0.65519 | 0.70939 | 0.75897 | 0.80428 | 0.84571
SCE | GWh | Industrial | Ind - Metals (Fabricated) | MachDr | No | Ind MachDr - Equipment (Low Cost) | 0.40773 | 0.7796 | 1.1217 | 1.4351 | 1.7217 | 1.9836 | 2.2231 | 2.442 | 2.642 | 2.8248 | 2.9916 | 3.144
SCE | GWh | Industrial | Ind - Metals (Fabricated) | MachDr | No | Ind MachDr - Equipment (Mid Cost) | 0.52845 | 1.0108 | 1.4546 | 1.8614 | 2.2334 | 2.5734 | 2.8846 | 3.1689 | 3.4289 | 3.6664 | 3.8833 | 4.0815
SCE | GWh | Industrial | Ind - Metals (Fabricated) | MachDr | No | Ind MachDr - O&M (High Cost) | 0.074755 | 0.14961 | 0.22513 | 0.30102 | 0.37713 | 0.4534 | 0.52994 | 0.60661 | 0.68348 | 0.76048 | 0.83758 | 0.91479
SCE | GWh | Industrial | Ind - Metals (Fabricated) | MachDr | No | Ind MachDr - O&M (Low Cost) | 3.6146 | 7.2281 | 10.8719 | 14.5309 | 18.1987 | 21.8721 | 25.5552 | 29.2439 | 32.9392 | 36.64 | 40.3441 | 44.0519
SCE | GWh | Industrial | Ind - Metals (Fabricated) | MachDr | No | Ind MachDr - O&M (Mid Cost) | 0.44197 | 0.88407 | 1.3299 | 1.7778 | 2.2268 | 2.6767 | 3.1278 | 3.5797 | 4.0325 | 4.486 | 4.94 | 5.3945
SCE | GWh | Industrial | Ind - Metals (Primary) | HVAC | No | Ind HVAC - Equipment (Electric - High Cost) | 0.0002071 | 0.00040303 | 0.00058816 | 0.00076286 | 0.00092693 | 0.0010813 | 0.0012267 | 0.001363 | 0.0014913 | 0.0016116 | 0.0017243 | 0.00183
SCE | GWh | Industrial | Ind - Metals (Primary) | HVAC | No | Ind HVAC - Equipment (Electric - Low Cost) | 0.013904 | 0.026892 | 0.039127 | 0.050607 | 0.061357 | 0.071416 | 0.080839 | 0.089655 | 0.097907 | 0.10563 | 0.11285 | 0.1196
SCE | GWh | Industrial | Ind - Metals (Primary) | HVAC | No | Ind HVAC - Equipment (Electric - Mid Cost) | 0.0086828 | 0.016799 | 0.024445 | 0.031618 | 0.038333 | 0.044621 | 0.050512 | 0.056025 | 0.061185 | 0.066014 | 0.070529 | 0.074751
SCE | GWh | Industrial | Ind - Metals (Primary) | HVAC | No | Ind HVAC - O&M (Electric - Low Cost) | 0.070873 | 0.14172 | 0.21317 | 0.28491 | 0.35682 | 0.42884 | 0.50106 | 0.57338 | 0.64583 | 0.71839 | 0.79102 | 0.86372
SCE | GWh | Industrial | Ind - Metals (Primary) | HVAC | No | Ind HVAC - O&M (Electric - Mid Cost) | 0.025904 | 0.051813 | 0.077943 | 0.10419 | 0.1305 | 0.15686 | 0.18329 | 0.20976 | 0.23629 | 0.26286 | 0.28946 | 0.31608
SCE | GWh | Industrial | Ind - Metals (Primary) | Lighting | No | Ind Lighting - Equipment (High Cost) | 0.034086 | 0.066044 | 0.096156 | 0.12444 | 0.15094 | 0.17575 | 0.19902 | 0.2208 | 0.24119 | 0.26028 | 0.27812 | 0.29481
SCE | GWh | Industrial | Ind - Metals (Primary) | Lighting | No | Ind Lighting - Equipment (Low Cost) | 0.091125 | 0.17615 | 0.25618 | 0.33118 | 0.40135 | 0.46695 | 0.52833 | 0.58572 | 0.63937 | 0.68952 | 0.73637 | 0.78014
SCE | GWh | Industrial | Ind - Metals (Primary) | Lighting | No | Ind Lighting - Equipment (Mid Cost) | 0.23396 | 0.45248 | 0.65818 | 0.85105 | 1.0315 | 1.2003 | 1.3584 | 1.5061 | 1.6443 | 1.7735 | 1.8942 | 2.007
SCE | GWh | Industrial | Ind - Metals (Primary) | Lighting | No | Ind Lighting - O&M (High Cost) | 0.00063035 | 0.0012235 | 0.0017829 | 0.002309 | 0.002802 | 0.003264 | 0.0036976 | 0.0041034 | 0.0044838 | 0.0048655 | 0.0052222 | 0.0055556
SCE | GWh | Industrial | Ind - Metals (Primary) | Lighting | No | Ind Lighting - O&M (Low Cost) | 0.035104 | 0.067854 | 0.098676 | 0.12756 | 0.15459 | 0.17985 | 0.20348 | 0.22558 | 0.24624 | 0.26555 | 0.28359 | 0.30044
SCE | GWh | Industrial | Ind - Metals (Primary) | Lighting | No | Ind Lighting - O&M (Mid Cost) | 0.00097009 | 0.0019114 | 0.0027975 | 0.0036284 | 0.0044059 | 0.0051331 | 0.0058139 | 0.0064504 | 0.0070458 | 0.0076025 | 0.0081226 | 0.0086086
SCE | GWh | Industrial | Ind - Metals (Primary) | ProcHeat | No | Ind ProcHeat - Equipment (Electric - High Cost) | 0.031573 | 0.06116 | 0.089057 | 0.11529 | 0.13989 | 0.16292 | 0.18453 | 0.20477 | 0.22374 | 0.2415 | 0.25812 | 0.27367
SCE | GWh | Industrial | Ind - Metals (Primary) | ProcHeat | No | Ind ProcHeat - Equipment (Electric - Low Cost) | 0.029862 | 0.05775 | 0.08402 | 0.10867 | 0.13174 | 0.15334 | 0.17356 | 0.19249 | 0.2102 | 0.22677 | 0.24226 | 0.25675
SCE | GWh | Industrial | Ind - Metals (Primary) | ProcHeat | No | Ind ProcHeat - Equipment (Electric - Mid Cost) | 0.0044426 | 0.0085956 | 0.012509 | 0.016181 | 0.019622 | 0.022841 | 0.025859 | 0.028682 | 0.031326 | 0.0338 | 0.036113 | 0.038277
SCE | GWh | Industrial | Ind - Metals (Primary) | ProcHeat | No | Ind ProcHeat - O&M (Electric - Low Cost) | 0.25747 | 0.51483 | 0.77435 | 1.0349 | 1.2961 | 1.5577 | 1.82 | 2.0827 | 2.3458 | 2.6093 | 2.8731 | 3.1371
SCE | GWh | Industrial | Ind - Metals (Primary) | ProcHeat | No | Ind ProcHeat - O&M (Electric - Mid Cost) | 0.0035372 | 0.0070746 | 0.010642 | 0.014227 | 0.017821 | 0.02142 | 0.02503 | 0.028646 | 0.032269 | 0.035898 | 0.03953 | 0.043168
SCE | GWh | Industrial | Ind - Metals (Primary) | MachDr | No | Ind MachDr - Equipment (High Cost) | 0.048348 | 0.092681 | 0.13352 | 0.17102 | 0.20537 | 0.23682 | 0.26565 | 0.29202 | 0.31618 | 0.33827 | 0.35846 | 0.37692
SCE | GWh | Industrial | Ind - Metals (Primary) | MachDr | No | Ind MachDr - Equipment (Low Cost) | 0.19776 | 0.37814 | 0.54408 | 0.69611 | 0.83514 | 0.96217 | 1.0784 | 1.1845 | 1.2816 | 1.3702 | 1.4512 | 1.5251
SCE | GWh | Industrial | Ind - Metals (Primary) | MachDr | No | Ind MachDr - Equipment (Mid Cost) | 0.16472 | 0.31511 | 0.45349 | 0.58032 | 0.69634 | 0.80239 | 0.89943 | 0.98812 | 1.0692 | 1.1433 | 1.211 | 1.2728
SCE | GWh | Industrial | Ind - Metals (Primary) | MachDr | No | Ind MachDr - O&M (High Cost) | 0.0034545 | 0.006914 | 0.010404 | 0.013911 | 0.017429 | 0.020954 | 0.024491 | 0.028035 | 0.031587 | 0.035146 | 0.03871 | 0.042278
SCE | GWh | Industrial | Ind - Metals (Primary) | MachDr | No | Ind MachDr - O&M (Low Cost) | 0.88233 | 1.7644 | 2.6538 | 3.547 | 4.4423 | 5.3389 | 6.238 | 7.1384 | 8.0404 | 8.9437 | 9.8479 | 10.7529
SCE | GWh | Industrial | Ind - Metals (Primary) | MachDr | No | Ind MachDr - O&M (Mid Cost) | 0.1024 | 0.20483 | 0.30812 | 0.41187 | 0.51588 | 0.62007 | 0.72456 | 0.82922 | 0.93409 | 1.0391 | 1.1443 | 1.2495
SCE | GWh | Industrial | Ind - Other | HVAC | No | Ind HVAC - Equipment (Electric - High Cost) | 0.0048999 | 0.0095196 | 0.013881 | 0.017991 | 0.021848 | 0.025471 | 0.028878 | 0.032072 | 0.035073 | 0.037884 | 0.040517 | 0.042982
SCE | GWh | Industrial | Ind - Other | HVAC | No | Ind HVAC - Equipment (Electric - Low Cost) | 0.011228 | 0.021716 | 0.031597 | 0.040868 | 0.04955 | 0.057674 | 0.065284 | 0.072405 | 0.07907 | 0.085306 | 0.091138 | 0.096591
SCE | GWh | Industrial | Ind - Other | HVAC | No | Ind HVAC - Equipment (Electric - Mid Cost) | 0.024408 | 0.047221 | 0.068714 | 0.088886 | 0.10778 | 0.12546 | 0.14203 | 0.15753 | 0.17205 | 0.18563 | 0.19833 | 0.21021
SCE | GWh | Industrial | Ind - Other | HVAC | No | Ind HVAC - O&M (Electric - High Cost) | 0.008998 | 0.018083 | 0.028215 | 0.038406 | 0.048628 | 0.058881 | 0.069176 | 0.079493 | 0.089842 | 0.10021 | 0.1106 | 0.121
SCE | GWh | Industrial | Ind - Other | HVAC | No | Ind HVAC - O&M (Electric - Low Cost) | 0.12283 | 0.24562 | 0.36943 | 0.49377 | 0.61841 | 0.74324 | 0.8684 | 0.99375 | 1.1193 | 1.2451 | 1.371 | 1.497
SCE | GWh | Industrial | Ind - Other | HVAC | No | Ind HVAC - O&M (Electric - Mid Cost) | 0.0028869 | 0.0057754 | 0.0086885 | 0.011615 | 0.014549 | 0.017489 | 0.020437 | 0.02339 | 0.02635 | 0.029314 | 0.032282 | 0.035253
SCE | GWh | Industrial | Ind - Other | Lighting | No | Ind Lighting - Equipment (High Cost) | 0.058028 | 0.11242 | 0.16367 | 0.21181 | 0.2569 | 0.29912 | 0.33872 | 0.37576 | 0.41047 | 0.44293 | 0.47329 | 0.50167
SCE | GWh | Industrial | Ind - Other | Lighting | No | Ind Lighting - Equipment (Low Cost) | 0.052024 | 0.10057 | 0.14626 | 0.18909 | 0.22916 | 0.26661 | 0.30167 | 0.33443 | 0.36507 | 0.39371 | 0.42047 | 0.44547
SCE | GWh | Industrial | Ind - Other | Lighting | No | Ind Lighting - Equipment (Mid Cost) | 0.19053 | 0.36851 | 0.53606 | 0.69318 | 0.84022 | 0.97773 | 1.1065 | 1.2268 | 1.3395 | 1.4447 | 1.5431 | 1.635
SCE | GWh | Industrial | Ind - Other | Lighting | No | Ind Lighting - O&M (High Cost) | 0.00058814 | 0.0011411 | 0.0016624 | 0.0021523 | 0.0026113 | 0.0030415 | 0.0034451 | 0.0038229 | 0.004177 | 0.0045313 | 0.0048624 | 0.0051719
SCE | GWh | Industrial | Ind - Other | Lighting | No | Ind Lighting - O&M (Low Cost) | 0.067061 | 0.12963 | 0.18851 | 0.2437 | 0.29533 | 0.34359 | 0.38875 | 0.43096 | 0.47043 | 0.50732 | 0.54178 | 0.57398
SCE | GWh | Industrial | Ind - Other | Lighting | No | Ind Lighting - O&M (Mid Cost) | 0.00089923 | 0.0017388 | 0.002529 | 0.0032698 | 0.0039631 | 0.0046112 | 0.0052179 | 0.0057851 | 0.0063156 | 0.0068115 | 0.0072748 | 0.0077077
SCE | GWh | Industrial | Ind - Other | MachDr | No | Ind MachDr - Equipment (High Cost) | 0.073413 | 0.14714 | 0.22157 | 0.29647 | 0.37163 | 0.44705 | 0.52282 | 0.59877 | 0.675 | 0.75141 | 0.82796 | 0.90465
SCE | GWh | Industrial | Ind - Other | MachDr | No | Ind MachDr - Equipment (Low Cost) | 0.30585 | 0.6116 | 0.91991 | 1.2295 | 1.5399 | 1.8507 | 2.1623 | 2.4744 | 2.7871 | 3.1003 | 3.4137 | 3.7274
SCE | GWh | Industrial | Ind - Other | MachDr | No | Ind MachDr - Equipment (Mid Cost) | 0.28277 | 0.56575 | 0.85116 | 1.1379 | 1.4254 | 1.7135 | 2.0024 | 2.2918 | 2.5819 | 2.8725 | 3.1634 | 3.4546
SCE | GWh | Industrial | Ind - Other | MachDr | No | Ind MachDr - O&M (High Cost) | 0.0093046 | 0.018621 | 0.028018 | 0.037462 | 0.046932 | 0.056423 | 0.065945 | 0.075484 | 0.085047 | 0.094626 | 0.10422 | 0.11382
SCE | GWh | Industrial | Ind - Other | MachDr | No | Ind MachDr - O&M (Low Cost) | 0.53356 | 1.0669 | 1.6048 | 2.1449 | 2.6863 | 3.2285 | 3.7722 | 4.3167 | 4.8621 | 5.4084 | 5.9552 | 6.5025
SCE | GWh | Industrial | Ind - Other | MachDr | No | Ind MachDr - O&M (Mid Cost) | 0.13794 | 0.27593 | 0.4151 | 0.5549 | 0.69507 | 0.83549 | 0.97632 | 1.1174 | 1.2588 | 1.4004 | 1.5421 | 1.684
SCE | GWh | Industrial | Ind - Paper | HVAC | No | Ind HVAC - Equipment (Electric - High Cost) | 0.00078728 | 0.0015313 | 0.0022341 | 0.002897 | 0.0035194 | 0.0041047 | 0.0046556 | 0.0051723 | 0.0056581 | 0.0061136 | 0.0065404 | 0.0069405
SCE | GWh | Industrial | Ind - Paper | HVAC | No | Ind HVAC - Equipment (Electric - Low Cost) | 0.020723 | 0.040077 | 0.05831 | 0.075415 | 0.091434 | 0.10642 | 0.12046 | 0.1336 | 0.14589 | 0.15739 | 0.16815 | 0.17821
SCE | GWh | Industrial | Ind - Paper | HVAC | No | Ind HVAC - Equipment (Electric - Mid Cost) | 0.0071192 | 0.013772 | 0.02004 | 0.025924 | 0.031436 | 0.036593 | 0.041425 | 0.045948 | 0.050181 | 0.054142 | 0.057847 | 0.061312
SCE | GWh | Industrial | Ind - Paper | HVAC | No | Ind HVAC - O&M (Electric - High Cost) | 0.001542 | 0.0030861 | 0.0046436 | 0.0062088 | 0.0077784 | 0.0093515 | 0.01093 | 0.012511 | 0.014096 | 0.015684 | 0.017274 | 0.018866
SCE | GWh | Industrial | Ind - Paper | HVAC | No | Ind HVAC - O&M (Electric - Low Cost) | 0.08973 | 0.17943 | 0.26989 | 0.36072 | 0.45177 | 0.54296 | 0.63439 | 0.72597 | 0.8177 | 0.90957 | 1.0015 | 1.0936
SCE | GWh | Industrial | Ind - Paper | HVAC | No | Ind HVAC - O&M (Electric - Mid Cost) | 0.015336 | 0.030677 | 0.046148 | 0.061689 | 0.07727 | 0.092879 | 0.10853 | 0.12421 | 0.13992 | 0.15566 | 0.17142 | 0.18719
SCE | GWh | Industrial | Ind - Paper | Lighting | No | Ind Lighting - Equipment (High Cost) | 0.034114 | 0.066103 | 0.096245 | 0.12456 | 0.15108 | 0.17593 | 0.19923 | 0.22103 | 0.24145 | 0.26056 | 0.27843 | 0.29514
SCE | GWh | Industrial | Ind - Paper | Lighting | No | Ind Lighting - Equipment (Low Cost) | 0.028293 | 0.054696 | 0.079546 | 0.10284 | 0.12463 | 0.145 | 0.16407 | 0.18189 | 0.19856 | 0.21414 | 0.22869 | 0.24228
SCE | GWh | Industrial | Ind - Paper | Lighting | No | Ind Lighting - Equipment (Mid Cost) | 0.18371 | 0.3553 | 0.51683 | 0.66829 | 0.81003 | 0.94257 | 1.0667 | 1.1827 | 1.2912 | 1.3927 | 1.4875 | 1.5761
SCE | GWh | Industrial | Ind - Paper | Lighting | No | Ind Lighting - O&M (Low Cost) | 0.012745 | 0.024635 | 0.035826 | 0.046314 | 0.056126 | 0.065298 | 0.073881 | 0.081903 | 0.089404 | 0.096416 | 0.10297 | 0.10908
SCE | GWh | Industrial | Ind - Paper | Lighting | No | Ind Lighting - O&M (Mid Cost) | 0.00071545 | 0.0013997 | 0.0020437 | 0.0026476 | 0.0032127 | 0.003741 | 0.0042356 | 0.0046981 | 0.0051305 | 0.0055348 | 0.0059126 | 0.0062656
SCE | GWh | Industrial | Ind - Paper | MachDr | No | Ind MachDr - Equipment (High Cost) | 0.050913 | 0.097539 | 0.14047 | 0.17988 | 0.21595 | 0.24897 | 0.27922 | 0.30689 | 0.33221 | 0.35537 | 0.37653 | 0.39587
SCE | GWh | Industrial | Ind - Paper | MachDr | No | Ind MachDr - Equipment (Low Cost) | 0.11017 | 0.21065 | 0.30308 | 0.38777 | 0.46521 | 0.53597 | 0.6007 | 0.65984 | 0.7139 | 0.76328 | 0.80838 | 0.84956
SCE | GWh | Industrial | Ind - Paper | MachDr | No | Ind MachDr - Equipment (Mid Cost) | 0.22653 | 0.43333 | 0.62362 | 0.79803 | 0.95756 | 1.1034 | 1.2368 | 1.3588 | 1.4703 | 1.5722 | 1.6652 | 1.7502
SCE | GWh | Industrial | Ind - Paper | MachDr | No | Ind MachDr - O&M (High Cost) | 0.0067352 | 0.013478 | 0.020279 | 0.027113 | 0.033967 | 0.040834 | 0.047724 | 0.054627 | 0.061545 | 0.068476 | 0.075415 | 0.082363
SCE | GWh | Industrial | Ind - Paper | MachDr | No | Ind MachDr - O&M (Low Cost) | 0.78391 | 1.5676 | 2.3578 | 3.1513 | 3.9467 | 4.7434 | 5.5421 | 6.342 | 7.1434 | 7.946 | 8.7493 | 9.5533
SCE | GWh | Industrial | Ind - Paper | MachDr | No | Ind MachDr - O&M (Mid Cost) | 0.081496 | 0.16302 | 0.24524 | 0.32782 | 0.41062 | 0.49356 | 0.57675 | 0.66007 | 0.74357 | 0.82719 | 0.91091 | 0.99472
SCE | GWh | Industrial | Ind - Petroleum | Lighting | No | Ind Lighting - Equipment (High Cost) | 0.048359 | 0.093723 | 0.13647 | 0.17664 | 0.21426 | 0.24951 | 0.28257 | 0.31351 | 0.34249 | 0.36962 | 0.39498 | 0.4187
SCE | GWh | Industrial | Ind - Petroleum | Lighting | No | Ind Lighting - Equipment (Low Cost) | 0.096539 | 0.18662 | 0.27139 | 0.35085 | 0.42519 | 0.49468 | 0.55971 | 0.6205 | 0.67734 | 0.73046 | 0.78009 | 0.82646
SCE | GWh | Industrial | Ind - Petroleum | Lighting | No | Ind Lighting - Equipment (Mid Cost) | 0.077141 | 0.14918 | 0.21699 | 0.28056 | 0.34006 | 0.39569 | 0.44777 | 0.49646 | 0.542 | 0.58457 | 0.62435 | 0.66151
SCE | GWh | Industrial | Ind - Petroleum | MachDr | No | Ind MachDr - Equipment (High Cost) | 0.17162 | 0.32894 | 0.47384 | 0.60691 | 0.72876 | 0.84032 | 0.94259 | 1.0361 | 1.1218 | 1.2001 | 1.2718 | 1.3372
SCE | GWh | Industrial | Ind - Petroleum | MachDr | No | Ind MachDr - Equipment (Low Cost) | 0.90683 | 1.7339 | 2.4948 | 3.1919 | 3.8294 | 4.4118 | 4.9446 | 5.4314 | 5.8763 | 6.2828 | 6.654 | 6.9929
SCE | GWh | Industrial | Ind - Petroleum | MachDr | No | Ind MachDr - Equipment (Mid Cost) | 0.74176 | 1.4189 | 2.042 | 2.6131 | 3.1355 | 3.613 | 4.05 | 4.4493 | 4.8144 | 5.148 | 5.4527 | 5.731
SCE | GWh | Industrial | Ind - Petroleum | MachDr | No | Ind MachDr - O&M (High Cost) | 0.063366 | 0.1269 | 0.19102 | 0.25549 | 0.32016 | 0.38499 | 0.45006 | 0.51526 | 0.58062 | 0.6461 | 0.71168 | 0.77734
SCE | GWh | Industrial | Ind - Petroleum | MachDr | No | Ind MachDr - O&M (Low Cost) | 3.6974 | 7.3935 | 11.1207 | 14.8634 | 18.6151 | 22.3725 | 26.1399 | 29.9129 | 33.6927 | 37.4781 | 41.267 | 45.0596
SCE | GWh | Industrial | Ind - Petroleum | MachDr | No | Ind MachDr - O&M (Mid Cost) | 0.49195 | 0.98403 | 1.4803 | 1.9788 | 2.4786 | 2.9792 | 3.4813 | 3.9842 | 4.4881 | 4.9929 | 5.4982 | 6.004
SCE | GWh | Industrial | Ind - Plastics | HVAC | No | Ind HVAC - Equipment (Electric - High Cost) | 0.0012754 | 0.0024735 | 0.0036037 | 0.0046669 | 0.0056639 | 0.006599 | 0.0074771 | 0.0082997 | 0.0090713 | 0.0097941 | 0.010471 | 0.011104
SCE | GWh | Industrial | Ind - Plastics | HVAC | No | Ind HVAC - Equipment (Electric - Low Cost) | 0.060009 | 0.11606 | 0.16886 | 0.2184 | 0.26479 | 0.3082 | 0.34886 | 0.3869 | 0.4225 | 0.45582 | 0.48697 | 0.5161
SCE | GWh | Industrial | Ind - Plastics | HVAC | No | Ind HVAC - Equipment (Electric - Mid Cost) | 0.056437 | 0.10918 | 0.15888 | 0.20552 | 0.24921 | 0.29009 | 0.3284 | 0.36425 | 0.39781 | 0.42921 | 0.45858 | 0.48605
SCE | GWh | Industrial | Ind - Plastics | HVAC | No | Ind HVAC - O&M (Electric - High Cost) | 0.022755 | 0.045537 | 0.068519 | 0.091616 | 0.11478 | 0.13799 | 0.16128 | 0.18461 | 0.208 | 0.23143 | 0.25489 | 0.27838
SCE | GWh | Industrial | Ind - Plastics | HVAC | No | Ind HVAC - O&M (Electric - Low Cost) | 0.28238 | 0.56466 | 0.84931 | 1.1352 | 1.4217 | 1.7086 | 1.9964 | 2.2845 | 2.5732 | 2.8623 | 3.1516 | 3.4413
SCE | GWh | Industrial | Ind - Plastics | HVAC | No | Ind HVAC - O&M (Electric - Mid Cost) | 0.047884 | 0.095779 | 0.14408 | 0.1926 | 0.24124 | 0.28996 | 0.33883 | 0.38778 | 0.43682 | 0.48594 | 0.53512 | 0.58434
SCE | GWh | Industrial | Ind - Plastics | Lighting | No | Ind Lighting - Equipment (High Cost) | 0.07036 | 0.13637 | 0.19859 | 0.25704 | 0.3118 | 0.36311 | 0.41124 | 0.45628 | 0.49848 | 0.53797 | 0.5749 | 0.60944
SCE | GWh | Industrial | Ind - Plastics | Lighting | No | Ind Lighting - Equipment (Low Cost) | 0.12066 | 0.23325 | 0.33922 | 0.43855 | 0.53148 | 0.61835 | 0.69965 | 0.77565 | 0.84671 | 0.91314 | 0.97519 | 1.0332
SCE | GWh | Industrial | Ind - Plastics | Lighting | No | Ind Lighting - Equipment (Mid Cost) | 0.51595 | 0.99789 | 1.4516 | 1.877 | 2.2752 | 2.6475 | 2.9961 | 3.3221 | 3.627 | 3.912 | 4.1784 | 4.4273
SCE | GWh | Industrial | Ind - Plastics | Lighting | No | Ind Lighting - O&M (Low Cost) | 0.027517 | 0.053191 | 0.077354 | 0.1 | 0.12119 | 0.14099 | 0.15952 | 0.17685 | 0.19304 | 0.20818 | 0.22233 | 0.23554
SCE | GWh | Industrial | Ind - Plastics | Lighting | No | Ind Lighting - O&M (Mid Cost) | 0.0040183 | 0.0078503 | 0.011457 | 0.014839 | 0.018003 | 0.020962 | 0.023732 | 0.026321 | 0.028742 | 0.031006 | 0.033121 | 0.035097
SCE | GWh | Industrial | Ind - Plastics | ProcHeat | No | Ind ProcHeat - Equipment (Electric - High Cost) | 0.0027979 | 0.005599 | 0.0084252 | 0.011269 | 0.014125 | 0.016983 | 0.019852 | 0.022727 | 0.025608 | 0.028496 | 0.031388 | 0.034286
SCE | GWh | Industrial | Ind - Plastics | ProcHeat | No | Ind ProcHeat - Equipment (Electric - Low Cost) | 0.2115 | 0.42293 | 0.63613 | 0.85023 | 1.0648 | 1.2798 | 1.4953 | 1.7111 | 1.9273 | 2.1439 | 2.3606 | 2.5776
SCE | GWh | Industrial | Ind - Plastics | ProcHeat | No | Ind ProcHeat - Equipment (Electric - Mid Cost) | 0.093387 | 0.1868 | 0.28101 | 0.37563 | 0.4705 | 0.56553 | 0.66085 | 0.75631 | 0.85197 | 0.94779 | 1.0437 | 1.1397
SCE | GWh | Industrial | Ind - Plastics | ProcRefrig | No | Ind ProcRefrig - O&M (High Cost) | 0.16892 | 0.33809 | 0.50875 | 0.68026 | 0.85226 | 1.0246 | 1.1976 | 1.3709 | 1.5447 | 1.7187 | 1.893 | 2.0675
SCE | GWh | Industrial | Ind - Plastics | ProcRefrig | No | Ind ProcRefrig - O&M (Low Cost) | 0.32485 | 0.64965 | 0.97718 | 1.3061 | 1.6358 | 1.9661 | 2.2972 | 2.6289 | 2.9612 | 3.294 | 3.6271 | 3.9605
SCE | GWh | Industrial | Ind - Plastics | ProcRefrig | No | Ind ProcRefrig - O&M (Mid Cost) | 0.062534 | 0.12509 | 0.18818 | 0.25156 | 0.3151 | 0.37875 | 0.44259 | 0.50654 | 0.57062 | 0.6348 | 0.69905 | 0.76337
SCE | GWh | Industrial | Ind - Plastics | MachDr | No | Ind MachDr - Equipment (High Cost) | 0.1812 | 0.36328 | 0.54712 | 0.73219 | 0.91791 | 1.1043 | 1.2917 | 1.4795 | 1.668 | 1.8571 | 2.0464 | 2.2362
SCE | GWh | Industrial | Ind - Plastics | MachDr | No | Ind MachDr - Equipment (Low Cost) | 0.75901 | 1.5178 | 2.283 | 3.0514 | 3.8217 | 4.5931 | 5.3666 | 6.1413 | 6.9174 | 7.6947 | 8.4727 | 9.2514
SCE | GWh | Industrial | Ind - Plastics | MachDr | No | Ind MachDr - Equipment (Mid Cost) | 1.2116 | 2.4242 | 3.6473 | 4.8762 | 6.1084 | 7.343 | 8.5815 | 9.8222 | 11.0656 | 12.3112 | 13.5582 | 14.8067
SCE | GWh | Industrial | Ind - Plastics | MachDr | No | Ind MachDr - O&M (High Cost) | 0.0091705 | 0.018353 | 0.027616 | 0.036925 | 0.04626 | 0.055616 | 0.065003 | 0.074408 | 0.083835 | 0.09328 | 0.10274 | 0.1122
SCE | GWh | Industrial | Ind - Plastics | MachDr | No | Ind MachDr - O&M (Low Cost) | 2.6649 | 5.329 | 8.0154 | 10.7131 | 13.4174 | 16.1257 | 18.8412 | 21.561 | 24.2855 | 27.0142 | 29.7453 | 32.4792
SCE | GWh | Industrial | Ind - Plastics | MachDr | No | Ind MachDr - O&M (Mid Cost) | 0.099045 | 0.19812 | 0.29804 | 0.39841 | 0.49904 | 0.59984 | 0.70094 | 0.80221 | 0.90368 | 1.0053 | 1.1071 | 1.2089
SCE | GWh | Industrial | Ind - Printing & Publishing | HVAC | No | Ind HVAC - Equipment (Electric - High Cost) | 0.029048 | 0.056416 | 0.08225 | 0.10658 | 0.12942 | 0.15085 | 0.17097 | 0.18983 | 0.20753 | 0.2241 | 0.23962 | 0.25415
SCE | GWh | Industrial | Ind - Printing & Publishing | HVAC | No | Ind HVAC - Equipment (Electric - Low Cost) | 0.05616 | 0.10861 | 0.15803 | 0.20439 | 0.24781 | 0.28843 | 0.32649 | 0.36209 | 0.39541 | 0.42659 | 0.45575 | 0.48301
SCE | GWh | Industrial | Ind - Printing & Publishing | HVAC | No | Ind HVAC - Equipment (Electric - Mid Cost) | 0.059586 | 0.11529 | 0.16778 | 0.21705 | 0.2632 | 0.3064 | 0.34688 | 0.38476 | 0.42023 | 0.45342 | 0.48446 | 0.5135
SCE | GWh | Industrial | Ind - Printing & Publishing | HVAC | No | Ind HVAC - O&M (Electric - High Cost) | 0.012761 | 0.025537 | 0.038424 | 0.051374 | 0.064359 | 0.077372 | 0.090428 | 0.10351 | 0.11662 | 0.12975 | 0.1429 | 0.15607
SCE | GWh | Industrial | Ind - Printing & Publishing | HVAC | No | Ind HVAC - O&M (Electric - Low Cost) | 0.29913 | 0.59818 | 0.89973 | 1.2026 | 1.5061 | 1.8101 | 2.115 | 2.4202 | 2.7261 | 3.0324 | 3.339 | 3.6458
SCE | GWh | Industrial | Ind - Printing & Publishing | HVAC | No | Ind HVAC - O&M (Electric - Mid Cost) | 0.13479 | 0.26965 | 0.40568 | 0.54233 | 0.67936 | 0.81663 | 0.95432 | 1.0923 | 1.2305 | 1.3689 | 1.5075 | 1.6463
SCE | GWh | Industrial | Ind - Printing & Publishing | Lighting | No | Ind Lighting - Equipment (High Cost) | 0.036555 | 0.070829 | 0.10312 | 0.13346 | 0.16187 | 0.18848 | 0.21344 | 0.23679 | 0.25866 | 0.27913 | 0.29826 | 0.31616
SCE | GWh | Industrial | Ind - Printing & Publishing | Lighting | No | Ind Lighting - Equipment (Low Cost) | 0.0839 | 0.16219 | 0.23587 | 0.30494 | 0.36955 | 0.42995 | 0.48648 | 0.53932 | 0.58872 | 0.63491 | 0.67805 | 0.71836
SCE | GWh | Industrial | Ind - Printing & Publishing | Lighting | No | Ind Lighting - Equipment (Mid Cost) | 0.2111 | 0.40825 | 0.59384 | 0.76785 | 0.93069 | 1.083 | 1.2255 | 1.3588 | 1.4835 | 1.6 | 1.7089 | 1.8106
SCE | GWh | Industrial | Ind - Printing & Publishing | Lighting | No | Ind Lighting - O&M (Low Cost) | 0.0401 | 0.077513 | 0.11272 | 0.14572 | 0.1766 | 0.20546 | 0.23246 | 0.25771 | 0.28131 | 0.30337 | 0.32398 | 0.34323
SCE | GWh | Industrial | Ind - Printing & Publishing | Lighting | No | Ind Lighting - O&M (Mid Cost) | 0.0018324 | 0.0035808 | 0.0052265 | 0.0067694 | 0.0082132 | 0.0095631 | 0.010827 | 0.012008 | 0.013113 | 0.014146 | 0.015111 | 0.016013
SCE | GWh | Industrial | Ind - Printing & Publishing | MachDr | No | Ind MachDr - Equipment (High Cost) | 0.023209 | 0.044472 | 0.064053 | 0.082029 | 0.098484 | 0.11355 | 0.12735 | 0.13998 | 0.15154 | 0.16211 | 0.17177 | 0.18059
SCE | GWh | Industrial | Ind - Printing & Publishing | MachDr | No | Ind MachDr - Equipment (Low Cost) | 0.10538 | 0.20149 | 0.28991 | 0.37091 | 0.44498 | 0.51266 | 0.57456 | 0.63113 | 0.68282 | 0.73005 | 0.77318 | 0.81256
SCE | GWh | Industrial | Ind - Printing & Publishing | MachDr | No | Ind MachDr - Equipment (Mid Cost) | 0.16573 | 0.317 | 0.45619 | 0.58375 | 0.70043 | 0.80707 | 0.90465 | 0.99383 | 1.0754 | 1.1498 | 1.2179 | 1.28
SCE | GWh | Industrial | Ind - Printing & Publishing | MachDr | No | Ind MachDr - O&M (High Cost) | 0.0010085 | 0.0020183 | 0.0030368 | 0.0040604 | 0.0050868 | 0.0061155 | 0.0071476 | 0.0081815 | 0.009218 | 0.010256 | 0.011296 | 0.012337
SCE | GWh | Industrial | Ind - Printing & Publishing | MachDr | No | Ind MachDr - O&M (Low Cost) | 1.2375 | 2.4746 | 3.7221 | 4.9748 | 6.2305 | 7.4881 | 8.749 | 10.0118 | 11.2769 | 12.5439 | 13.812 | 15.0814
SCE | GWh | Industrial | Ind - Printing & Publishing | MachDr | No | Ind MachDr - O&M (Mid Cost) | 0.060206 | 0.12043 | 0.18117 | 0.24219 | 0.30336 | 0.36464 | 0.4261 | 0.48766 | 0.54935 | 0.61114 | 0.67299 | 0.73491
SCE | GWh | Industrial | Ind - Stone, Glass & Clay | HVAC | No | Ind HVAC - O&M (Electric - High Cost) | 0.011741 | 0.023495 | 0.035351 | 0.047265 | 0.059212 | 0.071184 | 0.083195 | 0.095229 | 0.10729 | 0.11937 | 0.13147 | 0.14358
SCE | GWh | Industrial | Ind - Stone, Glass & Clay | HVAC | No | Ind HVAC - O&M (Electric - Low Cost) | 0.19105 | 0.38204 | 0.57464 | 0.76804 | 0.96191 | 1.1561 | 1.3508 | 1.5457 | 1.7411 | 1.9367 | 2.1325 | 2.3285
SCE | GWh | Industrial | Ind - Stone, Glass & Clay | HVAC | No | Ind HVAC - O&M (Electric - Mid Cost) | 0.0015358 | 0.0030724 | 0.0046221 | 0.0061788 | 0.0077396 | 0.0093033 | 0.010872 | 0.012443 | 0.014017 | 0.015594 | 0.017172 | 0.018752
SCE | GWh | Industrial | Ind - Stone, Glass & Clay | Lighting | No | Ind Lighting - Equipment (High Cost) | 0.039123 | 0.075825 | 0.11041 | 0.14291 | 0.17335 | 0.20187 | 0.22862 | 0.25365 | 0.27711 | 0.29905 | 0.31958 | 0.33877
SCE | GWh | Industrial | Ind - Stone, Glass & Clay | Lighting | No | Ind Lighting - Equipment (Low Cost) | 0.047946 | 0.092684 | 0.13479 | 0.17425 | 0.21117 | 0.24569 | 0.27798 | 0.30818 | 0.3364 | 0.36279 | 0.38744 | 0.41047
SCE | GWh | Industrial | Ind - Stone, Glass & Clay | Lighting | No | Ind Lighting - Equipment (Mid Cost) | 0.61271 | 1.1849 | 1.7236 | 2.2287 | 2.7014 | 3.1433 | 3.5571 | 3.944 | 4.3058 | 4.6441 | 4.9602 | 5.2556
SCE | GWh | Industrial | Ind - Stone, Glass & Clay | Lighting | No | Ind Lighting - O&M (Low Cost) | 0.01469 | 0.028397 | 0.041298 | 0.053389 | 0.064701 | 0.075275 | 0.085171 | 0.094421 | 0.10307 | 0.11115 | 0.11871 | 0.12576
SCE | GWh | Industrial | Ind - Stone, Glass & Clay | Lighting | No | Ind Lighting - O&M (Mid Cost) | 0.0092907 | 0.017963 | 0.026126 | 0.033778 | 0.040939 | 0.047633 | 0.053898 | 0.059756 | 0.065233 | 0.070354 | 0.075138 | 0.079608
SCE | GWh | Industrial | Ind - Stone, Glass & Clay | MachDr | No | Ind MachDr - Equipment (High Cost) | 0.049393 | 0.094636 | 0.1363 | 0.17454 | 0.20955 | 0.24159 | 0.27096 | 0.29781 | 0.3224 | 0.34488 | 0.36542 | 0.38419
SCE | GWh | Industrial | Ind - Stone, Glass & Clay | MachDr | No | Ind MachDr - Equipment (Low Cost) | 0.4555 | 0.87092 | 1.2531 | 1.6032 | 1.9234 | 2.2159 | 2.4835 | 2.7279 | 2.9514 | 3.1555 | 3.3419 | 3.5122
SCE | GWh | Industrial | Ind - Stone, Glass & Clay | MachDr | No | Ind MachDr - Equipment (Mid Cost) | 0.36261 | 0.69363 | 0.9982 | 1.2773 | 1.5327 | 1.7661 | 1.9796 | 2.1748 | 2.3532 | 2.5163 | 2.6652 | 2.8012
SCE | GWh | Industrial | Ind - Stone, Glass & Clay | MachDr | No | Ind MachDr - O&M (High Cost) | 0.066754 | 0.13369 | 0.20124 | 0.26917 | 0.3373 | 0.40563 | 0.47423 | 0.54296 | 0.61186 | 0.6809 | 0.75003 | 0.81925
SCE | GWh | Industrial | Ind - Stone, Glass & Clay | MachDr | No | Ind MachDr - O&M (Low Cost) | 1.6009 | 3.2013 | 4.8152 | 6.4357 | 8.0602 | 9.6871 | 11.3183 | 12.952 | 14.5886 | 16.2277 | 17.8682 | 19.5104
SCE | GWh | Industrial | Ind - Stone, Glass & Clay | MachDr | No | Ind MachDr - O&M (Mid Cost) | 0.26355 | 0.52721 | 0.79312 | 1.0602 | 1.328 | 1.5963 | 1.8654 | 2.1349 | 2.405 | 2.6755 | 2.9463 | 3.2175
SCE | GWh | Industrial | Ind - Textiles | HVAC | No | Ind HVAC - Equipment (Electric - High Cost) | 0.0068257 | 0.013235 | 0.01928 | 0.024966 | 0.030296 | 0.035295 | 0.039988 | 0.044384 | 0.048507 | 0.052369 | 0.055983 | 0.059366
SCE | GWh | Industrial | Ind - Textiles | HVAC | No | Ind HVAC - Equipment (Electric - Low Cost) | 0.0050791 | 0.0098231 | 0.014292 | 0.018485 | 0.022411 | 0.026085 | 0.029527 | 0.032746 | 0.03576 | 0.03858 | 0.041216 | 0.043682
SCE | GWh | Industrial | Ind - Textiles | HVAC | No | Ind HVAC - Equipment (Electric - Mid Cost) | 0.010524 | 0.020359 | 0.029626 | 0.038323 | 0.046468 | 0.054091 | 0.061234 | 0.067918 | 0.074176 | 0.080031 | 0.085506 | 0.090628
SCE | GWh | Industrial | Ind - Textiles | HVAC | No | Ind HVAC - O&M (Electric - High Cost) | 0.0011799 | 0.0023719 | 0.0037123 | 0.0050605 | 0.0064131 | 0.0077697 | 0.0091319 | 0.010497 | 0.011867 | 0.013239 | 0.014614 | 0.015991
SCE | GWh | Industrial | Ind - Textiles | HVAC | No | Ind HVAC - O&M (Electric - Low Cost) | 0.10341 | 0.2068 | 0.31105 | 0.41574 | 0.52069 | 0.6258 | 0.7312 | 0.83675 | 0.9425 | 1.0484 | 1.1544 | 1.2605
SCE | GWh | Industrial | Ind - Textiles | HVAC | No | Ind HVAC - O&M (Electric - Mid Cost) | 0.042715 | 0.085441 | 0.12853 | 0.17181 | 0.2152 | 0.25867 | 0.30227 | 0.34593 | 0.38969 | 0.43351 | 0.47738 | 0.5213
SCE | GWh | Industrial | Ind - Textiles | Lighting | No | Ind Lighting - Equipment (High Cost) | 0.021437 | 0.041536 | 0.060475 | 0.078265 | 0.094928 | 0.11054 | 0.12517 | 0.13887 | 0.1517 | 0.1637 | 0.17493 | 0.18542
SCE | GWh | Industrial | Ind - Textiles | Lighting | No | Ind Lighting - Equipment (Low Cost) | 0.022023 | 0.042573 | 0.061915 | 0.080044 | 0.097006 | 0.11286 | 0.1277 | 0.14157 | 0.15454 | 0.16666 | 0.17799 | 0.18857
SCE | GWh | Industrial | Ind - Textiles | Lighting | No | Ind Lighting - Equipment (Mid Cost) | 0.17778 | 0.34385 | 0.50019 | 0.6468 | 0.78401 | 0.91232 | 1.0325 | 1.1448 | 1.2499 | 1.3481 | 1.4399 | 1.5257
SCE | GWh | Industrial | Ind - Textiles | Lighting | No | Ind Lighting - O&M (Low Cost) | 0.013164 | 0.025446 | 0.037006 | 0.047839 | 0.057974 | 0.067448 | 0.076314 | 0.084601 | 0.092349 | 0.099591 | 0.10636 | 0.11268
SCE | GWh | Industrial | Ind - Textiles | Lighting | No | Ind Lighting - O&M (Mid Cost) | 0.0069173 | 0.013374 | 0.019451 | 0.025148 | 0.030478 | 0.035462 | 0.040126 | 0.044486 | 0.048564 | 0.052376 | 0.055937 | 0.059264
SCE | GWh | Industrial | Ind - Textiles | MachDr | No | Ind MachDr - Equipment (High Cost) | 0.0065729 | 0.013182 | 0.019857 | 0.026577 | 0.033322 | 0.040095 | 0.046903 | 0.053729 | 0.060583 | 0.067455 | 0.074341 | 0.081241
SCE | GWh | Industrial | Ind - Textiles | MachDr | No | Ind MachDr - Equipment (Low Cost) | 0.054844 | 0.10967 | 0.16496 | 0.22049 | 0.27614 | 0.33189 | 0.38778 | 0.44376 | 0.49983 | 0.556 | 0.61221 | 0.66848
SCE | GWh | Industrial | Ind - Textiles | MachDr | No | Ind MachDr - Equipment (Mid Cost) | 0.13235 | 0.26478 | 0.39834 | 0.53253 | 0.66707 | 0.80187 | 0.93709 | 1.0725 | 1.2083 | 1.3442 | 1.4803 | 1.6166
SCE | GWh | Industrial | Ind - Textiles | MachDr | No | Ind MachDr - O&M (High Cost) | 0.0065057 | 0.013021 | 0.019593 | 0.026198 | 0.032821 | 0.03946 | 0.046121 | 0.052795 | 0.059485 | 0.066187 | 0.072898 | 0.079617
SCE | GWh | Industrial | Ind - Textiles | MachDr | No | Ind MachDr - O&M (Low Cost) | 0.46458 | 0.92903 | 1.3974 | 1.8677 | 2.3391 | 2.8113 | 3.2847 | 3.7588 | 4.2338 | 4.7095 | 5.1857 | 5.6623
SCE | GWh | Industrial | Ind - Textiles | MachDr | No | Ind MachDr - O&M (Mid Cost) | 0.10184 | 0.20372 | 0.30646 | 0.40968 | 0.51316 | 0.61683 | 0.7208 | 0.82495 | 0.92931 | 1.0338 | 1.1385 | 1.2433
SCE | GWh | Industrial | Ind - Transportation Equipment | HVAC | No | Ind HVAC - Equipment (Electric - High Cost) | 0.01629 | 0.031597 | 0.046038 | 0.059622 | 0.072361 | 0.084311 | 0.095533 | 0.10605 | 0.11591 | 0.12514 | 0.13379 | 0.14189
SCE | GWh | Industrial | Ind - Transportation Equipment | HVAC | No | Ind HVAC - Equipment (Electric - Low Cost) | 0.031729 | 0.061363 | 0.089279 | 0.11547 | 0.14 | 0.16295 | 0.18444 | 0.20455 | 0.22338 | 0.24099 | 0.25746 | 0.27286
SCE | GWh | Industrial | Ind - Transportation Equipment | HVAC | No | Ind HVAC - Equipment (Electric - Mid Cost) | 0.039983 | 0.077367 | 0.11259 | 0.14566 | 0.17663 | 0.20563 | 0.2328 | 0.25823 | 0.28204 | 0.30432 | 0.32516 | 0.34465
SCE | GWh | Industrial | Ind - Transportation Equipment | HVAC | No | Ind HVAC - O&M (Electric - High Cost) | 0.026629 | 0.055695 | 0.085021 | 0.1145 | 0.14406 | 0.17368 | 0.20342 | 0.2332 | 0.26307 | 0.29299 | 0.32295 | 0.35295
SCE | GWh | Industrial | Ind - Transportation Equipment | HVAC | No | Ind HVAC - O&M (Electric - Low Cost) | 0.3923 | 0.78446 | 1.1799 | 1.577 | 1.9751 | 2.3737 | 2.7734 | 3.1738 | 3.5748 | 3.9764 | 4.3784 | 4.7808
SCE | GWh | Industrial | Ind - Transportation Equipment | HVAC | No | Ind HVAC - O&M (Electric - Mid Cost) | 0.052128 | 0.10427 | 0.15685 | 0.20967 | 0.26262 | 0.31567 | 0.36887 | 0.42215 | 0.47555 | 0.52902 | 0.58256 | 0.63615
SCE | GWh | Industrial | Ind - Transportation Equipment | Lighting | No | Ind Lighting - Equipment (High Cost) | 0.13231 | 0.25647 | 0.37349 | 0.48346 | 0.58648 | 0.68302 | 0.77358 | 0.85833 | 0.93775 | 1.0121 | 1.0816 | 1.1466
SCE | GWh | Industrial | Ind - Transportation Equipment | Lighting | No | Ind Lighting - Equipment (Low Cost) | 0.15825 | 0.30591 | 0.44487 | 0.57512 | 0.69697 | 0.81087 | 0.91747 | 1.0171 | 1.1103 | 1.1973 | 1.2787 | 1.3547
SCE | GWh | Industrial | Ind - Transportation Equipment | Lighting | No | Ind Lighting - Equipment (Mid Cost) | 0.84285 | 1.6301 | 2.3713 | 3.0663 | 3.7167 | 4.325 | 4.8945 | 5.427 | 5.925 | 6.3907 | 6.8258 | 7.2324
SCE | GWh | Industrial | Ind - Transportation Equipment | Lighting | No | Ind Lighting - O&M (High Cost) | 0.0056055 | 0.010887 | 0.015869 | 0.020559 | 0.024957 | 0.029085 | 0.032964 | 0.036597 | 0.040006 | 0.043199 | 0.046187 | 0.049215
SCE | GWh | Industrial | Ind - Transportation Equipment | Lighting | No | Ind Lighting - O&M (Low Cost) | 0.082764 | 0.15998 | 0.23266 | 0.30077 | 0.36449 | 0.42405 | 0.47979 | 0.53189 | 0.58061 | 0.62614 | 0.66868 | 0.70841
SCE | GWh | Industrial | Ind - Transportation Equipment | Lighting | No | Ind Lighting - O&M (Mid Cost) | 0.0062008 | 0.012145 | 0.017741 | 0.022987 | 0.027897 | 0.032488 | 0.036785 | 0.040803 | 0.044561 | 0.048075 | 0.051357 | 0.054424
SCE | GWh | Industrial | Ind - Transportation Equipment | ProcHeat | No | Ind ProcHeat - Equipment (Electric - High Cost) | 1.9459e-05 | 3.9001e-05 | 5.8729e-05 | 7.8581e-05 | 9.8501e-05 | 0.00011849 | 0.00013857 | 0.0001587 | 0.00017891 | 0.00019916 | 0.00021945 | 0.00023977
SCE | GWh | Industrial | Ind - Transportation Equipment | ProcHeat | No | Ind ProcHeat - Equipment (Electric - Low Cost) | 0.035399 | 0.070786 | 0.10647 | 0.1423 | 0.17822 | 0.2142 | 0.25027 | 0.28639 | 0.32258 | 0.35882 | 0.3951 | 0.43141
SCE | GWh | Industrial | Ind - Transportation Equipment | ProcHeat | No | Ind ProcHeat - Equipment (Electric - Mid Cost) | 0.023819 | 0.047668 | 0.071725 | 0.0959 | 0.12014 | 0.14444 | 0.16881 | 0.19323 | 0.21771 | 0.24224 | 0.26679 | 0.29137
SCE | GWh | Industrial | Ind - Transportation Equipment | ProcRefrig | No | Ind ProcRefrig - O&M (High Cost) | 0.0098087 | 0.019643 | 0.029567 | 0.039546 | 0.049555 | 0.059588 | 0.069656 | 0.079743 | 0.089856 | 0.099989 | 0.11013 | 0.12029
SCE | GWh | Industrial | Ind - Transportation Equipment | ProcRefrig | No | Ind ProcRefrig - O&M (Mid Cost) | 0.071871 | 0.14375 | 0.21625 | 0.28906 | 0.36205 | 0.43517 | 0.5085 | 0.58195 | 0.65555 | 0.72926 | 0.80304 | 0.8769
SCE | GWh | Industrial | Ind - Transportation Equipment | MachDr | No | Ind MachDr - Equipment (High Cost) | 0.060199 | 0.12066 | 0.1817 | 0.24314 | 0.3048 | 0.36667 | 0.42883 | 0.49115 | 0.55369 | 0.61639 | 0.6792 | 0.74214
SCE | GWh | Industrial | Ind - Transportation Equipment | MachDr | No | Ind MachDr - Equipment (Low Cost) | 0.56507 | 1.13 | 1.6996 | 2.2717 | 2.8451 | 3.4194 | 3.9952 | 4.5719 | 5.1496 | 5.7282 | 6.3074 | 6.8871
SCE | GWh | Industrial | Ind - Transportation Equipment | MachDr | No | Ind MachDr - Equipment (Mid Cost) | 0.66863 | 1.3376 | 2.0122 | 2.69 | 3.3694 | 4.0502 | 4.7329 | 5.4169 | 6.1022 | 6.7887 | 7.4759 | 8.1638
SCE | GWh | Industrial | Ind - Transportation Equipment | MachDr | No | Ind MachDr - O&M (High Cost) | 0.11232 | 0.22478 | 0.33822 | 0.45222 | 0.56653 | 0.6811 | 0.79604 | 0.91119 | 1.0266 | 1.1423 | 1.258 | 1.374
SCE | GWh | Industrial | Ind - Transportation Equipment | MachDr | No | Ind MachDr - O&M (Low Cost) | 2.9933 | 5.9856 | 9.0031 | 12.0332 | 15.0706 | 18.1126 | 21.1627 | 24.2175 | 27.2777 | 30.3425 | 33.4101 | 36.4807
SCE | GWh | Industrial | Ind - Transportation Equipment | MachDr | No | Ind MachDr - O&M (Mid Cost) | 0.59137 | 1.1828 | 1.7793 | 2.3784 | 2.979 | 3.5807 | 4.184 | 4.7884 | 5.3939 | 6.0004 | 6.6074 | 7.2152
SCE | GWh | Agricultural | Agr - Dairies | ProcRefrig | No | Ag Refrigeration - Equipment (High Cost) | 0.071694 | 0.14372 | 0.21587 | 0.28821 | 0.36068 | 0.43332 | 0.50612 | 0.579 | 0.65198 | 0.72496 | 0.79768 | 0.87014
SCE | GWh | Agricultural | Agr - Dairies | ProcRefrig | No | Ag Refrigeration - Equipment (Low Cost) | 0.00016132 | 0.00032283 | 0.00048448 | 0.00064629 | 0.00080827 | 0.0009704 | 0.0011326 | 0.0012949 | 0.0014572 | 0.0016194 | 0.0017809 | 0.0019418
SCE | GWh | Agricultural | Agr - Dairies | ProcRefrig | No | Ag Refrigeration - Equipment (Mid Cost) | 0.022916 | 0.045887 | 0.068886 | 0.09192 | 0.11498 | 0.13808 | 0.16121 | 0.18435 | 0.2075 | 0.23064 | 0.25369 | 0.27664
SCE | GWh | Agricultural | Agr - Dairies | ProcRefrig | No | Ag Refrigeration - O&M (High Cost) | 0.2212 | 0.44286 | 0.66478 | 0.88702 | 1.1095 | 1.3323 | 1.5554 | 1.7786 | 2.0018 | 2.225 | 2.4473 | 2.6686
SCE | GWh | Agricultural | Agr - Dairies | ProcRefrig | No | Ag Refrigeration - O&M (Low Cost) | 0.60779 | 1.2162 | 1.8252 | 2.4347 | 3.0448 | 3.6555 | 4.2665 | 4.8777 | 5.489 | 6.0998 | 6.708 | 7.3136
SCE | GWh | Agricultural | Agr - Dairies | ProcRefrig | No | Ag Refrigeration - O&M (Mid Cost) | 0.36646 | 0.73352 | 1.1009 | 1.4688 | 1.8371 | 2.2058 | 2.5748 | 2.944 | 3.3132 | 3.6823 | 4.0498 | 4.4157
SCE | GWh | Agricultural | Agr - Dairies | MachDr | No | Ag Process Mtr - Equipment (High Cost) | 0.30099 | 0.60396 | 0.90762 | 1.2124 | 1.518 | 1.8245 | 2.1319 | 2.4398 | 2.7483 | 3.0571 | 3.3648 | 3.6716
SCE | GWh | Agricultural | Agr - Dairies | MachDr | No | Ag Process Mtr - Equipment (Low Cost) | 1.5003 | 3.0022 | 4.5054 | 6.0101 | 7.5162 | 9.0237 | 10.5321 | 12.041 | 13.55 | 15.0579 | 16.5594 | 18.0544
SCE | GWh | Agricultural | Agr - Dairies | MachDr | No | Ag Process Mtr - Equipment (Mid Cost) | 1.6079 | 3.2186 | 4.8311 | 6.4455 | 8.0618 | 9.6801 | 11.2999 | 12.9205 | 14.5416 | 16.1618 | 17.7753 | 19.382
SCE | GWh | Agricultural | Agr - Dairies | MachDr | No | Ag Process Mtr - O&M (High Cost) | 0.11945 | 0.23916 | 0.359 | 0.47901 | 0.59917 | 0.71949 | 0.83995 | 0.96047 | 1.081 | 1.2016 | 1.3216 | 1.4411
SCE | GWh | Agricultural | Agr - Dairies | MachDr | No | Ag Process Mtr - O&M (Low Cost) | 4.409 | 8.8221 | 13.239 | 17.6597 | 22.0847 | 26.5134 | 30.9448 | 35.3774 | 39.8098 | 44.2393 | 48.6496 | 53.0407
SCE | GWh | Agricultural | Agr - Dairies | MachDr | No | Ag Process Mtr - O&M (Mid Cost) | 0.46173 | 0.9241 | 1.3869 | 1.8503 | 2.3141 | 2.7784 | 3.2431 | 3.7079 | 4.1729 | 4.6375 | 5.1002 | 5.5609
SCE | GWh | Agricultural | Agr - Irrigated Agriculture | MachDr | No | Ag Motor Pmp - Equipment (High Cost) | 0.28982 | 0.58156 | 0.87397 | 1.1675 | 1.4617 | 1.7569 | 2.0529 | 2.3495 | 2.6466 | 2.9439 | 3.2403 | 3.5357
SCE | GWh | Agricultural | Agr - Irrigated Agriculture | MachDr | No | Ag Motor Pmp - Equipment (Low Cost) | 0.78668 | 1.5742 | 2.3624 | 3.1514 | 3.9412 | 4.7317 | 5.5227 | 6.3139 | 7.1052 | 7.8959 | 8.6833 | 9.4673
SCE | GWh | Agricultural | Agr - Irrigated Agriculture | MachDr | No | Ag Motor Pmp - Equipment (Mid Cost) | 1.2511 | 2.5045 | 3.7593 | 5.0156 | 6.2734 | 7.5328 | 8.7934 | 10.0547 | 11.3163 | 12.5774 | 13.8332 | 15.0837
SCE | GWh | Agricultural | Agr - Irrigated Agriculture | MachDr | No | Ag Motor Pmp - O&M (High Cost) | 0.011832 | 0.023692 | 0.035566 | 0.047458 | 0.059365 | 0.07129 | 0.083229 | 0.095175 | 0.10713 | 0.11907 | 0.13097 | 0.14282
SCE | GWh | Agricultural | Agr - Irrigated Agriculture | MachDr | No | Ag Motor Pmp - O&M (Low Cost) | 0.67729 | 1.3552 | 2.0337 | 2.7128 | 3.3926 | 4.0729 | 4.7537 | 5.4346 | 6.1156 | 6.796 | 7.4736 | 8.1481
SCE | GWh | Agricultural | Agr - Irrigated Agriculture | MachDr | No | Ag Motor Pmp - O&M (Mid Cost) | 0.16949 | 0.33921 | 0.5091 | 0.67918 | 0.84943 | 1.0199 | 1.1904 | 1.3611 | 1.5317 | 1.7023 | 1.8721 | 2.0412
SCE | GWh | Agricultural | Agr - Post-Harvest Processing | ProcRefrig | No | Ag Refrigeration - Equipment (High Cost) | 0.071336 | 0.143 | 0.21479 | 0.28677 | 0.35887 | 0.43115 | 0.50359 | 0.5761 | 0.64872 | 0.72134 | 0.79369 | 0.86578
SCE | GWh | Agricultural | Agr - Post-Harvest Processing | ProcRefrig | No | Ag Refrigeration - Equipment (Low Cost) | 0.00016051 | 0.00032121 | 0.00048206 | 0.00064306 | 0.00080423 | 0.00096555 | 0.001127 | 0.0012885 | 0.0014499 | 0.0016113 | 0.001772 | 0.001932
SCE | GWh | Agricultural | Agr - Post-Harvest Processing | ProcRefrig | No | Ag Refrigeration - Equipment (Mid Cost) | 0.022802 | 0.045658 | 0.068542 | 0.09146 | 0.11441 | 0.13739 | 0.1604 | 0.18342 | 0.20646 | 0.22949 | 0.25242 | 0.27526
SCE | GWh | Agricultural | Agr - Post-Harvest Processing | ProcRefrig | No | Ag Refrigeration - O&M (High Cost) | 0.22009 | 0.44065 | 0.66146 | 0.88258 | 1.104 | 1.3257 | 1.5476 | 1.7697 | 1.9918 | 2.2139 | 2.435 | 2.6553
SCE | GWh | Agricultural | Agr - Post-Harvest Processing | ProcRefrig | No | Ag Refrigeration - O&M (Low Cost) | 0.60475 | 1.2101 | 1.816 | 2.4225 | 3.0296 | 3.6372 | 4.2452 | 4.8534 | 5.4615 | 6.0693 | 6.6745 | 7.277
SCE | GWh | Agricultural | Agr - Post-Harvest Processing | ProcRefrig | No | Ag Refrigeration - O&M (Mid Cost) | 0.36463 | 0.72985 | 1.0954 | 1.4615 | 1.8279 | 2.1947 | 2.5619 | 2.9292 | 3.2967 | 3.6639 | 4.0295 | 4.3937
SCE | GWh | Agricultural | Agr - Post-Harvest Processing | MachDr | No | Ag Process Mtr - Equipment (High Cost) | 0.29948 | 0.60094 | 0.90308 | 1.2064 | 1.5104 | 1.8154 | 2.1212 | 2.4276 | 2.7346 | 3.0418 | 3.348 | 3.6532
SCE | GWh | Agricultural | Agr - Post-Harvest Processing | MachDr | No | Ag Process Mtr - Equipment (Low Cost) | 1.4928 | 2.9872 | 4.4829 | 5.98 | 7.4786 | 8.9785 | 10.4795 | 11.9808 | 13.4822 | 14.9827 | 16.4766 | 17.9641
SCE | GWh | Agricultural | Agr - Post-Harvest Processing | MachDr | No | Ag Process Mtr - Equipment (Mid Cost) | 1.5998 | 3.2025 | 4.8069 | 6.4133 | 8.0215 | 9.6317 | 11.2434 | 12.8559 | 14.4688 | 16.081 | 17.6864 | 19.2851
SCE | GWh | Agricultural | Agr - Post-Harvest Processing | MachDr | No | Ag Process Mtr - O&M (High Cost) | 0.11886 | 0.23796 | 0.3572 | 0.47662 | 0.59618 | 0.7159 | 0.83575 | 0.95566 | 1.0756 | 1.1955 | 1.315 | 1.4339
SCE | GWh | Agricultural | Agr - Post-Harvest Processing | MachDr | No | Ag Process Mtr - O&M (Low Cost) | 4.387 | 8.778 | 13.1728 | 17.5714 | 21.9743 | 26.3809 | 30.79 | 35.2005 | 39.6107 | 44.0181 | 48.4064 | 52.7755
SCE | GWh | Agricultural | Agr - Post-Harvest Processing | MachDr | No | Ag Process Mtr - O&M (Mid Cost) | 0.45942 | 0.91948 | 1.38 | 1.841 | 2.3025 | 2.7645 | 3.2269 | 3.6894 | 4.152 | 4.6143 | 5.0747 | 5.5331
SCE | GWh | Agricultural | Agr - Refrigerated Warehouses | ProcRefrig | No | Ag Refrigeration - Equipment (High Cost) | 0.071694 | 0.14372 | 0.21587 | 0.28821 | 0.36068 | 0.43332 | 0.50612 | 0.579 | 0.65198 | 0.72496 | 0.79768 | 0.87014
SCE | GWh | Agricultural | Agr - Refrigerated Warehouses | ProcRefrig | No | Ag Refrigeration - Equipment (Low Cost) | 0.00016132 | 0.00032283 | 0.00048448 | 0.00064629 | 0.00080827 | 0.0009704 | 0.0011326 | 0.0012949 | 0.0014572 | 0.0016194 | 0.0017809 | 0.0019418
SCE | GWh | Agricultural | Agr - Refrigerated Warehouses | ProcRefrig | No | Ag Refrigeration - Equipment (Mid Cost) | 0.022916 | 0.045887 | 0.068886 | 0.09192 | 0.11498 | 0.13808 | 0.16121 | 0.18435 | 0.2075 | 0.23064 | 0.25369 | 0.27664
SCE | GWh | Agricultural | Agr - Refrigerated Warehouses | ProcRefrig | No | Ag Refrigeration - O&M (High Cost) | 0.2212 | 0.44286 | 0.66478 | 0.88702 | 1.1095 | 1.3323 | 1.5554 | 1.7786 | 2.0018 | 2.225 | 2.4473 | 2.6686
SCE | GWh | Agricultural | Agr - Refrigerated Warehouses | ProcRefrig | No | Ag Refrigeration - O&M (Low Cost) | 0.60779 | 1.2162 | 1.8252 | 2.4347 | 3.0448 | 3.6555 | 4.2665 | 4.8777 | 5.489 | 6.0998 | 6.708 | 7.3136
SCE | GWh | Agricultural | Agr - Refrigerated Warehouses | ProcRefrig | No | Ag Refrigeration - O&M (Mid Cost) | 0.36646 | 0.73352 | 1.1009 | 1.4688 | 1.8371 | 2.2058 | 2.5748 | 2.944 | 3.3132 | 3.6823 | 4.0498 | 4.4157
SCE | GWh | Agricultural | Agr - Wineries and Vineyards | ProcRefrig | No | Ag Refrigeration - Equipment (High Cost) | 0.071694 | 0.14372 | 0.21587 | 0.28821 | 0.36068 | 0.43332 | 0.50612 | 0.579 | 0.65198 | 0.72496 | 0.79768 | 0.87014
SCE | GWh | Agricultural | Agr - Wineries and Vineyards | ProcRefrig | No | Ag Refrigeration - Equipment (Low Cost) | 0.00016132 | 0.00032283 | 0.00048448 | 0.00064629 | 0.00080827 | 0.0009704 | 0.0011326 | 0.0012949 | 0.0014572 | 0.0016194 | 0.0017809 | 0.0019418
SCE | GWh | Agricultural | Agr - Wineries and Vineyards | ProcRefrig | No | Ag Refrigeration - Equipment (Mid Cost) | 0.022916 | 0.045887 | 0.068886 | 0.09192 | 0.11498 | 0.13808 | 0.16121 | 0.18435 | 0.2075 | 0.23064 | 0.25369 | 0.27664
SCE | GWh | Agricultural | Agr - Wineries and Vineyards | ProcRefrig | No | Ag Refrigeration - O&M (High Cost) | 0.2212 | 0.44286 | 0.66478 | 0.88702 | 1.1095 | 1.3323 | 1.5554 | 1.7786 | 2.0018 | 2.225 | 2.4473 | 2.6686
SCE | GWh | Agricultural | Agr - Wineries and Vineyards | ProcRefrig | No | Ag Refrigeration - O&M (Low Cost) | 0.60779 | 1.2162 | 1.8252 | 2.4347 | 3.0448 | 3.6555 | 4.2665 | 4.8777 | 5.489 | 6.0998 | 6.708 | 7.3136
SCE | GWh | Agricultural | Agr - Wineries and Vineyards | ProcRefrig | No | Ag Refrigeration - O&M (Mid Cost) | 0.36646 | 0.73352 | 1.1009 | 1.4688 | 1.8371 | 2.2058 | 2.5748 | 2.944 | 3.3132 | 3.6823 | 4.0498 | 4.4157
SCE | GWh | Mining | Mining - Oil & Gas Extraction (Injection Well) | OilGasExtract | No | Oil - Pump Controls | 1.5187 | 3.7711 | 6.364 | 9.2232 | 12.2168 | 15.1694 | 17.8954 | 20.2441 | 22.1364 | 23.5696 | 24.6 | 25.3106
SCE | GWh | Mining | Mining - Oil & Gas Extraction (Injection Well) | OilGasExtract | No | Oil - Pump Motor and Controls | 4.088 | 8.8305 | 13.1479 | 16.5653 | 18.8339 | 20.0827 | 20.7808 | 21.4651 | 22.1302 | 22.7749 | 23.4002 | 24.0077
SCE | GWh | Mining | Mining - Oil & Gas Extraction (Regular Well) | OilGasExtract | No | Oil - Pump Controls | 0.23751 | 0.40835 | 0.46861 | 0.51938 | 0.56847 | 0.61584 | 0.6616 | 0.70594 | 0.74895 | 0.79076 | 0.83144 | 0.87104
SCE | GWh | Mining | Mining - Oil & Gas Extraction (Regular Well) | OilGasExtract | No | Oil - Pump Motor | 0.013104 | 0.034943 | 0.056246 | 0.076785 | 0.095974 | 0.11383 | 0.13029 | 0.14499 | 0.15817 | 0.16969 | 0.17958 | 0.18803
SCE | GWh | Mining | Mining - Oil & Gas Extraction (Regular Well) | OilGasExtract | No | Oil - Pump Motor and Controls | 0.35332 | 0.91128 | 1.402 | 1.7901 | 2.0644 | 2.2436 | 2.3544 | 2.4433 | 2.5312 | 2.6178 | 2.7028 | 2.7863
SCE | GWh | Mining | Mining - Oil & Gas Extraction (Stripper Well) | OilGasExtract | No | Oil - Pump Controls | 0.046069 | 0.072806 | 0.092019 | 0.11087 | 0.12935 | 0.14747 | 0.16522 | 0.18261 | 0.19966 | 0.21637 | 0.23274 | 0.24879
SCE | GWh | Mining | Mining - Oil & Gas Extraction (Stripper Well) | OilGasExtract | No | Oil - Pump Motor | 0 | 0 | 1.1526e-09 | 2.8278e-09 | 5.0256e-09 | 7.9943e-09 | 1.2019e-08 | 1.7079e-08 | 2.3629e-08 | 3.1571e-08 | 4.0793e-08 | 5.1209e-08
SCE | GWh | Street Lighting | Street - Lights | Stl | Yes | StreetLight - Base with Controls | 0.1068 | 0.20958 | 0.27504 | 0.34905 | 0.41748 | 0.49072 | 0.55393 | 0.59837 | 0.64865 | 0.70774 | 0.76051 | 0.81122
SCE | GWh | Street Lighting | Street - Lights | Stl | Yes | StreetLight - Induction with Controls | 1.388 | 2.8463 | 4.0199 | 5.2877 | 6.5135 | 7.7836 | 8.9321 | 9.8399 | 10.7605 | 11.7298 | 12.5738 | 13.3308
SCE | GWh | Street Lighting | Street - Lights | Stl | Yes | StreetLight - LED | 5.7946 | 15.039 | 28.1491 | 44.6697 | 65.3572 | 90.1285 | 119.7566 | 154.5363 | 191.0565 | 226.3337 | 257.9808 | 282.0446
SCE | GWh | Street Lighting | Street - Lights | Stl | Yes | StreetLight - LED with Controls | 1.9562 | 5.5081 | 10.9415 | 17.7512 | 26.5009 | 37.41 | 50.3932 | 65.3433 | 81.8794 | 99.5964 | 118.5013 | 139.4137
SCE | GWh | Street Lighting | Street - Lights | Stl | No | StreetLight - Induction | 13.2888 | 27.7159 | 42.1967 | 55.8199 | 66.6512 | 73.2998 | 74.2481 | 74.2481 | 74.2481 | 74.2481 | 74.2481 | 74.2481
SCE | GWh | Street Lighting | Street - Signs | Stl | Yes | StreetLight - LED | 0.26785 | 0.63414 | 1.1799 | 1.8907 | 2.819 | 3.9865 | 5.3849 | 7 | 8.7153 | 10.3906 | 11.9871 | 13.3824
SCE | GWh | Street Lighting | Street - Signs | Stl | No | StreetLight - Induction | 0.73151 | 1.505 | 2.3816 | 3.3367 | 4.2711 | 5.0706 | 5.6191 | 5.8367 | 5.8367 | 5.8367 | 5.8367 | 5.8367
SCE | MW | Industrial | Ind - Chemicals | HVAC | No | Ind HVAC - Equipment (Electric - High Cost) | 0.0014729 | 0.0028542 | 0.0041567 | 0.0053812 | 0.0065292 | 0.0076051 | 0.0086146 | 0.00956 | 0.010446 | 0.011276 | 0.012053 | 0.01278
SCE | MW | Industrial | Ind - Chemicals | HVAC | No | Ind HVAC - Equipment (Electric - Low Cost) | 0.00067085 | 0.0012974 | 0.0018876 | 0.0024413 | 0.0029599 | 0.003445 | 0.0038995 | 0.0043247 | 0.0047226 | 0.0050949 | 0.0054431 | 0.0057686
SCE | MW | Industrial | Ind - Chemicals | HVAC | No | Ind HVAC - Equipment (Electric - Mid Cost) | 0.00050216 | 0.00097147 | 0.0014137 | 0.0018286 | 0.0022173 | 0.0025811 | 0.002922 | 0.0032409 | 0.0035395 | 0.0038189 | 0.0040802 | 0.0043246
SCE | MW | Industrial | Ind - Chemicals | HVAC | No | Ind HVAC - O&M (Electric - High Cost) | 0.0013311 | 0.0026643 | 0.0040092 | 0.0053609 | 0.0067164 | 0.0080751 | 0.0094384 | 0.010804 | 0.012174 | 0.013545 | 0.014919 | 0.016294
SCE | MW | Industrial | Ind - Chemicals | HVAC | No | Ind HVAC - O&M (Electric - Low Cost) | 0.020982 | 0.041956 | 0.063106 | 0.084344 | 0.10563 | 0.12695 | 0.14833 | 0.16974 | 0.19119 | 0.21266 | 0.23416 | 0.25568
SCE | MW | Industrial | Ind - Chemicals | HVAC | No | Ind HVAC - O&M (Electric - Mid Cost) | 0.0044746 | 0.0089491 | 0.013462 | 0.017994 | 0.022539 | 0.027091 | 0.031655 | 0.036227 | 0.040807 | 0.045395 | 0.049988 | 0.054585
SCE | MW | Industrial | Ind - Chemicals | Lighting | No | Ind Lighting - Equipment (High Cost) | 0.0081127 | 0.015726 | 0.022901 | 0.029644 | 0.035961 | 0.04188 | 0.047433 | 0.05263 | 0.0575 | 0.062057 | 0.066319 | 0.070305
SCE | MW | Industrial | Ind - Chemicals | Lighting | No | Ind Lighting - Equipment (Low Cost) | 0.0019034 | 0.0036795 | 0.0053511 | 0.0069178 | 0.0083836 | 0.0097538 | 0.011036 | 0.012235 | 0.013355 | 0.014403 | 0.015381 | 0.016296
SCE | MW | Industrial | Ind - Chemicals | Lighting | No | Ind Lighting - Equipment (Mid Cost) | 0.020676 | 0.039987 | 0.058167 | 0.075214 | 0.091166 | 0.10608 | 0.12005 | 0.13311 | 0.14532 | 0.15674 | 0.16741 | 0.17738
SCE | MW | Industrial | Ind - Chemicals | Lighting | No | Ind Lighting - O&M (High Cost) | 0.00029406 | 0.00056959 | 0.00084176 | 0.001097 | 0.0013253 | 0.0015487 | 0.0017579 | 0.0019535 | 0.0021365 | 0.0023075 | 0.0024674 | 0.0026168
SCE | MW | Industrial | Ind - Chemicals | Lighting | No | Ind Lighting - O&M (Low Cost) | 0.00087487 | 0.0016911 | 0.0024593 | 0.0031793 | 0.0038529 | 0.0044826 | 0.0050718 | 0.0056225 | 0.0061375 | 0.0066188 | 0.0070684 | 0.0074885
SCE | MW | Industrial | Ind - Chemicals | Lighting | No | Ind Lighting - O&M (Mid Cost) | 0.0054488 | 0.010535 | 0.015323 | 0.019811 | 0.02401 | 0.027937 | 0.031612 | 0.035047 | 0.03826 | 0.041263 | 0.044069 | 0.046691
SCE | MW | Industrial | Ind - Chemicals | ProcHeat | No | Ind ProcHeat - Equipment (Electric - High Cost) | 0.0064648 | 0.012961 | 0.01952 | 0.026123 | 0.032751 | 0.039402 | 0.046087 | 0.052788 | 0.059516 | 0.06626 | 0.073017 | 0.079788
SCE | MW | Industrial | Ind - Chemicals | ProcHeat | No | Ind ProcHeat - Equipment (Electric - Low Cost) | 0.0019765 | 0.0039525 | 0.0059451 | 0.0079461 | 0.009952 | 0.011961 | 0.013975 | 0.015993 | 0.018014 | 0.020038 | 0.022064 | 0.024092
SCE | MW | Industrial | Ind - Chemicals | ProcHeat | No | Ind ProcHeat - Equipment (Electric - Mid Cost) | 7.3441e-05 | 0.00014692 | 0.00022102 | 0.00029547 | 0.00037011 | 0.00044488 | 0.00051988 | 0.00059501 | 0.0006703 | 0.00074571 | 0.0008212 | 0.00089677
SCE | MW | Industrial | Ind - Chemicals | ProcRefrig | No | Ind ProcRefrig - O&M (Low Cost) | 0.0013546 | 0.0027087 | 0.0040741 | 0.0054452 | 0.0068196 | 0.0081961 | 0.0095762 | 0.010958 | 0.012343 | 0.01373 | 0.015118 | 0.016507
SCE | MW | Industrial | Ind - Chemicals | MachDr | No | Ind MachDr - Equipment (High Cost) | 0.01031 | 0.020669 | 0.031126 | 0.041651 | 0.052213 | 0.062813 | 0.073464 | 0.084142 | 0.09486 | 0.1056 | 0.11637 | 0.12715
SCE | MW | Industrial | Ind - Chemicals | MachDr | No | Ind MachDr - Equipment (Low Cost) | 0.043237 | 0.086463 | 0.13005 | 0.17383 | 0.21771 | 0.26166 | 0.30572 | 0.34986 | 0.39407 | 0.43835 | 0.48267 | 0.52704
SCE | MW | Industrial | Ind - Chemicals | MachDr | No | Ind MachDr - Equipment (Mid Cost) | 0.031228 | 0.062474 | 0.093986 | 0.12564 | 0.15738 | 0.18918 | 0.22108 | 0.25303 | 0.28504 | 0.31712 | 0.34922 | 0.38136
SCE | MW | Industrial | Ind - Chemicals | MachDr | No | Ind MachDr - O&M (High Cost) | 0.0019507 | 0.0039039 | 0.0058741 | 0.007854 | 0.0098394 | 0.011829 | 0.013825 | 0.015825 | 0.01783 | 0.019839 | 0.02185 | 0.023863
SCE | MW | Industrial | Ind - Chemicals | MachDr | No | Ind MachDr - O&M (Low Cost) | 0.082182 | 0.16434 | 0.24718 | 0.33037 | 0.41376 | 0.49727 | 0.58101 | 0.66487 | 0.74888 | 0.83302 | 0.91723 | 1.0015
SCE | MW | Industrial | Ind - Chemicals | MachDr | No | Ind MachDr - O&M (Mid Cost) | 0.0094488 | 0.018901 | 0.028434 | 0.03801 | 0.047611 | 0.057229 | 0.066875 | 0.076538 | 0.08622 | 0.095918 | 0.10563 | 0.11534
SCE | MW | Industrial | Ind - Electronics | HVAC | No | Ind HVAC - Equipment (Electric - High Cost) | 0.0059018 | 0.011452 | 0.016688 | 0.021614 | 0.026234 | 0.030567 | 0.034637 | 0.03845 | 0.042026 | 0.045377 | 0.048513 | 0.051449
SCE | MW | Industrial | Ind - Electronics | HVAC | No | Ind HVAC - Equipment (Electric - Low Cost) | 0.028588 | 0.055291 | 0.080446 | 0.10405 | 0.12615 | 0.14683 | 0.1662 | 0.18433 | 0.20129 | 0.21717 | 0.23201 | 0.24589
SCE | MW | Industrial | Ind - Electronics | HVAC | No | Ind HVAC - Equipment (Electric - Mid Cost) | 0.014534 | 0.028124 | 0.040931 | 0.052952 | 0.064213 | 0.074755 | 0.084635 | 0.093881 | 0.10254 | 0.11064 | 0.11822 | 0.12531
SCE | MW | Industrial | Ind - Electronics | HVAC | No | Ind HVAC - O&M (Electric - High Cost) | 0.00074313 | 0.0014873 | 0.002238 | 0.0029925 | 0.0037493 | 0.0045076 | 0.0052685 | 0.0060309 | 0.0067952 | 0.0075609 | 0.0083275 | 0.0090952
SCE | MW | Industrial | Ind - Electronics | HVAC | No | Ind HVAC - O&M (Electric - Low Cost) | 0.1541 | 0.30815 | 0.46349 | 0.61948 | 0.77585 | 0.93245 | 1.0895 | 1.2467 | 1.4042 | 1.562 | 1.7199 | 1.878
SCE | MW | Industrial | Ind - Electronics | HVAC | No | Ind HVAC - O&M (Electric - Mid Cost) | 0.0019017 | 0.0038041 | 0.0057228 | 0.0076502 | 0.0095826 | 0.011519 | 0.01346 | 0.015405 | 0.017354 | 0.019306 | 0.02126 | 0.023216
SCE | MW | Industrial | Ind - Electronics | Lighting | No | Ind Lighting - Equipment (High Cost) | 0.018846 | 0.036524 | 0.053183 | 0.068834 | 0.083495 | 0.097231 | 0.11011 | 0.12217 | 0.13346 | 0.14403 | 0.15392 | 0.16316
SCE | MW | Industrial | Ind - Electronics | Lighting | No | Ind Lighting - Equipment (Low Cost) | 0.011474 | 0.02218 | 0.032257 | 0.041701 | 0.050537 | 0.058796 | 0.066525 | 0.073751 | 0.080506 | 0.086821 | 0.09272 | 0.098231
SCE | MW | Industrial | Ind - Electronics | Lighting | No | Ind Lighting - Equipment (Mid Cost) | 0.075792 | 0.14659 | 0.21324 | 0.27574 | 0.33424 | 0.38894 | 0.44015 | 0.48804 | 0.53283 | 0.57471 | 0.61384 | 0.65041
SCE | MW | Industrial | Ind - Electronics | Lighting | No | Ind Lighting - O&M (High Cost) | 0.0020652 | 0.004002 | 0.005827 | 0.0076443 | 0.0092501 | 0.010754 | 0.012244 | 0.013637 | 0.014941 | 0.016159 | 0.017298 | 0.018362
SCE | MW | Industrial | Ind - Electronics | Lighting | No | Ind Lighting - O&M (Low Cost) | 0.0087528 | 0.016919 | 0.024604 | 0.031808 | 0.038546 | 0.044845 | 0.05074 | 0.05625 | 0.061401 | 0.066217 | 0.070715 | 0.074917
SCE | MW | Industrial | Ind - Electronics | Lighting | No | Ind Lighting - O&M (Mid Cost) | 0.00025217 | 0.00049238 | 0.00071849 | 0.00093047 | 0.0011288 | 0.0013143 | 0.0014879 | 0.0016502 | 0.0018019 | 0.0019438 | 0.0020764 | 0.0022003
SCE | MW | Industrial | Ind - Electronics | ProcHeat | No | Ind ProcHeat - Equipment (Electric - Low Cost) | 0.0041543 | 0.0083072 | 0.012495 | 0.0167 | 0.020916 | 0.025137 | 0.02937 | 0.03361 | 0.037856 | 0.04211 | 0.046367 | 0.050628
SCE | MW | Industrial | Ind - Electronics | ProcHeat | No | Ind ProcHeat - Equipment (Electric - Mid Cost) | 0.0016736 | 0.0033476 | 0.0050357 | 0.0067313 | 0.0084312 | 0.010134 | 0.011842 | 0.013552 | 0.015266 | 0.016982 | 0.018701 | 0.020421
SCE | MW | Industrial | Ind - Electronics | ProcRefrig | No | Ind ProcRefrig - O&M (High Cost) | 2.1718e-05 | 4.3467e-05 | 6.5407e-05 | 8.7457e-05 | 0.00010957 | 0.00013173 | 0.00015397 | 0.00017625 | 0.00019858 | 0.00022096 | 0.00024336 | 0.0002658
SCE | MW | Industrial | Ind - Electronics | ProcRefrig | No | Ind ProcRefrig - O&M (Low Cost) | 0.036459 | 0.07291 | 0.10967 | 0.14658 | 0.18358 | 0.22064 | 0.2578 | 0.29502 | 0.33231 | 0.36965 | 0.40703 | 0.44444
SCE | MW | Industrial | Ind - Electronics | ProcRefrig | No | Ind ProcRefrig - O&M (Mid Cost) | 0.0049611 | 0.0099235 | 0.014928 | 0.019955 | 0.024995 | 0.030044 | 0.035107 | 0.040179 | 0.04526 | 0.05035 | 0.055445 | 0.060546
SCE | MW | Industrial | Ind - Electronics | MachDr | No | Ind MachDr - Equipment (High Cost) | 0.0067156 | 0.013489 | 0.020332 | 0.027233 | 0.034164 | 0.041128 | 0.04813 | 0.055152 | 0.062205 | 0.069277 | 0.076365 | 0.083469
SCE | MW | Industrial | Ind - Electronics | MachDr | No | Ind MachDr - Equipment (Low Cost) | 0.038681 | 0.077352 | 0.11635 | 0.15551 | 0.19476 | 0.23408 | 0.27349 | 0.31297 | 0.35253 | 0.39214 | 0.43178 | 0.47147
SCE | MW | Industrial | Ind - Electronics | MachDr | No | Ind MachDr - Equipment (Mid Cost) | 0.070523 | 0.14109 | 0.21227 | 0.28378 | 0.35549 | 0.42733 | 0.49939 | 0.57157 | 0.64392 | 0.71638 | 0.78893 | 0.86156
SCE | MW | Industrial | Ind - Electronics | MachDr | No | Ind MachDr - O&M (High Cost) | 0.014159 | 0.028347 | 0.042661 | 0.057047 | 0.071474 | 0.085935 | 0.10045 | 0.11498 | 0.12956 | 0.14416 | 0.15878 | 0.17342
SCE | MW | Industrial | Ind - Electronics | MachDr | No | Ind MachDr - O&M (Low Cost) | 0.23249 | 0.46491 | 0.69927 | 0.93461 | 1.1705 | 1.4068 | 1.6437 | 1.8809 | 2.1186 | 2.3567 | 2.5949 | 2.8334
SCE | MW | Industrial | Ind - Electronics | MachDr | No | Ind MachDr - O&M (Mid Cost) | 0.036167 | 0.072343 | 0.10883 | 0.14547 | 0.18221 | 0.21902 | 0.25593 | 0.2929 | 0.32995 | 0.36705 | 0.40419 | 0.44138
SCE | MW | Industrial | Ind - Food | HVAC | No | Ind HVAC - Equipment (Electric - High Cost) | 0.0042615 | 0.0082767 | 0.012067 | 0.015637 | 0.018988 | 0.022133 | 0.025087 | 0.027855 | 0.030452 | 0.032886 | 0.035164 | 0.037296
SCE | MW | Industrial | Ind - Food | HVAC | No | Ind HVAC - Equipment (Electric - Low Cost) | 0.0039191 | 0.0075793 | 0.011027 | 0.014262 | 0.017291 | 0.020126 | 0.02278 | 0.025264 | 0.027589 | 0.029764 | 0.031798 | 0.0337
SCE | MW | Industrial | Ind - Food | HVAC | No | Ind HVAC - Equipment (Electric - Mid Cost) | 0.0018194 | 0.00352 | 0.0051224 | 0.006626 | 0.0080342 | 0.0093524 | 0.010588 | 0.011743 | 0.012825 | 0.013838 | 0.014785 | 0.01567
SCE | MW | Industrial | Ind - Food | HVAC | No | Ind HVAC - O&M (Electric - High Cost) | 0.0021632 | 0.0043485 | 0.0068031 | 0.009272 | 0.011749 | 0.014233 | 0.016727 | 0.019227 | 0.021735 | 0.024249 | 0.026766 | 0.029288
SCE | MW | Industrial | Ind - Food | HVAC | No | Ind HVAC - O&M (Electric - Low Cost) | 0.031967 | 0.063921 | 0.096143 | 0.1285 | 0.16093 | 0.19341 | 0.22598 | 0.25859 | 0.29126 | 0.32399 | 0.35674 | 0.38952
SCE | MW | Industrial | Ind - Food | HVAC | No | Ind HVAC - O&M (Electric - Mid Cost) | 0.0087688 | 0.017539 | 0.026384 | 0.035268 | 0.044175 | 0.053097 | 0.062044 | 0.071006 | 0.079986 | 0.08898 | 0.097984 | 0.107
SCE | MW | Industrial | Ind - Food | Lighting | No | Ind Lighting - Equipment (High Cost) | 0.025614 | 0.049642 | 0.072285 | 0.09356 | 0.11349 | 0.13216 | 0.14967 | 0.16606 | 0.18141 | 0.19578 | 0.20922 | 0.22178
SCE | MW | Industrial | Ind - Food | Lighting | No | Ind Lighting - Equipment (Low Cost) | 0.016262 | 0.031437 | 0.04572 | 0.059107 | 0.071632 | 0.08334 | 0.094297 | 0.10454 | 0.11412 | 0.12307 | 0.13143 | 0.13925
SCE | MW | Industrial | Ind - Food | Lighting | No | Ind Lighting - Equipment (Mid Cost) | 0.06084 | 0.11767 | 0.17117 | 0.22134 | 0.26829 | 0.3122 | 0.35331 | 0.39175 | 0.4277 | 0.46131 | 0.49272 | 0.52207
SCE | MW | Industrial | Ind - Food | Lighting | No | Ind Lighting - O&M (High Cost) | 0.00037564 | 0.00072782 | 0.0010788 | 0.0014079 | 0.0016999 | 0.0019733 | 0.0022431 | 0.0024954 | 0.0027315 | 0.0029521 | 0.0031584 | 0.0033511
SCE | MW | Industrial | Ind - Food | Lighting | No | Ind Lighting - O&M (Low Cost) | 0.010668 | 0.02062 | 0.029987 | 0.038766 | 0.046979 | 0.054656 | 0.06184 | 0.068555 | 0.074833 | 0.080702 | 0.086184 | 0.091306
SCE | MW | Industrial | Ind - Food | Lighting | No | Ind Lighting - O&M (Mid Cost) | 0.00016767 | 0.0003242 | 0.00047155 | 0.00060968 | 0.00073894 | 0.00085979 | 0.00097291 | 0.0010787 | 0.0011776 | 0.00127 | 0.0013564 | 0.0014371
SCE | MW | Industrial | Ind - Food | ProcHeat | No | Ind ProcHeat - Equipment (Electric - High Cost) | 0.0015677 | 0.0031355 | 0.0047167 | 0.0063057 | 0.0078995 | 0.0094952 | 0.011096 | 0.012699 | 0.014305 | 0.015914 | 0.017525 | 0.019138
SCE | MW | Industrial | Ind - Food | ProcHeat | No | Ind ProcHeat - Equipment (Electric - Low Cost) | 0.0012413 | 0.0024824 | 0.0037338 | 0.0049906 | 0.0062504 | 0.0075121 | 0.0087773 | 0.010044 | 0.011314 | 0.012585 | 0.013858 | 0.015131
SCE | MW | Industrial | Ind - Food | ProcHeat | No | Ind ProcHeat - Equipment (Electric - Mid Cost) | 0.0059115 | 0.011827 | 0.017794 | 0.02379 | 0.029803 | 0.035826 | 0.041869 | 0.047922 | 0.053988 | 0.060066 | 0.06615 | 0.072242
SCE | MW | Industrial | Ind - Food | ProcRefrig | No | Ind ProcRefrig - Equipment (High Cost) | 0.0063254 | 0.012675 | 0.019085 | 0.025534 | 0.032004 | 0.038497 | 0.045017 | 0.051554 | 0.058113 | 0.064687 | 0.071272 | 0.077869
SCE | MW | Industrial | Ind - Food | ProcRefrig | No | Ind ProcRefrig - Equipment (Mid Cost) | 0.0001548 | 0.0003098 | 0.00046615 | 0.00062328 | 0.00078084 | 0.00093875 | 0.0010972 | 0.0012559 | 0.001415 | 0.0015744 | 0.001734 | 0.0018938
SCE | MW | Industrial | Ind - Food | ProcRefrig | No | Ind ProcRefrig - O&M (High Cost) | 0.016079 | 0.032202 | 0.048471 | 0.064832 | 0.081242 | 0.0977 | 0.11422 | 0.13076 | 0.14735 | 0.16398 | 0.18062 | 0.19729
SCE | MW | Industrial | Ind - Food | ProcRefrig | No | Ind ProcRefrig - O&M (Low Cost) | 0.01751 | 0.035017 | 0.052672 | 0.070401 | 0.088174 | 0.10598 | 0.12383 | 0.1417 | 0.15961 | 0.17755 | 0.1955 | 0.21348
SCE | MW | Industrial | Ind - Food | ProcRefrig | No | Ind ProcRefrig - O&M (Mid Cost) | 0.0044214 | 0.0088449 | 0.013306 | 0.017788 | 0.022282 | 0.026783 | 0.031299 | 0.035821 | 0.040354 | 0.044894 | 0.049438 | 0.053988
SCE | MW | Industrial | Ind - Food | MachDr | No | Ind MachDr - Equipment (High Cost) | 0.011286 | 0.022652 | 0.034131 | 0.045694 | 0.057304 | 0.06896 | 0.080677 | 0.092428 | 0.10423 | 0.11606 | 0.12792 | 0.13981
SCE | MW | Industrial | Ind - Food | MachDr | No | Ind MachDr - Equipment (Low Cost) | 0.061357 | 0.1227 | 0.18456 | 0.24668 | 0.30895 | 0.37132 | 0.43385 | 0.49648 | 0.55923 | 0.62207 | 0.68497 | 0.74793
SCE | MW | Industrial | Ind - Food | MachDr | No | Ind MachDr - Equipment (Mid Cost) | 0.095973 | 0.19201 | 0.28886 | 0.38616 | 0.48371 | 0.58145 | 0.67949 | 0.77769 | 0.87611 | 0.97469 | 1.0734 | 1.1722
SCE | MW | Industrial | Ind - Food | MachDr | No | Ind MachDr - O&M (High Cost) | 0.01078 | 0.021575 | 0.032463 | 0.043406 | 0.054379 | 0.065376 | 0.076409 | 0.087463 | 0.098544 | 0.10964 | 0.12076 | 0.13189
SCE | MW | Industrial | Ind - Food | MachDr | No | Ind MachDr - O&M (Low Cost) | 0.23728 | 0.47449 | 0.71368 | 0.95387 | 1.1946 | 1.4358 | 1.6775 | 1.9197 | 2.1622 | 2.4051 | 2.6483 | 2.8917
SCE | MW | Industrial | Ind - Food | MachDr | No | Ind MachDr - O&M (Mid Cost) | 0.043928 | 0.08787 | 0.13219 | 0.1767 | 0.22133 | 0.26604 | 0.31088 | 0.35579 | 0.40079 | 0.44587 | 0.49099 | 0.53617
SCE | MW | Industrial | Ind - Lumber & Furniture | HVAC | No | Ind HVAC - Equipment (Electric - High Cost) | 5.2723e-05 | 0.00010218 | 0.00014883 | 0.00019273 | 0.00023393 | 0.00027252 | 0.00030873 | 0.00034266 | 0.00037447 | 0.00040426 | 0.00043215 | 0.00045827
SCE | MW | Industrial | Ind - Lumber & Furniture | HVAC | No | Ind HVAC - Equipment (Electric - Mid Cost) | 0.00026119 | 0.00050533 | 0.00073535 | 0.00095123 | 0.0011534 | 0.0013427 | 0.00152 | 0.001686 | 0.0018413 | 0.0019867 | 0.0021226 | 0.0022498
SCE | MW | Industrial | Ind - Lumber & Furniture | HVAC | No | Ind HVAC - O&M (Electric - High Cost) | 6.7577e-05 | 0.00013524 | 0.00020349 | 0.00027208 | 0.00034085 | 0.00040978 | 0.00047893 | 0.00054821 | 0.00061766 | 0.00068723 | 0.00075689 | 0.00082663
SCE | MW | Industrial | Ind - Lumber & Furniture | HVAC | No | Ind HVAC - O&M (Electric - Low Cost) | 0.00099698 | 0.0019936 | 0.0029987 | 0.0040079 | 0.0050196 | 0.0060328 | 0.0070487 | 0.0080661 | 0.0090853 | 0.010106 | 0.011128 | 0.012151
SCE | MW | Industrial | Ind - Lumber & Furniture | HVAC | No | Ind HVAC - O&M (Electric - Mid Cost) | 0.0018435 | 0.0036871 | 0.0055463 | 0.0074139 | 0.0092863 | 0.011162 | 0.013042 | 0.014926 | 0.016814 | 0.018704 | 0.020596 | 0.022491
SCE | MW | Industrial | Ind - Lumber & Furniture | Lighting | No | Ind Lighting - Equipment (High Cost) | 0.0048899 | 0.0094792 | 0.013804 | 0.017869 | 0.021677 | 0.025245 | 0.028593 | 0.031726 | 0.034662 | 0.037409 | 0.039978 | 0.042382
SCE | MW | Industrial | Ind - Lumber & Furniture | Lighting | No | Ind Lighting - Equipment (Low Cost) | 0.0019412 | 0.0037528 | 0.0054578 | 0.007056 | 0.0085513 | 0.0099491 | 0.011257 | 0.01248 | 0.013624 | 0.014693 | 0.015691 | 0.016624
SCE | MW | Industrial | Ind - Lumber & Furniture | Lighting | No | Ind Lighting - Equipment (Mid Cost) | 0.012264 | 0.023721 | 0.034506 | 0.044619 | 0.054084 | 0.062935 | 0.071223 | 0.078971 | 0.086219 | 0.092995 | 0.099327 | 0.10524
SCE | MW | Industrial | Ind - Lumber & Furniture | Lighting | No | Ind Lighting - O&M (High Cost) | 6.4996e-06 | 1.2618e-05 | 1.8388e-05 | 2.3818e-05 | 2.8908e-05 | 3.3682e-05 | 3.8162e-05 | 4.2356e-05 | 4.6287e-05 | 4.9966e-05 | 5.3663e-05 | 5.7119e-05
SCE | MW | Industrial | Ind - Lumber & Furniture | Lighting | No | Ind Lighting - O&M (Low Cost) | 0.00083663 | 0.0016172 | 0.0023518 | 0.0030403 | 0.0036845 | 0.0042866 | 0.00485 | 0.0053767 | 0.0058692 | 0.0063294 | 0.0067594 | 0.0071612
SCE | MW | Industrial | Ind - Lumber & Furniture | Lighting | No | Ind Lighting - O&M (Mid Cost) | 1.9194e-06 | 3.7626e-06 | 5.4977e-06 | 7.1246e-06 | 8.6469e-06 | 1.007e-05 | 1.1403e-05 | 1.2649e-05 | 1.3814e-05 | 1.4904e-05 | 1.5922e-05 | 1.6873e-05
SCE | MW | Industrial | Ind - Lumber & Furniture | MachDr | No | Ind MachDr - Equipment (High Cost) | 0.0011812 | 0.0022646 | 0.0032627 | 0.00418 | 0.0050204 | 0.0057897 | 0.0064952 | 0.0071406 | 0.0077317 | 0.0082725 | 0.0087669 | 0.009219
SCE | MW | Industrial | Ind - Lumber & Furniture | MachDr | No | Ind MachDr - Equipment (Low Cost) | 0.0054355 | 0.010393 | 0.014954 | 0.019132 | 0.022953 | 0.026444 | 0.029638 | 0.032556 | 0.035223 | 0.037659 | 0.039884 | 0.041916
SCE | MW | Industrial | Ind - Lumber & Furniture | MachDr | No | Ind MachDr - Equipment (Mid Cost) | 0.007979 | 0.015262 | 0.021964 | 0.028106 | 0.033723 | 0.038858 | 0.043556 | 0.04785 | 0.051775 | 0.055362 | 0.058638 | 0.06163
SCE | MW | Industrial | Ind - Lumber & Furniture | MachDr | No | Ind MachDr - O&M (High Cost) | 0.0024706 | 0.0049449 | 0.0074409 | 0.0099495 | 0.012465 | 0.014986 | 0.017516 | 0.020051 | 0.022592 | 0.025138 | 0.027687 | 0.03024
SCE | MW | Industrial | Ind - Lumber & Furniture | MachDr | No | Ind MachDr - O&M (Low Cost) | 0.037679 | 0.075348 | 0.11333 | 0.15148 | 0.18971 | 0.22801 | 0.2664 | 0.30486 | 0.34338 | 0.38196 | 0.42058 | 0.45923
SCE | MW | Industrial | Ind - Lumber & Furniture | MachDr | No | Ind MachDr - O&M (Mid Cost) | 0.026995 | 0.053997 | 0.081229 | 0.10858 | 0.136 | 0.16347 | 0.19102 | 0.21862 | 0.24627 | 0.27396 | 0.30168 | 0.32943
SCE | MW | Industrial | Ind - Machinery | HVAC | No | Ind HVAC - Equipment (Electric - High Cost) | 0.0064631 | 0.012564 | 0.018327 | 0.023766 | 0.028878 | 0.033678 | 0.038195 | 0.042432 | 0.046414 | 0.050148 | 0.053647 | 0.056928
SCE | MW | Industrial | Ind - Machinery | HVAC | No | Ind HVAC - Equipment (Electric - Low Cost) | 4.9118e-05 | 9.4996e-05 | 0.00013822 | 0.00017877 | 0.00021674 | 0.00025227 | 0.00028555 | 0.00031669 | 0.00034584 | 0.00037311 | 0.00039861 | 0.00042246
SCE | MW | Industrial | Ind - Machinery | HVAC | No | Ind HVAC - Equipment (Electric - Mid Cost) | 0.0027057 | 0.0052352 | 0.0076186 | 0.0098558 | 0.011951 | 0.013913 | 0.015751 | 0.017471 | 0.019082 | 0.020589 | 0.021999 | 0.023317
SCE | MW | Industrial | Ind - Machinery | HVAC | No | Ind HVAC - O&M (Electric - High Cost) | 0.00038921 | 0.00077888 | 0.0011719 | 0.001567 | 0.0019631 | 0.00236 | 0.0027583 | 0.0031573 | 0.0035572 | 0.0039579 | 0.004359 | 0.0047607
SCE | MW | Industrial | Ind - Machinery | HVAC | No | Ind HVAC - O&M (Electric - Low Cost) | 0.010454 | 0.020903 | 0.031441 | 0.042022 | 0.052629 | 0.063251 | 0.073901 | 0.084568 | 0.095253 | 0.10595 | 0.11667 | 0.12739
SCE | MW | Industrial | Ind - Machinery | Lighting | No | Ind Lighting - Equipment (High Cost) | 0.0082127 | 0.015915 | 0.023172 | 0.02999 | 0.036376 | 0.042359 | 0.04797 | 0.05322 | 0.058138 | 0.062741 | 0.067044 | 0.071068
SCE | MW | Industrial | Ind - Machinery | Lighting | No | Ind Lighting - Equipment (Low Cost) | 0.0036957 | 0.0071444 | 0.01039 | 0.013433 | 0.016279 | 0.01894 | 0.02143 | 0.023758 | 0.025934 | 0.027969 | 0.02987 | 0.031646
SCE | MW | Industrial | Ind - Machinery | Lighting | No | Ind Lighting - Equipment (Mid Cost) | 0.032094 | 0.062074 | 0.090297 | 0.11676 | 0.14153 | 0.1647 | 0.18638 | 0.20666 | 0.22563 | 0.24336 | 0.25993 | 0.27542
SCE | MW | Industrial | Ind - Machinery | Lighting | No | Ind Lighting - O&M (Low Cost) | 0.0024023 | 0.0046437 | 0.0067532 | 0.0087303 | 0.01058 | 0.012309 | 0.013927 | 0.015439 | 0.016853 | 0.018175 | 0.01941 | 0.020564
SCE | MW | Industrial | Ind - Machinery | ProcHeat | No | Ind ProcHeat - Equipment (Electric - High Cost) | 0.0005163 | 0.0010386 | 0.0015669 | 0.0021008 | 0.0026378 | 0.0031781 | 0.0037225 | 0.0042692 | 0.0048194 | 0.0053718 | 0.005926 | 0.0064823
SCE | MW | Industrial | Ind - Machinery | ProcHeat | No | Ind ProcHeat - Equipment (Electric - Low Cost) | 0.00045846 | 0.0009168 | 0.001379 | 0.0018431 | 0.0023084 | 0.0027743 | 0.0032416 | 0.0037095 | 0.0041783 | 0.0046478 | 0.0051177 | 0.0055881
SCE | MW | Industrial | Ind - Machinery | ProcHeat | No | Ind ProcHeat - Equipment (Electric - Mid Cost) | 7.2807e-05 | 0.00014566 | 0.00021913 | 0.00029295 | 0.00036696 | 0.00044111 | 0.00051549 | 0.00058999 | 0.00066466 | 0.00073945 | 0.00081432 | 0.00088927
SCE | MW | Industrial | Ind - Machinery | ProcRefrig | No | Ind ProcRefrig - O&M (High Cost) | 0.0007053 | 0.0014116 | 0.0021241 | 0.0028402 | 0.0035583 | 0.004278 | 0.0050002 | 0.0057237 | 0.006449 | 0.0071757 | 0.0079032 | 0.0086318
SCE | MW | Industrial | Ind - Machinery | ProcRefrig | No | Ind ProcRefrig - O&M (Low Cost) | 0.0031075 | 0.0062141 | 0.0093468 | 0.012493 | 0.015646 | 0.018805 | 0.021971 | 0.025143 | 0.02832 | 0.031502 | 0.034687 | 0.037876
SCE | MW | Industrial | Ind - Machinery | ProcRefrig | No | Ind ProcRefrig - O&M (Mid Cost) | 0.0026431 | 0.0052869 | 0.0079531 | 0.010631 | 0.013316 | 0.016005 | 0.018703 | 0.021404 | 0.024112 | 0.026823 | 0.029537 | 0.032254
SCE | MW | Industrial | Ind - Machinery | MachDr | No | Ind MachDr - Equipment (High Cost) | 0.0034363 | 0.0069021 | 0.010404 | 0.013936 | 0.017484 | 0.02105 | 0.024634 | 0.02823 | 0.031841 | 0.035462 | 0.039092 | 0.042729
SCE | MW | Industrial | Ind - Machinery | MachDr | No | Ind MachDr - Equipment (Low Cost) | 0.017348 | 0.034692 | 0.052182 | 0.069747 | 0.087354 | 0.10499 | 0.12267 | 0.14038 | 0.15812 | 0.17589 | 0.19368 | 0.21148
SCE | MW | Industrial | Ind - Machinery | MachDr | No | Ind MachDr - Equipment (Mid Cost) | 0.010261 | 0.020528 | 0.030885 | 0.041291 | 0.051725 | 0.062178 | 0.072664 | 0.083169 | 0.093696 | 0.10424 | 0.1148 | 0.12537
SCE | MW | Industrial | Ind - Machinery | MachDr | No | Ind MachDr - O&M (High Cost) | 0.00036321 | 0.00072696 | 0.0010939 | 0.0014627 | 0.0018325 | 0.0022032 | 0.0025752 | 0.0029478 | 0.0033214 | 0.0036957 | 0.0040704 | 0.0044457
SCE | MW | Industrial | Ind - Machinery | MachDr | No | Ind MachDr - O&M (Low Cost) | 0.051564 | 0.10311 | 0.15509 | 0.20729 | 0.25962 | 0.31202 | 0.36456 | 0.41719 | 0.46991 | 0.5227 | 0.57555 | 0.62844
SCE | MW | Industrial | Ind - Machinery | MachDr | No | Ind MachDr - O&M (Mid Cost) | 0.011769 | 0.023542 | 0.035415 | 0.047341 | 0.059298 | 0.071275 | 0.083288 | 0.09532 | 0.10738 | 0.11945 | 0.13154 | 0.14364
SCE | MW | Industrial | Ind - Metals (Fabricated) | HVAC | No | Ind HVAC - Equipment (Electric - High Cost) | 0.0015969 | 0.0030965 | 0.0045111 | 0.0058417 | 0.0070895 | 0.0082596 | 0.0093581 | 0.010387 | 0.011352 | 0.012256 | 0.013103 | 0.013895
SCE | MW | Industrial | Ind - Metals (Fabricated) | HVAC | No | Ind HVAC - Equipment (Electric - Low Cost) | 0.0014075 | 0.002722 | 0.0039604 | 0.0051222 | 0.0062101 | 0.0072281 | 0.0081817 | 0.0090738 | 0.0099088 | 0.01069 | 0.011421 | 0.012104
SCE | MW | Industrial | Ind - Metals (Fabricated) | HVAC | No | Ind HVAC - Equipment (Electric - Mid Cost) | 0.00015745 | 0.00030461 | 0.00044326 | 0.00057339 | 0.00069527 | 0.00080934 | 0.00091622 | 0.0010162 | 0.0011099 | 0.0011975 | 0.0012794 | 0.0013561
SCE | MW | Industrial | Ind - Metals (Fabricated) | HVAC | No | Ind HVAC - O&M (Electric - High Cost) | 0.0012096 | 0.0025318 | 0.0038659 | 0.0052073 | 0.0065527 | 0.007901 | 0.0092541 | 0.01061 | 0.011969 | 0.013331 | 0.014695 | 0.01606
SCE | MW | Industrial | Ind - Metals (Fabricated) | HVAC | No | Ind HVAC - O&M (Electric - Low Cost) | 0.0374 | 0.074787 | 0.11249 | 0.15034 | 0.18829 | 0.2263 | 0.26441 | 0.30257 | 0.3408 | 0.37909 | 0.41741 | 0.45577
SCE | MW | Industrial | Ind - Metals (Fabricated) | HVAC | No | Ind HVAC - O&M (Electric - Mid Cost) | 0.0043143 | 0.0086294 | 0.012981 | 0.017352 | 0.021735 | 0.026125 | 0.030528 | 0.034937 | 0.039356 | 0.043782 | 0.048212 | 0.052647
SCE | MW | Industrial | Ind - Metals (Fabricated) | Lighting | No | Ind Lighting - Equipment (High Cost) | 0.034434 | 0.066742 | 0.097189 | 0.1258 | 0.1526 | 0.17771 | 0.20127 | 0.22332 | 0.24397 | 0.2633 | 0.28138 | 0.29829
SCE | MW | Industrial | Ind - Metals (Fabricated) | Lighting | No | Ind Lighting - Equipment (Low Cost) | 0.019719 | 0.038121 | 0.05544 | 0.071673 | 0.086861 | 0.10106 | 0.11435 | 0.12677 | 0.13838 | 0.14924 | 0.15938 | 0.16885
SCE | MW | Industrial | Ind - Metals (Fabricated) | Lighting | No | Ind Lighting - Equipment (Mid Cost) | 0.26327 | 0.50917 | 0.74065 | 0.9577 | 1.1608 | 1.3508 | 1.5286 | 1.6949 | 1.8504 | 1.9958 | 2.1317 | 2.2586
SCE | MW | Industrial | Ind - Metals (Fabricated) | Lighting | No | Ind Lighting - O&M (High Cost) | 3.9251e-05 | 7.6039e-05 | 0.00011251 | 0.00014671 | 0.0001772 | 0.00020713 | 0.00023517 | 0.00026138 | 0.0002859 | 0.00030883 | 0.00033025 | 0.00035027
SCE | MW | Industrial | Ind - Metals (Fabricated) | Lighting | No | Ind Lighting - O&M (Low Cost) | 0.0094624 | 0.018291 | 0.026599 | 0.034386 | 0.041671 | 0.048481 | 0.054853 | 0.06081 | 0.066379 | 0.071585 | 0.076448 | 0.080991
SCE | MW | Industrial | Ind - Metals (Fabricated) | Lighting | No | Ind Lighting - O&M (Mid Cost) | 0.0027316 | 0.0052813 | 0.0076813 | 0.0099311 | 0.012036 | 0.014004 | 0.015846 | 0.017569 | 0.019179 | 0.020684 | 0.022091 | 0.023405
SCE | MW | Industrial | Ind - Metals (Fabricated) | ProcHeat | No | Ind ProcHeat - Equipment (Electric - High Cost) | 1.6241e-05 | 3.1424e-05 | 4.5734e-05 | 5.9185e-05 | 7.18e-05 | 8.3595e-05 | 9.4651e-05 | 0.000105 | 0.00011469 | 0.00012376 | 0.00013225 | 0.00014019
SCE | MW | Industrial | Ind - Metals (Fabricated) | ProcHeat | No | Ind ProcHeat - Equipment (Electric - Low Cost) | 0.0066554 | 0.012871 | 0.018726 | 0.024218 | 0.029362 | 0.034174 | 0.038682 | 0.042899 | 0.046846 | 0.050538 | 0.053991 | 0.05722
SCE | MW | Industrial | Ind - Metals (Fabricated) | ProcHeat | No | Ind ProcHeat - Equipment (Electric - Mid Cost) | 0.00018927 | 0.00036621 | 0.00053293 | 0.00068941 | 0.00083598 | 0.00097317 | 0.0011017 | 0.001222 | 0.0013347 | 0.0014401 | 0.0015387 | 0.0016309
SCE | MW | Industrial | Ind - Metals (Fabricated) | ProcHeat | No | Ind ProcHeat - O&M (Electric - High Cost) | 0.019419 | 0.038891 | 0.05854 | 0.078299 | 0.09812 | 0.118 | 0.13795 | 0.15794 | 0.17798 | 0.19806 | 0.21816 | 0.2383
SCE | MW | Industrial | Ind - Metals (Fabricated) | ProcHeat | No | Ind ProcHeat - O&M (Electric - Low Cost) | 0.0024085 | 0.0048166 | 0.0072449 | 0.0096835 | 0.012128 | 0.014576 | 0.017031 | 0.01949 | 0.021953 | 0.02442 | 0.02689 | 0.029362
SCE | MW | Industrial | Ind - Metals (Fabricated) | ProcHeat | No | Ind ProcHeat - O&M (Electric - Mid Cost) | 8.9994e-05 | 0.00018002 | 0.00027082 | 0.00036203 | 0.00045348 | 0.00054509 | 0.00063697 | 0.000729 | 0.00082123 | 0.0009136 | 0.0010061 | 0.0010986
SCE | MW | Industrial | Ind - Metals (Fabricated) | ProcRefrig | No | Ind ProcRefrig - O&M (Low Cost) | 0.00044638 | 0.00089263 | 0.0013426 | 0.0017945 | 0.0022474 | 0.002701 | 0.0031559 | 0.0036114 | 0.0040677 | 0.0045247 | 0.0049822 | 0.00544
SCE | MW | Industrial | Ind - Metals (Fabricated) | ProcRefrig | No | Ind ProcRefrig - O&M (Mid Cost) | 0.0094365 | 0.018878 | 0.0284 | 0.037966 | 0.047557 | 0.057166 | 0.066803 | 0.076458 | 0.086132 | 0.095822 | 0.10552 | 0.11524
SCE | MW | Industrial | Ind - Metals (Fabricated) | MachDr | No | Ind MachDr - Equipment (High Cost) | 0.0085485 | 0.016387 | 0.023607 | 0.030239 | 0.036314 | 0.041875 | 0.046974 | 0.051639 | 0.05591 | 0.059818 | 0.063389 | 0.066654
SCE | MW | Industrial | Ind - Metals (Fabricated) | MachDr | No | Ind MachDr - Equipment (Low Cost) | 0.032052 | 0.061285 | 0.088178 | 0.11281 | 0.13535 | 0.15593 | 0.17476 | 0.19197 | 0.20769 | 0.22206 | 0.23517 | 0.24715
SCE | MW | Industrial | Ind - Metals (Fabricated) | MachDr | No | Ind MachDr - Equipment (Mid Cost) | 0.063944 | 0.12231 | 0.17601 | 0.22523 | 0.27025 | 0.31139 | 0.34904 | 0.38345 | 0.4149 | 0.44364 | 0.46989 | 0.49387
SCE | MW | Industrial | Ind - Metals (Fabricated) | MachDr | No | Ind MachDr - O&M (High Cost) | 0.01237 | 0.024757 | 0.037252 | 0.04981 | 0.062403 | 0.075024 | 0.087688 | 0.10038 | 0.11309 | 0.12584 | 0.13859 | 0.15137
SCE | MW | Industrial | Ind - Metals (Fabricated) | MachDr | No | Ind MachDr - O&M (Low Cost) | 0.409 | 0.81788 | 1.2302 | 1.6442 | 2.0592 | 2.4749 | 2.8916 | 3.309 | 3.7272 | 4.1459 | 4.565 | 4.9846
SCE | MW | Industrial | Ind - Metals (Fabricated) | MachDr | No | Ind MachDr - O&M (Mid Cost) | 0.033843 | 0.067697 | 0.10184 | 0.13614 | 0.17052 | 0.20496 | 0.23951 | 0.27411 | 0.30878 | 0.34351 | 0.37828 | 0.41308
SCE | MW | Industrial | Ind - Metals (Primary) | HVAC | No | Ind HVAC - Equipment (Electric - High Cost) | 2.8026e-05 | 5.4539e-05 | 7.9592e-05 | 0.00010323 | 0.00012544 | 0.00014633 | 0.000166 | 0.00018445 | 0.0002018 | 0.00021808 | 0.00023334 | 0.00024764
SCE | MW | Industrial | Ind - Metals (Primary) | HVAC | No | Ind HVAC - Equipment (Electric - Low Cost) | 0.00045684 | 0.00088357 | 0.0012856 | 0.0016627 | 0.0020159 | 0.0023464 | 0.002656 | 0.0029457 | 0.0032168 | 0.0034705 | 0.0037077 | 0.0039295
SCE | MW | Industrial | Ind - Metals (Primary) | HVAC | No | Ind HVAC - Equipment (Electric - Mid Cost) | 0.00061815 | 0.0011959 | 0.0017403 | 0.0022509 | 0.002729 | 0.0031767 | 0.0035961 | 0.0039885 | 0.0043559 | 0.0046997 | 0.0050211 | 0.0053217
SCE | MW | Industrial | Ind - Metals (Primary) | HVAC | No | Ind HVAC - O&M (Electric - Low Cost) | 0.0008857 | 0.0017711 | 0.0026639 | 0.0035605 | 0.0044592 | 0.0053593 | 0.0062617 | 0.0071655 | 0.008071 | 0.0089777 | 0.0098853 | 0.010794
SCE | MW | Industrial | Ind - Metals (Primary) | HVAC | No | Ind HVAC - O&M (Electric - Mid Cost) | 0.0019832 | 0.0039669 | 0.0059673 | 0.0079767 | 0.0099911 | 0.012009 | 0.014033 | 0.01606 | 0.018091 | 0.020125 | 0.022161 | 0.0242
SCE | MW | Industrial | Ind - Metals (Primary) | Lighting | No | Ind Lighting - Equipment (High Cost) | 0.0040297 | 0.0078079 | 0.011368 | 0.014712 | 0.017844 | 0.020778 | 0.023529 | 0.026103 | 0.028515 | 0.030771 | 0.03288 | 0.034853
SCE | MW | Industrial | Ind - Metals (Primary) | Lighting | No | Ind Lighting - Equipment (Low Cost) | 0.0093003 | 0.017978 | 0.026146 | 0.033801 | 0.040963 | 0.047657 | 0.053922 | 0.059779 | 0.065255 | 0.070373 | 0.075155 | 0.079622
SCE | MW | Industrial | Ind - Metals (Primary) | Lighting | No | Ind Lighting - Equipment (Mid Cost) | 0.019758 | 0.038212 | 0.055583 | 0.071872 | 0.087115 | 0.10137 | 0.11471 | 0.12719 | 0.13886 | 0.14977 | 0.15997 | 0.16949
SCE | MW | Industrial | Ind - Metals (Primary) | Lighting | No | Ind Lighting - O&M (High Cost) | 2.5983e-05 | 5.0433e-05 | 7.3491e-05 | 9.5178e-05 | 0.0001155 | 0.00013454 | 0.00015241 | 0.00016914 | 0.00018482 | 0.00020055 | 0.00021526 | 0.000229
SCE | MW | Industrial | Ind - Metals (Primary) | Lighting | No | Ind Lighting - O&M (Low Cost) | 0.0040376 | 0.0078044 | 0.011349 | 0.014672 | 0.01778 | 0.020686 | 0.023404 | 0.025946 | 0.028322 | 0.030543 | 0.032617 | 0.034556
SCE | MW | Industrial | Ind - Metals (Primary) | Lighting | No | Ind Lighting - O&M (Mid Cost) | 0.0001345 | 0.00026501 | 0.00038787 | 0.00050307 | 0.00061088 | 0.00071171 | 0.0008061 | 0.00089435 | 0.0009769 | 0.0010541 | 0.0011262 | 0.0011936
SCE | MW | Industrial | Ind - Metals (Primary) | ProcHeat | No | Ind ProcHeat - Equipment (Electric - High Cost) | 0.0019249 | 0.0037287 | 0.0054296 | 0.0070288 | 0.0085285 | 0.0099329 | 0.01125 | 0.012484 | 0.013641 | 0.014723 | 0.015737 | 0.016685
SCE | MW | Industrial | Ind - Metals (Primary) | ProcHeat | No | Ind ProcHeat - Equipment (Electric - Low Cost) | 0.0015068 | 0.0029139 | 0.0042395 | 0.005483 | 0.0066475 | 0.0077371 | 0.0087576 | 0.0097124 | 0.010606 | 0.011442 | 0.012224 | 0.012955
SCE | MW | Industrial | Ind - Metals (Primary) | ProcHeat | No | Ind ProcHeat - Equipment (Electric - Mid Cost) | 0.00016164 | 0.00031273 | 0.0004551 | 0.00058872 | 0.00071389 | 0.00083103 | 0.00094081 | 0.0010435 | 0.0011397 | 0.0012297 | 0.0013139 | 0.0013926
SCE | MW | Industrial | Ind - Metals (Primary) | ProcHeat | No | Ind ProcHeat - O&M (Electric - Low Cost) | 1.3944e-05 | 2.7881e-05 | 4.1935e-05 | 5.6048e-05 | 7.0194e-05 | 8.4361e-05 | 9.8564e-05 | 0.00011279 | 0.00012704 | 0.00014131 | 0.00015559 | 0.00016989
SCE | MW | Industrial | Ind - Metals (Primary) | MachDr | No | Ind MachDr - Equipment (High Cost) | 0.005485 | 0.010514 | 0.015147 | 0.019402 | 0.023298 | 0.026866 | 0.030137 | 0.033129 | 0.035869 | 0.038376 | 0.040667 | 0.042761
SCE | MW | Industrial | Ind - Metals (Primary) | MachDr | No | Ind MachDr - Equipment (Low Cost) | 0.017767 | 0.033973 | 0.048881 | 0.062539 | 0.07503 | 0.086442 | 0.096882 | 0.10642 | 0.11514 | 0.1231 | 0.13038 | 0.13702
SCE | MW | Industrial | Ind - Metals (Primary) | MachDr | No | Ind MachDr - Equipment (Mid Cost) | 0.013204 | 0.025258 | 0.03635 | 0.046517 | 0.055817 | 0.064317 | 0.072096 | 0.079205 | 0.085705 | 0.091645 | 0.09707 | 0.10202
SCE | MW | Industrial | Ind - Metals (Primary) | MachDr | No | Ind MachDr - O&M (High Cost) | 0.00061318 | 0.0012272 | 0.0018467 | 0.0024693 | 0.0030936 | 0.0037193 | 0.0043471 | 0.0049761 | 0.0056067 | 0.0062385 | 0.006871 | 0.0075044
SCE | MW | Industrial | Ind - Metals (Primary) | MachDr | No | Ind MachDr - O&M (Low Cost) | 0.066247 | 0.13247 | 0.19925 | 0.26631 | 0.33354 | 0.40086 | 0.46836 | 0.53597 | 0.60369 | 0.67151 | 0.7394 | 0.80736
SCE | MW | Industrial | Ind - Metals (Primary) | MachDr | No | Ind MachDr - O&M (Mid Cost) | 0.0098232 | 0.019648 | 0.029557 | 0.039509 | 0.049486 | 0.059481 | 0.069504 | 0.079544 | 0.089603 | 0.099679 | 0.10976 | 0.11986
SCE | MW | Industrial | Ind - Other | HVAC | No | Ind HVAC - Equipment (Electric - High Cost) | 0.0021888 | 0.0042525 | 0.0062009 | 0.0080367 | 0.0097595 | 0.011378 | 0.0129 | 0.014327 | 0.015667 | 0.016923 | 0.018099 | 0.0192
SCE | MW | Industrial | Ind - Other | HVAC | No | Ind HVAC - O&M (Electric - High Cost) | 0.0054648 | 0.010982 | 0.017136 | 0.023325 | 0.029534 | 0.03576 | 0.042012 | 0.048278 | 0.054564 | 0.060862 | 0.067171 | 0.073489
SCE | MW | Industrial | Ind - Other | HVAC | No | Ind HVAC - O&M (Electric - Low Cost) | 0.0026884 | 0.005376 | 0.0080862 | 0.010808 | 0.013536 | 0.016268 | 0.019007 | 0.021751 | 0.0245 | 0.027252 | 0.030007 | 0.032765
SCE | MW | Industrial | Ind - Other | HVAC | No | Ind HVAC - O&M (Electric - Mid Cost) | 0.00083789 | 0.0016762 | 0.0025217 | 0.0033711 | 0.0042226 | 0.0050758 | 0.0059315 | 0.0067887 | 0.0076476 | 0.008508 | 0.0093693 | 0.010232
SCE | MW | Industrial | Ind - Other | Lighting | No | Ind Lighting - Equipment (High Cost) | 0.0065682 | 0.012725 | 0.018526 | 0.023975 | 0.029078 | 0.033858 | 0.03834 | 0.042533 | 0.046461 | 0.050136 | 0.053572 | 0.056785
SCE | MW | Industrial | Ind - Other | Lighting | No | Ind Lighting - Equipment (Low Cost) | 0.0027663 | 0.0053477 | 0.0077773 | 0.010055 | 0.012185 | 0.014177 | 0.016041 | 0.017783 | 0.019412 | 0.020935 | 0.022358 | 0.023687
SCE | MW | Industrial | Ind - Other | Lighting | No | Ind Lighting - Equipment (Mid Cost) | 0.023907 | 0.04624 | 0.067264 | 0.086979 | 0.10543 | 0.12268 | 0.13884 | 0.15394 | 0.16807 | 0.18128 | 0.19363 | 0.20516
SCE | MW | Industrial | Ind - Other | Lighting | No | Ind Lighting - O&M (High Cost) | 0.00048004 | 0.0009314 | 0.0013568 | 0.0017567 | 0.0021313 | 0.0024824 | 0.0028119 | 0.0031202 | 0.0034092 | 0.0036984 | 0.0039687 | 0.0042212
SCE | MW | Industrial | Ind - Other | Lighting | No | Ind Lighting - O&M (Low Cost) | 0.0089052 | 0.017213 | 0.025033 | 0.032361 | 0.039217 | 0.045625 | 0.051622 | 0.057228 | 0.062469 | 0.067368 | 0.071944 | 0.076219
SCE | MW | Industrial | Ind - Other | Lighting | No | Ind Lighting - O&M (Mid Cost) | 0.00020165 | 0.00038992 | 0.00056713 | 0.00073327 | 0.00088873 | 0.0010341 | 0.0011701 | 0.0012973 | 0.0014163 | 0.0015275 | 0.0016314 | 0.0017285
SCE | MW | Industrial | Ind - Other | MachDr | No | Ind MachDr - Equipment (High Cost) | 0.019526 | 0.039135 | 0.058931 | 0.078852 | 0.098842 | 0.1189 | 0.13905 | 0.15926 | 0.17953 | 0.19985 | 0.22021 | 0.24061
SCE | MW | Industrial | Ind - Other | MachDr | No | Ind MachDr - Equipment (Low Cost) | 0.031522 | 0.063034 | 0.094809 | 0.12672 | 0.1587 | 0.19074 | 0.22286 | 0.25503 | 0.28725 | 0.31953 | 0.35183 | 0.38416
SCE | MW | Industrial | Ind - Other | MachDr | No | Ind MachDr - Equipment (Mid Cost) | 0.026421 | 0.052861 | 0.079529 | 0.10632 | 0.13318 | 0.1601 | 0.1871 | 0.21414 | 0.24125 | 0.2684 | 0.29558 | 0.32279
SCE | MW | Industrial | Ind - Other | MachDr | No | Ind MachDr - O&M (High Cost) | 0.0010309 | 0.002063 | 0.0031041 | 0.0041504 | 0.0051996 | 0.006251 | 0.007306 | 0.0083628 | 0.0094223 | 0.010484 | 0.011546 | 0.01261
SCE | MW | Industrial | Ind - Other | MachDr | No | Ind MachDr - O&M (Low Cost) | 0.051029 | 0.10204 | 0.15348 | 0.20514 | 0.25692 | 0.30878 | 0.36077 | 0.41285 | 0.46501 | 0.51726 | 0.56955 | 0.62189
SCE | MW | Industrial | Ind - Other | MachDr | No | Ind MachDr - O&M (Mid Cost) | 0.0048119 | 0.0096259 | 0.014481 | 0.019358 | 0.024248 | 0.029146 | 0.03406 | 0.038981 | 0.043913 | 0.048852 | 0.053797 | 0.058747
SCE | MW | Industrial | Ind - Paper | HVAC | No | Ind HVAC - Equipment (Electric - High Cost) | 0.00021388 | 0.000416 | 0.00060693 | 0.00078702 | 0.00095612 | 0.0011151 | 0.0012648 | 0.0014052 | 0.0015371 | 0.0016609 | 0.0017769 | 0.0018855
SCE | MW | Industrial | Ind - Paper | HVAC | No | Ind HVAC - Equipment (Electric - Low Cost) | 7.2131e-05 | 0.0001395 | 0.00020296 | 0.0002625 | 0.00031826 | 0.00037043 | 0.0004193 | 0.00046502 | 0.00050781 | 0.00054785 | 0.00058529 | 0.0006203
SCE | MW | Industrial | Ind - Paper | HVAC | No | Ind HVAC - Equipment (Electric - Mid Cost) | 0.00035785 | 0.00069226 | 0.0010073 | 0.0013031 | 0.0015802 | 0.0018394 | 0.0020823 | 0.0023096 | 0.0025224 | 0.0027215 | 0.0029078 | 0.003082
SCE | MW | Industrial | Ind - Paper | HVAC | No | Ind HVAC - O&M (Electric - High Cost) | 0.00034002 | 0.00068048 | 0.0010239 | 0.0013691 | 0.0017151 | 0.002062 | 0.00241 | 0.0027587 | 0.0031082 | 0.0034583 | 0.0038089 | 0.0041599
SCE | MW | Industrial | Ind - Paper | HVAC | No | Ind HVAC - O&M (Electric - Low Cost) | 0.0015257 | 0.003051 | 0.004589 | 0.0061335 | 0.0076818 | 0.0092323 | 0.010787 | 0.012344 | 0.013904 | 0.015466 | 0.01703 | 0.018595
SCE | MW | Industrial | Ind - Paper | HVAC | No | Ind HVAC - O&M (Electric - Mid Cost) | 0.00097521 | 0.0019507 | 0.0029346 | 0.0039228 | 0.0049136 | 0.0059061 | 0.0069016 | 0.0078987 | 0.0088978 | 0.0098985 | 0.0109 | 0.011903
SCE | MW | Industrial | Ind - Paper | Lighting | No | Ind Lighting - Equipment (High Cost) | 0.0052134 | 0.010102 | 0.014709 | 0.019036 | 0.023089 | 0.026886 | 0.030446 | 0.033778 | 0.036899 | 0.039819 | 0.04255 | 0.045104
SCE | MW | Industrial | Ind - Paper | Lighting | No | Ind Lighting - Equipment (Low Cost) | 0.0026075 | 0.0050408 | 0.0073311 | 0.0094777 | 0.011486 | 0.013364 | 0.015121 | 0.016763 | 0.018299 | 0.019735 | 0.021076 | 0.022329
SCE | MW | Industrial | Ind - Paper | Lighting | No | Ind Lighting - Equipment (Mid Cost) | 0.020649 | 0.039934 | 0.058089 | 0.075113 | 0.091044 | 0.10594 | 0.11989 | 0.13293 | 0.14513 | 0.15653 | 0.16719 | 0.17714
SCE | MW | Industrial | Ind - Paper | Lighting | No | Ind Lighting - O&M (Low Cost) | 0.0019852 | 0.0038373 | 0.0055804 | 0.0072141 | 0.0087426 | 0.010171 | 0.011508 | 0.012758 | 0.013926 | 0.015018 | 0.016039 | 0.016992
SCE | MW | Industrial | Ind - Paper | Lighting | No | Ind Lighting - O&M (Mid Cost) | 0.00021186 | 0.00041447 | 0.00060519 | 0.00078401 | 0.00095133 | 0.0011078 | 0.0012543 | 0.0013912 | 0.0015192 | 0.001639 | 0.0017508 | 0.0018554
SCE | MW | Industrial | Ind - Paper | MachDr | No | Ind MachDr - Equipment (High Cost) | 0.005332 | 0.010215 | 0.014712 | 0.018839 | 0.022616 | 0.026074 | 0.029242 | 0.03214 | 0.034792 | 0.037217 | 0.039433 | 0.041459
SCE | MW | Industrial | Ind - Paper | MachDr | No | Ind MachDr - Equipment (Low Cost) | 0.016017 | 0.030627 | 0.044066 | 0.056379 | 0.067639 | 0.077928 | 0.087339 | 0.095938 | 0.1038 | 0.11098 | 0.11753 | 0.12352
SCE | MW | Industrial | Ind - Paper | MachDr | No | Ind MachDr - Equipment (Mid Cost) | 0.0139 | 0.026589 | 0.038265 | 0.048967 | 0.058756 | 0.067704 | 0.075892 | 0.083374 | 0.090216 | 0.096468 | 0.10218 | 0.10739
SCE | MW | Industrial | Ind - Paper | MachDr | No | Ind MachDr - O&M (High Cost) | 0.0020786 | 0.0041596 | 0.0062586 | 0.0083679 | 0.010483 | 0.012602 | 0.014729 | 0.016859 | 0.018994 | 0.021133 | 0.023275 | 0.025419
SCE | MW | Industrial | Ind - Paper | MachDr | No | Ind MachDr - O&M (Low Cost) | 0.079325 | 0.15862 | 0.23859 | 0.31888 | 0.39938 | 0.47999 | 0.56081 | 0.64176 | 0.72285 | 0.80406 | 0.88535 | 0.96672
SCE | MW | Industrial | Ind - Paper | MachDr | No | Ind MachDr - O&M (Mid Cost) | 0.0091257 | 0.018254 | 0.027461 | 0.036708 | 0.045979 | 0.055267 | 0.064582 | 0.073912 | 0.083262 | 0.092626 | 0.102 | 0.11138
SCE | MW | Industrial | Ind - Petroleum | Lighting | No | Ind Lighting - Equipment (High Cost) | 0.004806 | 0.0093143 | 0.013563 | 0.017554 | 0.021293 | 0.024796 | 0.028082 | 0.031157 | 0.034037 | 0.036733 | 0.039254 | 0.041611
SCE | MW | Industrial | Ind - Petroleum | Lighting | No | Ind Lighting - Equipment (Low Cost) | 0.0040718 | 0.0078711 | 0.011447 | 0.014798 | 0.017934 | 0.020864 | 0.023607 | 0.026171 | 0.028568 | 0.030809 | 0.032902 | 0.034858
SCE | MW | Industrial | Ind - Petroleum | Lighting | No | Ind Lighting - Equipment (Mid Cost) | 0.0053152 | 0.010279 | 0.014951 | 0.019331 | 0.023431 | 0.027264 | 0.030852 | 0.034207 | 0.037345 | 0.040278 | 0.043019 | 0.04558
SCE | MW | Industrial | Ind - Petroleum | MachDr | No | Ind MachDr - Equipment (High Cost) | 0.024618 | 0.047186 | 0.067972 | 0.087061 | 0.10454 | 0.12054 | 0.13521 | 0.14863 | 0.16092 | 0.17216 | 0.18243 | 0.19182
SCE | MW | Industrial | Ind - Petroleum | MachDr | No | Ind MachDr - Equipment (Low Cost) | 0.071478 | 0.13667 | 0.19664 | 0.25159 | 0.30184 | 0.34774 | 0.38974 | 0.42811 | 0.46318 | 0.49522 | 0.52448 | 0.55119
SCE | MW | Industrial | Ind - Petroleum | MachDr | No | Ind MachDr - Equipment (Mid Cost) | 0.054165 | 0.10361 | 0.14911 | 0.19082 | 0.22896 | 0.26383 | 0.29574 | 0.3249 | 0.35156 | 0.37592 | 0.39817 | 0.41849
SCE | MW | Industrial | Ind - Petroleum | MachDr | No | Ind MachDr - O&M (High Cost) | 0.084084 | 0.16839 | 0.25347 | 0.33902 | 0.42483 | 0.51087 | 0.59721 | 0.68372 | 0.77045 | 0.85735 | 0.94436 | 1.0315
SCE | MW | Industrial | Ind - Petroleum | MachDr | No | Ind MachDr - O&M (Low Cost) | 0.30693 | 0.61377 | 0.92317 | 1.2339 | 1.5453 | 1.8572 | 2.17 | 2.4832 | 2.797 | 3.1112 | 3.4257 | 3.7406
SCE | MW | Industrial | Ind - Petroleum | MachDr | No | Ind MachDr - O&M (Mid Cost) | 0.045047 | 0.090108 | 0.13555 | 0.1812 | 0.22696 | 0.2728 | 0.31878 | 0.36483 | 0.41098 | 0.4572 | 0.50346 | 0.54978
SCE | MW | Industrial | Ind - Plastics | HVAC | No | Ind HVAC - Equipment (Electric - High Cost) | 0.0018352 | 0.0035592 | 0.0051856 | 0.0067155 | 0.0081501 | 0.0094957 | 0.010759 | 0.011943 | 0.013053 | 0.014093 | 0.015067 | 0.015978
SCE | MW | Industrial | Ind - Plastics | HVAC | No | Ind HVAC - Equipment (Electric - Low Cost) | 0.0030301 | 0.0058603 | 0.0085264 | 0.011028 | 0.01337 | 0.015562 | 0.017615 | 0.019536 | 0.021334 | 0.023016 | 0.024589 | 0.02606
SCE | MW | Industrial | Ind - Plastics | HVAC | No | Ind HVAC - Equipment (Electric - Mid Cost) | 0.00050434 | 0.00097571 | 0.0014198 | 0.0018366 | 0.002227 | 0.0025924 | 0.0029347 | 0.0032551 | 0.003555 | 0.0038356 | 0.004098 | 0.0043435
SCE | MW | Industrial | Ind - Plastics | HVAC | No | Ind HVAC - O&M (Electric - High Cost) | 0.0016743 | 0.0033505 | 0.0050414 | 0.0067409 | 0.0084454 | 0.010153 | 0.011867 | 0.013583 | 0.015304 | 0.017028 | 0.018754 | 0.020483
SCE | MW | Industrial | Ind - Plastics | HVAC | No | Ind HVAC - O&M (Electric - Low Cost) | 0.017754 | 0.035502 | 0.053399 | 0.07137 | 0.089385 | 0.10743 | 0.12552 | 0.14363 | 0.16178 | 0.17996 | 0.19815 | 0.21636
SCE | MW | Industrial | Ind - Plastics | HVAC | No | Ind HVAC - O&M (Electric - Mid Cost) | 0.0017401 | 0.0034806 | 0.0052359 | 0.0069991 | 0.0087667 | 0.010537 | 0.012313 | 0.014092 | 0.015874 | 0.017659 | 0.019446 | 0.021235
SCE | MW | Industrial | Ind - Plastics | Lighting | No | Ind Lighting - Equipment (High Cost) | 0.011282 | 0.021868 | 0.031843 | 0.041217 | 0.049997 | 0.058225 | 0.065942 | 0.073164 | 0.079931 | 0.086264 | 0.092186 | 0.097724
SCE | MW | Industrial | Ind - Plastics | Lighting | No | Ind Lighting - Equipment (Low Cost) | 0.0080211 | 0.015506 | 0.022551 | 0.029154 | 0.035332 | 0.041107 | 0.046512 | 0.051564 | 0.056289 | 0.060704 | 0.06483 | 0.068684
SCE | MW | Industrial | Ind - Plastics | Lighting | No | Ind Lighting - Equipment (Mid Cost) | 0.086948 | 0.16817 | 0.24462 | 0.31632 | 0.38342 | 0.44617 | 0.50491 | 0.55984 | 0.61122 | 0.65926 | 0.70415 | 0.74609
SCE | MW | Industrial | Ind - Plastics | Lighting | No | Ind Lighting - O&M (Low Cost) | 0.0039038 | 0.0075461 | 0.010974 | 0.014187 | 0.017193 | 0.020002 | 0.022631 | 0.025089 | 0.027387 | 0.029535 | 0.031541 | 0.033416
SCE | MW | Industrial | Ind - Plastics | Lighting | No | Ind Lighting - O&M (Mid Cost) | 0.00020846 | 0.00040726 | 0.00059438 | 0.00076982 | 0.00093398 | 0.0010875 | 0.0012312 | 0.0013655 | 0.0014911 | 0.0016085 | 0.0017183 | 0.0018208
SCE | MW | Industrial | Ind - Plastics | ProcHeat | No | Ind ProcHeat - Equipment (Electric - High Cost) | 1.5411e-05 | 3.0838e-05 | 4.6405e-05 | 6.207e-05 | 7.7798e-05 | 9.3542e-05 | 0.00010934 | 0.00012518 | 0.00014105 | 0.00015695 | 0.00017288 | 0.00018884
SCE | MW | Industrial | Ind - Plastics | ProcHeat | No | Ind ProcHeat - Equipment (Electric - Low Cost) | 0.012623 | 0.025242 | 0.037966 | 0.050744 | 0.063553 | 0.076381 | 0.089243 | 0.10212 | 0.11503 | 0.12795 | 0.14089 | 0.15384
SCE | MW | Industrial | Ind - Plastics | ProcHeat | No | Ind ProcHeat - Equipment (Electric - Mid Cost) | 0.0060003 | 0.012002 | 0.018055 | 0.024135 | 0.03023 | 0.036337 | 0.04246 | 0.048594 | 0.054741 | 0.060897 | 0.067059 | 0.073228
SCE | MW | Industrial | Ind - Plastics | ProcRefrig | No | Ind ProcRefrig - O&M (High Cost) | 0.006847 | 0.013704 | 0.020621 | 0.027574 | 0.034545 | 0.041533 | 0.048544 | 0.055569 | 0.062611 | 0.069667 | 0.076731 | 0.083804
SCE | MW | Industrial | Ind - Plastics | ProcRefrig | No | Ind ProcRefrig - O&M (Low Cost) | 0.01237 | 0.024737 | 0.037209 | 0.049733 | 0.062289 | 0.074864 | 0.087473 | 0.1001 | 0.11275 | 0.12543 | 0.13811 | 0.15081
SCE | MW | Industrial | Ind - Plastics | ProcRefrig | No | Ind ProcRefrig - O&M (Mid Cost) | 0.0052381 | 0.010478 | 0.015763 | 0.021072 | 0.026394 | 0.031726 | 0.037073 | 0.04243 | 0.047797 | 0.053174 | 0.058556 | 0.063943
SCE | MW | Industrial | Ind - Plastics | MachDr | No | Ind MachDr - Equipment (High Cost) | 0.017704 | 0.035496 | 0.053458 | 0.07154 | 0.089687 | 0.1079 | 0.12621 | 0.14456 | 0.16298 | 0.18145 | 0.19995 | 0.21849
SCE | MW | Industrial | Ind - Plastics | MachDr | No | Ind MachDr - Equipment (Low Cost) | 0.039952 | 0.079894 | 0.12017 | 0.16062 | 0.20116 | 0.24177 | 0.28249 | 0.32326 | 0.36412 | 0.40503 | 0.44598 | 0.48697
SCE | MW | Industrial | Ind - Plastics | MachDr | No | Ind MachDr - Equipment (Mid Cost) | 0.10098 | 0.20204 | 0.30397 | 0.40639 | 0.50908 | 0.61197 | 0.71519 | 0.81859 | 0.92222 | 1.026 | 1.13 | 1.234
SCE | MW | Industrial | Ind - Plastics | MachDr | No | Ind MachDr - O&M (High Cost) | 0.00075252 | 0.001506 | 0.0022662 | 0.0030301 | 0.0037961 | 0.0045638 | 0.0053341 | 0.0061058 | 0.0068794 | 0.0076544 | 0.0084304 | 0.0092074
SCE | MW | Industrial | Ind - Plastics | MachDr | No | Ind MachDr - O&M (Low Cost) | 0.17877 | 0.35749 | 0.5377 | 0.71868 | 0.90009 | 1.0818 | 1.2639 | 1.4464 | 1.6292 | 1.8122 | 1.9954 | 2.1788
SCE | MW | Industrial | Ind - Plastics | MachDr | No | Ind MachDr - O&M (Mid Cost) | 0.014337 | 0.028679 | 0.043144 | 0.057673 | 0.072239 | 0.086831 | 0.10147 | 0.11612 | 0.13081 | 0.14553 | 0.16025 | 0.175
SCE | MW | Industrial | Ind - Printing & Publishing | HVAC | No | Ind HVAC - Equipment (Electric - High Cost) | 0.0028861 | 0.0056053 | 0.0081722 | 0.01059 | 0.012859 | 0.014988 | 0.016988 | 0.018861 | 0.020619 | 0.022266 | 0.023808 | 0.025252
SCE | MW | Industrial | Ind - Printing & Publishing | HVAC | No | Ind HVAC - Equipment (Electric - Low Cost) | 0.0012234 | 0.0023661 | 0.0034427 | 0.0044526 | 0.0053984 | 0.0062834 | 0.0071124 | 0.0078881 | 0.008614 | 0.0092932 | 0.0099283 | 0.010522
SCE | MW | Industrial | Ind - Printing & Publishing | HVAC | No | Ind HVAC - Equipment (Electric - Mid Cost) | 0.0055002 | 0.010642 | 0.015488 | 0.020036 | 0.024295 | 0.028283 | 0.03202 | 0.035517 | 0.038791 | 0.041854 | 0.04472 | 0.0474
SCE | MW | Industrial | Ind - Printing & Publishing | HVAC | No | Ind HVAC - O&M (Electric - High Cost) | 0.00040507 | 0.00081061 | 0.0012197 | 0.0016308 | 0.002043 | 0.002456 | 0.0028705 | 0.0032857 | 0.0037019 | 0.0041188 | 0.0045362 | 0.0049541
SCE | MW | Industrial | Ind - Printing & Publishing | HVAC | No | Ind HVAC - O&M (Electric - Low Cost) | 0.016042 | 0.032078 | 0.048249 | 0.064489 | 0.080768 | 0.097071 | 0.11342 | 0.12979 | 0.14619 | 0.16262 | 0.17906 | 0.19551
SCE | MW | Industrial | Ind - Printing & Publishing | Lighting | No | Ind Lighting - Equipment (High Cost) | 0.0039023 | 0.007561 | 0.011008 | 0.014247 | 0.017279 | 0.02012 | 0.022784 | 0.025277 | 0.027612 | 0.029797 | 0.03184 | 0.03375
SCE | MW | Industrial | Ind - Printing & Publishing | Lighting | No | Ind Lighting - Equipment (Low Cost) | 0.0072352 | 0.013987 | 0.020341 | 0.026296 | 0.031869 | 0.037077 | 0.041952 | 0.046508 | 0.050769 | 0.054751 | 0.058472 | 0.061948
SCE | MW | Industrial | Ind - Printing & Publishing | Lighting | No | Ind Lighting - Equipment (Mid Cost) | 0.023636 | 0.045709 | 0.066488 | 0.085971 | 0.1042 | 0.12125 | 0.13721 | 0.15213 | 0.16609 | 0.17914 | 0.19133 | 0.20272
SCE | MW | Industrial | Ind - Printing & Publishing | Lighting | No | Ind Lighting - O&M (Low Cost) | 0.0080518 | 0.015564 | 0.022634 | 0.02926 | 0.03546 | 0.041254 | 0.046677 | 0.051745 | 0.056484 | 0.060914 | 0.065052 | 0.068918
SCE | MW | Industrial | Ind - Printing & Publishing | Lighting | No | Ind Lighting - O&M (Mid Cost) | 0.00023603 | 0.00046123 | 0.00067322 | 0.00087196 | 0.0010579 | 0.0012318 | 0.0013946 | 0.0015468 | 0.0016891 | 0.0018221 | 0.0019464 | 0.0020626
SCE | MW | Industrial | Ind - Printing & Publishing | MachDr | No | Ind MachDr - Equipment (High Cost) | 0.0027071 | 0.0051872 | 0.0074711 | 0.0095678 | 0.011487 | 0.013244 | 0.014854 | 0.016327 | 0.017675 | 0.018908 | 0.020035 | 0.021064
SCE | MW | Industrial | Ind - Printing & Publishing | MachDr | No | Ind MachDr - Equipment (Low Cost) | 0.0099689 | 0.019061 | 0.027425 | 0.035087 | 0.042094 | 0.048496 | 0.054353 | 0.059703 | 0.064593 | 0.069061 | 0.073141 | 0.076866
SCE | MW | Industrial | Ind - Printing & Publishing | MachDr | No | Ind MachDr - Equipment (Mid Cost) | 0.016718 | 0.031979 | 0.04602 | 0.058888 | 0.070659 | 0.081417 | 0.091261 | 0.10026 | 0.10848 | 0.116 | 0.12286 | 0.12913
SCE | MW | Industrial | Ind - Printing & Publishing | MachDr | No | Ind MachDr - O&M (Low Cost) | 0.12348 | 0.24692 | 0.3714 | 0.49639 | 0.62169 | 0.74718 | 0.873 | 0.999 | 1.1252 | 1.2517 | 1.3782 | 1.5049
SCE | MW | Industrial | Ind - Printing & Publishing | MachDr | No | Ind MachDr - O&M (Mid Cost) | 0.0081629 | 0.016329 | 0.024564 | 0.032836 | 0.04113 | 0.049439 | 0.057771 | 0.066118 | 0.074482 | 0.082859 | 0.091245 | 0.099641
SCE | MW | Industrial | Ind - Stone, Glass & Clay | HVAC | No | Ind HVAC - O&M (Electric - Low Cost) | 0.01138 | 0.022756 | 0.034227 | 0.045747 | 0.057294 | 0.068859 | 0.080455 | 0.092069 | 0.1037 | 0.11535 | 0.12702 | 0.13869
SCE | MW | Industrial | Ind - Stone, Glass & Clay | Lighting | No | Ind Lighting - Equipment (High Cost) | 0.0082063 | 0.015905 | 0.023159 | 0.029976 | 0.036361 | 0.042343 | 0.047954 | 0.053205 | 0.058125 | 0.062728 | 0.067033 | 0.071059
SCE | MW | Industrial | Ind - Stone, Glass & Clay | Lighting | No | Ind Lighting - Equipment (Low Cost) | 0.0023864 | 0.0046131 | 0.0067088 | 0.008673 | 0.010511 | 0.012229 | 0.013836 | 0.015339 | 0.016744 | 0.018057 | 0.019284 | 0.02043
SCE | MW | Industrial | Ind - Stone, Glass & Clay | Lighting | No | Ind Lighting - Equipment (Mid Cost) | 0.065679 | 0.12702 | 0.18476 | 0.2389 | 0.28957 | 0.33695 | 0.38131 | 0.42278 | 0.46156 | 0.49783 | 0.53171 | 0.56337
SCE | MW | Industrial | Ind - Stone, Glass & Clay | Lighting | No | Ind Lighting - O&M (Low Cost) | 0.0027323 | 0.0052817 | 0.0076811 | 0.0099299 | 0.012034 | 0.014001 | 0.015841 | 0.017562 | 0.01917 | 0.020674 | 0.022079 | 0.023391
SCE | MW | Industrial | Ind - Stone, Glass & Clay | Lighting | No | Ind Lighting - O&M (Mid Cost) | 0.0011626 | 0.0022479 | 0.0032694 | 0.0042271 | 0.0051231 | 0.0059608 | 0.0067449 | 0.0074779 | 0.0081633 | 0.0088041 | 0.0094028 | 0.0099621
SCE | MW | Industrial | Ind - Stone, Glass & Clay | MachDr | No | Ind MachDr - Equipment (High Cost) | 0.012102 | 0.023188 | 0.033396 | 0.042766 | 0.051344 | 0.059195 | 0.066391 | 0.07297 | 0.078994 | 0.084502 | 0.089535 | 0.094136
SCE | MW | Industrial | Ind - Stone, Glass & Clay | MachDr | No | Ind MachDr - Equipment (Low Cost) | 0.02854 | 0.054569 | 0.078515 | 0.10045 | 0.12051 | 0.13884 | 0.15561 | 0.17093 | 0.18493 | 0.19772 | 0.2094 | 0.22006
SCE | MW | Industrial | Ind - Stone, Glass & Clay | MachDr | No | Ind MachDr - Equipment (Mid Cost) | 0.022503 | 0.043046 | 0.061948 | 0.079272 | 0.095117 | 0.1096 | 0.12285 | 0.13497 | 0.14604 | 0.15616 | 0.1654 | 0.17384
SCE | MW | Industrial | Ind - Stone, Glass & Clay | MachDr | No | Ind MachDr - O&M (High Cost) | 0.10182 | 0.20392 | 0.30694 | 0.41055 | 0.51448 | 0.6187 | 0.72332 | 0.82815 | 0.93325 | 1.0386 | 1.144 | 1.2496
SCE | MW | Industrial | Ind - Stone, Glass & Clay | MachDr | No | Ind MachDr - O&M (Low Cost) | 0.15649 | 0.31293 | 0.47068 | 0.6291 | 0.78789 | 0.94692 | 1.1064 | 1.2661 | 1.426 | 1.5863 | 1.7466 | 1.9072
SCE | MW | Industrial | Ind - Stone, Glass & Clay | MachDr | No | Ind MachDr - O&M (Mid Cost) | 0.022638 | 0.045285 | 0.068125 | 0.091068 | 0.11407 | 0.13712 | 0.16023 | 0.18338 | 0.20658 | 0.22981 | 0.25307 | 0.27636
SCE | MW | Industrial | Ind - Textiles | HVAC | No | Ind HVAC - Equipment (Electric - High Cost) | 0.00074457 | 0.0014437 | 0.0021031 | 0.0027233 | 0.0033048 | 0.0038501 | 0.0043621 | 0.0048416 | 0.0052913 | 0.0057125 | 0.0061068 | 0.0064759
SCE | MW | Industrial | Ind - Textiles | HVAC | No | Ind HVAC - Equipment (Electric - Mid Cost) | 0.0003845 | 0.00074385 | 0.0010824 | 0.0014002 | 0.0016978 | 0.0019763 | 0.0022372 | 0.0024815 | 0.0027101 | 0.002924 | 0.0031241 | 0.0033112
SCE | MW | Industrial | Ind - Textiles | HVAC | No | Ind HVAC - O&M (Electric - Low Cost) | 0.0045675 | 0.0091339 | 0.013739 | 0.018363 | 0.022998 | 0.027641 | 0.032296 | 0.036958 | 0.041629 | 0.046307 | 0.050989 | 0.055676
SCE | MW | Industrial | Ind - Textiles | Lighting | No | Ind Lighting - Equipment (High Cost) | 0.0033702 | 0.0065301 | 0.0095076 | 0.012305 | 0.014924 | 0.017378 | 0.019679 | 0.021832 | 0.02385 | 0.025737 | 0.027501 | 0.029152
SCE | MW | Industrial | Ind - Textiles | Lighting | No | Ind Lighting - Equipment (Low Cost) | 0.00085504 | 0.0016529 | 0.0024039 | 0.0031077 | 0.0037663 | 0.0043819 | 0.004958 | 0.0054965 | 0.0060001 | 0.0064708 | 0.0069105 | 0.0073213
SCE | MW | Industrial | Ind - Textiles | Lighting | No | Ind Lighting - Equipment (Mid Cost) | 0.019716 | 0.038134 | 0.055473 | 0.071733 | 0.086949 | 0.10118 | 0.1145 | 0.12696 | 0.13862 | 0.14951 | 0.15969 | 0.1692
SCE | MW | Industrial | Ind - Textiles | Lighting | No | Ind Lighting - O&M (Low Cost) | 0.0012472 | 0.0024109 | 0.0035061 | 0.0045325 | 0.0054928 | 0.0063904 | 0.0072303 | 0.0080155 | 0.0087496 | 0.0094357 | 0.010077 | 0.010676
SCE | MW | Industrial | Ind - Textiles | Lighting | No | Ind Lighting - O&M (Mid Cost) | 0.00085518 | 0.0016534 | 0.0024047 | 0.003109 | 0.003768 | 0.0043841 | 0.0049608 | 0.0054998 | 0.0060039 | 0.0064752 | 0.0069154 | 0.0073267
SCE | MW | Industrial | Ind - Textiles | MachDr | No | Ind MachDr - Equipment (Low Cost) | 0.0042851 | 0.0085691 | 0.012889 | 0.017227 | 0.021576 | 0.025931 | 0.030298 | 0.034672 | 0.039053 | 0.043441 | 0.047834 | 0.05223
SCE | MW | Industrial | Ind - Textiles | MachDr | No | Ind MachDr - Equipment (Mid Cost) | 0.0085364 | 0.017078 | 0.025694 | 0.034349 | 0.043027 | 0.051722 | 0.060443 | 0.06918 | 0.077935 | 0.086705 | 0.095484 | 0.10427
SCE | MW | Industrial | Ind - Textiles | MachDr | No | Ind MachDr - O&M (High Cost) | 0.0011153 | 0.0022323 | 0.003359 | 0.0044914 | 0.0056269 | 0.0067651 | 0.007907 | 0.0090512 | 0.010198 | 0.011347 | 0.012498 | 0.01365
SCE | MW | Industrial | Ind - Textiles | MachDr | No | Ind MachDr - O&M (Low Cost) | 0.027094 | 0.054181 | 0.081494 | 0.10892 | 0.13642 | 0.16395 | 0.19156 | 0.21922 | 0.24692 | 0.27466 | 0.30243 | 0.33023
SCE | MW | Industrial | Ind - Textiles | MachDr | No | Ind MachDr - O&M (Mid Cost) | 0.0076395 | 0.015282 | 0.02299 | 0.030733 | 0.038495 | 0.046272 | 0.054072 | 0.061885 | 0.069714 | 0.077555 | 0.085405 | 0.093264
SCE | MW | Industrial | Ind - Transportation Equipment | HVAC | No | Ind HVAC - Equipment (Electric - High Cost) | 0.00096807 | 0.0018778 | 0.0027359 | 0.0035433 | 0.0043003 | 0.0050105 | 0.0056774 | 0.0063021 | 0.0068881 | 0.0074371 | 0.007951 | 0.0084321
SCE | MW | Industrial | Ind - Transportation Equipment | HVAC | No | Ind HVAC - Equipment (Electric - Low Cost) | 0.0037909 | 0.0073316 | 0.010667 | 0.013796 | 0.016727 | 0.019469 | 0.022037 | 0.02444 | 0.026689 | 0.028793 | 0.030761 | 0.032601
SCE | MW | Industrial | Ind - Transportation Equipment | HVAC | No | Ind HVAC - Equipment (Electric - Mid Cost) | 0.0012747 | 0.0024666 | 0.0035896 | 0.0046438 | 0.0056313 | 0.0065556 | 0.0074219 | 0.0082326 | 0.0089917 | 0.009702 | 0.010366 | 0.010988
SCE | MW | Industrial | Ind - Transportation Equipment | HVAC | No | Ind HVAC - O&M (Electric - High Cost) | 0.0024943 | 0.0052169 | 0.0079638 | 0.010725 | 0.013494 | 0.016269 | 0.019054 | 0.021844 | 0.024641 | 0.027444 | 0.03025 | 0.03306
SCE | MW | Industrial | Ind - Transportation Equipment | HVAC | No | Ind HVAC - O&M (Electric - Low Cost) | 0.03225 | 0.06449 | 0.096999 | 0.12964 | 0.16237 | 0.19514 | 0.228 | 0.26091 | 0.29388 | 0.3269 | 0.35994 | 0.39302
SCE | MW | Industrial | Ind - Transportation Equipment | HVAC | No | Ind HVAC - O&M (Electric - Mid Cost) | 0.0046364 | 0.009274 | 0.013951 | 0.018649 | 0.023359 | 0.028077 | 0.032808 | 0.037548 | 0.042297 | 0.047053 | 0.051815 | 0.056581
SCE | MW | Industrial | Ind - Transportation Equipment | Lighting | No | Ind Lighting - Equipment (High Cost) | 0.028193 | 0.054651 | 0.079587 | 0.10302 | 0.12497 | 0.14554 | 0.16484 | 0.1829 | 0.19982 | 0.21566 | 0.23047 | 0.24432
SCE | MW | Industrial | Ind - Transportation Equipment | Lighting | No | Ind Lighting - Equipment (Low Cost) | 0.0095353 | 0.018432 | 0.026805 | 0.034653 | 0.041995 | 0.048858 | 0.055281 | 0.061284 | 0.066897 | 0.072144 | 0.077046 | 0.081625
SCE | MW | Industrial | Ind - Transportation Equipment | Lighting | No | Ind Lighting - Equipment (Mid Cost) | 0.086686 | 0.16766 | 0.24389 | 0.31537 | 0.38226 | 0.44482 | 0.50339 | 0.55815 | 0.60938 | 0.65727 | 0.70202 | 0.74384
SCE | MW | Industrial | Ind - Transportation Equipment | Lighting | No | Ind Lighting - O&M (High Cost) | 3.3532e-05 | 6.5124e-05 | 9.4926e-05 | 0.00012298 | 0.00014929 | 0.00017398 | 0.00019719 | 0.00021892 | 0.00023931 | 0.00025841 | 0.00027629 | 0.0002944
SCE | MW | Industrial | Ind - Transportation Equipment | Lighting | No | Ind Lighting - O&M (Low Cost) | 0.0098305 | 0.019002 | 0.027634 | 0.035724 | 0.043293 | 0.050368 | 0.056989 | 0.063177 | 0.068963 | 0.074372 | 0.079424 | 0.084144
SCE | MW | Industrial | Ind - Transportation Equipment | Lighting | No | Ind Lighting - O&M (Mid Cost) | 0.0005721 | 0.0011205 | 0.0016368 | 0.0021209 | 0.0025738 | 0.0029974 | 0.0033939 | 0.0037646 | 0.0041113 | 0.0044354 | 0.0047383 | 0.0050213
SCE | MW | Industrial | Ind - Transportation Equipment | ProcHeat | No | Ind ProcHeat - Equipment (Electric - Low Cost) | 0.0051151 | 0.010229 | 0.015385 | 0.020563 | 0.025753 | 0.030952 | 0.036164 | 0.041384 | 0.046613 | 0.05185 | 0.057092 | 0.062339
SCE | MW | Industrial | Ind - Transportation Equipment | ProcHeat | No | Ind ProcHeat - Equipment (Electric - Mid Cost) | 0.0037316 | 0.0074678 | 0.011237 | 0.015024 | 0.018822 | 0.022628 | 0.026447 | 0.030273 | 0.034107 | 0.037949 | 0.041796 | 0.045647
SCE | MW | Industrial | Ind - Transportation Equipment | ProcRefrig | No | Ind ProcRefrig - O&M (High Cost) | 0.00020071 | 0.00040195 | 0.00060501 | 0.00080921 | 0.001014 | 0.0012193 | 0.0014253 | 0.0016317 | 0.0018387 | 0.002046 | 0.0022536 | 0.0024615
SCE | MW | Industrial | Ind - Transportation Equipment | MachDr | No | Ind MachDr - Equipment (High Cost) | 0.0022487 | 0.0045071 | 0.0067871 | 0.0090821 | 0.011385 | 0.013697 | 0.016018 | 0.018346 | 0.020682 | 0.023024 | 0.025371 | 0.027722
SCE | MW | Industrial | Ind - Transportation Equipment | MachDr | No | Ind MachDr - Equipment (Low Cost) | 0.035647 | 0.071284 | 0.10722 | 0.14331 | 0.17948 | 0.21571 | 0.25203 | 0.28842 | 0.32486 | 0.36136 | 0.3979 | 0.43447
SCE | MW | Industrial | Ind - Transportation Equipment | MachDr | No | Ind MachDr - Equipment (Mid Cost) | 0.052359 | 0.10474 | 0.15757 | 0.21064 | 0.26385 | 0.31716 | 0.37062 | 0.42418 | 0.47785 | 0.5316 | 0.58542 | 0.63929
SCE | MW | Industrial | Ind - Transportation Equipment | MachDr | No | Ind MachDr - O&M (High Cost) | 0.0064084 | 0.012825 | 0.019297 | 0.025801 | 0.032324 | 0.03886 | 0.045418 | 0.051988 | 0.058574 | 0.065172 | 0.071777 | 0.078391
SCE | MW | Industrial | Ind - Transportation Equipment | MachDr | No | Ind MachDr - O&M (Low Cost) | 0.20997 | 0.41987 | 0.63153 | 0.84408 | 1.0571 | 1.2705 | 1.4845 | 1.6988 | 1.9134 | 2.1284 | 2.3436 | 2.559
SCE | MW | Industrial | Ind - Transportation Equipment | MachDr | No | Ind MachDr - O&M (Mid Cost) | 0.020848 | 0.041699 | 0.062727 | 0.083847 | 0.10502 | 0.12623 | 0.1475 | 0.16881 | 0.19015 | 0.21153 | 0.23293 | 0.25436
SCE | MW | Agricultural | Agr - Dairies | ProcRefrig | No | Ag Refrigeration - Equipment (High Cost) | 0.007591 | 0.015217 | 0.022857 | 0.030516 | 0.038188 | 0.04588 | 0.053588 | 0.061305 | 0.069032 | 0.076759 | 0.084459 | 0.09213
SCE | MW | Agricultural | Agr - Dairies | ProcRefrig | No | Ag Refrigeration - Equipment (Mid Cost) | 0.00018426 | 0.00036896 | 0.00055388 | 0.00073908 | 0.00092453 | 0.0011102 | 0.0012962 | 0.0014822 | 0.0016684 | 0.0018545 | 0.0020398 | 0.0022244
SCE | MW | Agricultural | Agr - Dairies | ProcRefrig | No | Ag Refrigeration - O&M (High Cost) | 0.021292 | 0.042629 | 0.06399 | 0.085382 | 0.1068 | 0.12825 | 0.14972 | 0.1712 | 0.19269 | 0.21417 | 0.23557 | 0.25687
SCE | MW | Agricultural | Agr - Dairies | ProcRefrig | No | Ag Refrigeration - O&M (Low Cost) | 0.020377 | 0.040775 | 0.061191 | 0.081626 | 0.10208 | 0.12255 | 0.14304 | 0.16353 | 0.18403 | 0.20451 | 0.2249 | 0.2452
SCE | MW | Agricultural | Agr - Dairies | ProcRefrig | No | Ag Refrigeration - O&M (Mid Cost) | 0.028012 | 0.056068 | 0.084154 | 0.11227 | 0.14042 | 0.1686 | 0.19681 | 0.22503 | 0.25326 | 0.28147 | 0.30956 | 0.33753
SCE | MW | Agricultural | Agr - Dairies | MachDr | No | Ag Process Mtr - Equipment (High Cost) | 0.022972 | 0.046096 | 0.069272 | 0.092535 | 0.11586 | 0.13925 | 0.16271 | 0.18621 | 0.20976 | 0.23332 | 0.25681 | 0.28022
SCE | MW | Agricultural | Agr - Dairies | MachDr | No | Ag Process Mtr - Equipment (Low Cost) | 0.083944 | 0.16798 | 0.25208 | 0.33627 | 0.42054 | 0.50488 | 0.58928 | 0.67371 | 0.75813 | 0.84251 | 0.92652 | 1.0102
SCE | MW | Agricultural | Agr - Dairies | MachDr | No | Ag Process Mtr - Equipment (Mid Cost) | 0.12636 | 0.25294 | 0.37966 | 0.50654 | 0.63356 | 0.76073 | 0.88803 | 1.0154 | 1.1428 | 1.2701 | 1.3969 | 1.5232
SCE | MW | Agricultural | Agr - Dairies | MachDr | No | Ag Process Mtr - O&M (High Cost) | 0.0072433 | 0.014502 | 0.021769 | 0.029046 | 0.036332 | 0.043628 | 0.050932 | 0.05824 | 0.065551 | 0.072859 | 0.080136 | 0.087384
SCE | MW | Agricultural | Agr - Dairies | MachDr | No | Ag Process Mtr - O&M (Low Cost) | 0.25952 | 0.51929 | 0.77928 | 1.0395 | 1.3 | 1.5606 | 1.8215 | 2.0824 | 2.3433 | 2.604 | 2.8636 | 3.1221
SCE | MW | Agricultural | Agr - Dairies | MachDr | No | Ag Process Mtr - O&M (Mid Cost) | 0.037223 | 0.074497 | 0.11181 | 0.14916 | 0.18655 | 0.22398 | 0.26144 | 0.29892 | 0.3364 | 0.37386 | 0.41116 | 0.4483
SCE | MW | Agricultural | Agr - Irrigated Agriculture | MachDr | No | Ag Motor Pmp - Equipment (High Cost) | 0.02177 | 0.043685 | 0.06565 | 0.087698 | 0.1098 | 0.13197 | 0.15421 | 0.17648 | 0.19881 | 0.22114 | 0.2434 | 0.26559
SCE | MW | Agricultural | Agr - Irrigated Agriculture | MachDr | No | Ag Motor Pmp - Equipment (Low Cost) | 0.032525 | 0.065086 | 0.097676 | 0.1303 | 0.16295 | 0.19563 | 0.22834 | 0.26105 | 0.29377 | 0.32646 | 0.35901 | 0.39143
SCE | MW | Agricultural | Agr - Irrigated Agriculture | MachDr | No | Ag Motor Pmp - Equipment (Mid Cost) | 0.093151 | 0.18648 | 0.2799 | 0.37345 | 0.4671 | 0.56087 | 0.65473 | 0.74864 | 0.84258 | 0.93648 | 1.03 | 1.1231
SCE | MW | Agricultural | Agr - Irrigated Agriculture | MachDr | No | Ag Motor Pmp - O&M (High Cost) | 0.0017671 | 0.0035384 | 0.0053118 | 0.0070879 | 0.0088663 | 0.010647 | 0.01243 | 0.014215 | 0.016 | 0.017784 | 0.019561 | 0.021331
SCE | MW | Agricultural | Agr - Irrigated Agriculture | MachDr | No | Ag Motor Pmp - O&M (Low Cost) | 0.040279 | 0.080597 | 0.12095 | 0.16134 | 0.20176 | 0.24223 | 0.28271 | 0.32321 | 0.3637 | 0.40417 | 0.44447 | 0.48459
SCE | MW | Agricultural | Agr - Irrigated Agriculture | MachDr | No | Ag Motor Pmp - O&M (Mid Cost) | 0.016906 | 0.033835 | 0.050781 | 0.067744 | 0.084727 | 0.10173 | 0.11874 | 0.13576 | 0.15278 | 0.16979 | 0.18673 | 0.2036
SCE | MW | Agricultural | Agr - Post-Harvest Processing | ProcRefrig | No | Ag Refrigeration - Equipment (High Cost) | 0.007553 | 0.015141 | 0.022742 | 0.030363 | 0.037998 | 0.045651 | 0.05332 | 0.060998 | 0.068686 | 0.076376 | 0.084037 | 0.09167
SCE | MW | Agricultural | Agr - Post-Harvest Processing | ProcRefrig | No | Ag Refrigeration - Equipment (Mid Cost) | 0.00018334 | 0.00036711 | 0.00055111 | 0.00073539 | 0.00091991 | 0.0011047 | 0.0012897 | 0.0014748 | 0.00166 | 0.0018452 | 0.0020296 | 0.0022132
SCE | MW | Agricultural | Agr - Post-Harvest Processing | ProcRefrig | No | Ag Refrigeration - O&M (High Cost) | 0.021185 | 0.042416 | 0.06367 | 0.084955 | 0.10627 | 0.12761 | 0.14897 | 0.17034 | 0.19173 | 0.2131 | 0.23439 | 0.25559
SCE | MW | Agricultural | Agr - Post-Harvest Processing | ProcRefrig | No | Ag Refrigeration - O&M (Low Cost) | 0.020275 | 0.040571 | 0.060885 | 0.081218 | 0.10157 | 0.12194 | 0.14233 | 0.16272 | 0.18311 | 0.20348 | 0.22377 | 0.24397
SCE | MW | Agricultural | Agr - Post-Harvest Processing | ProcRefrig | No | Ag Refrigeration - O&M (Mid Cost) | 0.027872 | 0.055788 | 0.083733 | 0.11171 | 0.13972 | 0.16776 | 0.19583 | 0.22391 | 0.25199 | 0.28006 | 0.30801 | 0.33584
SCE | MW | Agricultural | Agr - Post-Harvest Processing | MachDr | No | Ag Process Mtr - Equipment (High Cost) | 0.022857 | 0.045866 | 0.068926 | 0.092072 | 0.11528 | 0.13855 | 0.1619 | 0.18528 | 0.20871 | 0.23216 | 0.25553 | 0.27882
SCE | MW | Agricultural | Agr - Post-Harvest Processing | MachDr | No | Ag Process Mtr - Equipment (Low Cost) | 0.083524 | 0.16714 | 0.25082 | 0.33459 | 0.41844 | 0.50236 | 0.58634 | 0.67034 | 0.75434 | 0.8383 | 0.92188 | 1.0051
SCE | MW | Agricultural | Agr - Post-Harvest Processing | MachDr | No | Ag Process Mtr - Equipment (Mid Cost) | 0.12573 | 0.25168 | 0.37776 | 0.504 | 0.63039 | 0.75693 | 0.88359 | 1.0103 | 1.1371 | 1.2638 | 1.3899 | 1.5156
SCE | MW | Agricultural | Agr - Post-Harvest Processing | MachDr | No | Ag Process Mtr - O&M (High Cost) | 0.0072071 | 0.014429 | 0.02166 | 0.028901 | 0.03615 | 0.04341 | 0.050677 | 0.057949 | 0.065223 | 0.072494 | 0.079736 | 0.086947
SCE | MW | Agricultural | Agr - Post-Harvest Processing | MachDr | No | Ag Process Mtr - O&M (Low Cost) | 0.25823 | 0.51669 | 0.77538 | 1.0343 | 1.2935 | 1.5528 | 1.8124 | 2.072 | 2.3316 | 2.591 | 2.8493 | 3.1065
SCE | MW | Agricultural | Agr - Post-Harvest Processing | MachDr | No | Ag Process Mtr - O&M (Mid Cost) | 0.037036 | 0.074125 | 0.11125 | 0.14841 | 0.18562 | 0.22286 | 0.26013 | 0.29742 | 0.33471 | 0.37199 | 0.4091 | 0.44605
SCE | MW | Agricultural | Agr - Refrigerated Warehouses | ProcRefrig | No | Ag Refrigeration - Equipment (High Cost) | 0.007591 | 0.015217 | 0.022857 | 0.030516 | 0.038188 | 0.04588 | 0.053588 | 0.061305 | 0.069032 | 0.076759 | 0.084459 | 0.09213
SCE | MW | Agricultural | Agr - Refrigerated Warehouses | ProcRefrig | No | Ag Refrigeration - Equipment (Mid Cost) | 0.00018426 | 0.00036896 | 0.00055388 | 0.00073908 | 0.00092453 | 0.0011102 | 0.0012962 | 0.0014822 | 0.0016684 | 0.0018545 | 0.0020398 | 0.0022244
SCE | MW | Agricultural | Agr - Refrigerated Warehouses | ProcRefrig | No | Ag Refrigeration - O&M (High Cost) | 0.021292 | 0.042629 | 0.06399 | 0.085382 | 0.1068 | 0.12825 | 0.14972 | 0.1712 | 0.19269 | 0.21417 | 0.23557 | 0.25687
SCE | MW | Agricultural | Agr - Refrigerated Warehouses | ProcRefrig | No | Ag Refrigeration - O&M (Low Cost) | 0.020377 | 0.040775 | 0.061191 | 0.081626 | 0.10208 | 0.12255 | 0.14304 | 0.16353 | 0.18403 | 0.20451 | 0.2249 | 0.2452
SCE | MW | Agricultural | Agr - Refrigerated Warehouses | ProcRefrig | No | Ag Refrigeration - O&M (Mid Cost) | 0.028012 | 0.056068 | 0.084154 | 0.11227 | 0.14042 | 0.1686 | 0.19681 | 0.22503 | 0.25326 | 0.28147 | 0.30956 | 0.33753
SCE | MW | Agricultural | Agr - Wineries and Vineyards | ProcRefrig | No | Ag Refrigeration - Equipment (High Cost) | 0.007591 | 0.015217 | 0.022857 | 0.030516 | 0.038188 | 0.04588 | 0.053588 | 0.061305 | 0.069032 | 0.076759 | 0.084459 | 0.09213
SCE | MW | Agricultural | Agr - Wineries and Vineyards | ProcRefrig | No | Ag Refrigeration - Equipment (Mid Cost) | 0.00018426 | 0.00036896 | 0.00055388 | 0.00073908 | 0.00092453 | 0.0011102 | 0.0012962 | 0.0014822 | 0.0016684 | 0.0018545 | 0.0020398 | 0.0022244
SCE | MW | Agricultural | Agr - Wineries and Vineyards | ProcRefrig | No | Ag Refrigeration - O&M (High Cost) | 0.021292 | 0.042629 | 0.06399 | 0.085382 | 0.1068 | 0.12825 | 0.14972 | 0.1712 | 0.19269 | 0.21417 | 0.23557 | 0.25687
SCE | MW | Agricultural | Agr - Wineries and Vineyards | ProcRefrig | No | Ag Refrigeration - O&M (Low Cost) | 0.020377 | 0.040775 | 0.061191 | 0.081626 | 0.10208 | 0.12255 | 0.14304 | 0.16353 | 0.18403 | 0.20451 | 0.2249 | 0.2452
SCE | MW | Agricultural | Agr - Wineries and Vineyards | ProcRefrig | No | Ag Refrigeration - O&M (Mid Cost) | 0.028012 | 0.056068 | 0.084154 | 0.11227 | 0.14042 | 0.1686 | 0.19681 | 0.22503 | 0.25326 | 0.28147 | 0.30956 | 0.33753
SCE | MW | Mining | Mining - Oil & Gas Extraction (Injection Well) | OilGasExtract | No | Oil - Pump Controls | 0.17336 | 0.43049 | 0.72648 | 1.0529 | 1.3946 | 1.7317 | 2.0429 | 2.311 | 2.527 | 2.6906 | 2.8082 | 2.8893
SCE | MW | Mining | Mining - Oil & Gas Extraction (Injection Well) | OilGasExtract | No | Oil - Pump Motor and Controls | 0.46666 | 1.0081 | 1.5009 | 1.891 | 2.15 | 2.2925 | 2.3722 | 2.4504 | 2.5263 | 2.5999 | 2.6713 | 2.7406
SCE | MW | Mining | Mining - Oil & Gas Extraction (Regular Well) | OilGasExtract | No | Oil - Pump Controls | 0.027113 | 0.046615 | 0.053494 | 0.05929 | 0.064893 | 0.070301 | 0.075525 | 0.080587 | 0.085496 | 0.090269 | 0.094913 | 0.099434
SCE | MW | Mining | Mining - Oil & Gas Extraction (Regular Well) | OilGasExtract | No | Oil - Pump Motor | 0.0014959 | 0.0039889 | 0.0064208 | 0.0087654 | 0.010956 | 0.012994 | 0.014873 | 0.016551 | 0.018056 | 0.01937 | 0.0205 | 0.021464
SCE | MW | Mining | Mining - Oil & Gas Extraction (Regular Well) | OilGasExtract | No | Oil - Pump Motor and Controls | 0.040333 | 0.10403 | 0.16004 | 0.20435 | 0.23566 | 0.25612 | 0.26877 | 0.27892 | 0.28895 | 0.29883 | 0.30854 | 0.31807
SCE | MW | Mining | Mining - Oil & Gas Extraction (Stripper Well) | OilGasExtract | No | Oil - Pump Controls | 0.005259 | 0.0083112 | 0.010504 | 0.012657 | 0.014766 | 0.016834 | 0.01886 | 0.020846 | 0.022792 | 0.0247 | 0.026569 | 0.0284
SCE | MW | Mining | Mining - Oil & Gas Extraction (Stripper Well) | OilGasExtract | No | Oil - Pump Motor | 0 | 0 | 1.3157e-10 | 3.2281e-10 | 5.737e-10 | 9.126e-10 | 1.372e-09 | 1.9497e-09 | 2.6973e-09 | 3.604e-09 | 4.6567e-09 | 5.8458e-09
SCG | MM Therms | Industrial | Ind - Chemicals | HVAC | No | Ind HVAC - Equipment (Gas - High Cost) | 0.0030787 | 0.0060999 | 0.009027 | 0.011869 | 0.014619 | 0.017259 | 0.019816 | 0.022289 | 0.024676 | 0.02698 | 0.029139 | 0.031164
SCG | MM Therms | Industrial | Ind - Chemicals | HVAC | No | Ind HVAC - Equipment (Gas - Low Cost) | 1.7283e-05 | 3.4165e-05 | 5.0481e-05 | 6.616e-05 | 8.122e-05 | 9.5726e-05 | 0.00010974 | 0.00012324 | 0.00013626 | 0.00014879 | 0.0001605 | 0.00017144
SCG | MM Therms | Industrial | Ind - Chemicals | HVAC | No | Ind HVAC - Equipment (Gas - Mid Cost) | 0.00033801 | 0.00066833 | 0.00098763 | 0.0012947 | 0.0015899 | 0.0018741 | 0.0021487 | 0.0024135 | 0.0026687 | 0.0029145 | 0.0031441 | 0.0033588
SCG | MM Therms | Industrial | Ind - Chemicals | HVAC | No | Ind HVAC - O&M (Gas - High Cost) | 0.0049647 | 0.01016 | 0.015536 | 0.021073 | 0.026771 | 0.032644 | 0.038719 | 0.04499 | 0.051462 | 0.058133 | 0.064807 | 0.071484
SCG | MM Therms | Industrial | Ind - Chemicals | HVAC | No | Ind HVAC - O&M (Gas - Low Cost) | 0.01372 | 0.028065 | 0.042905 | 0.058166 | 0.073854 | 0.09003 | 0.10675 | 0.12401 | 0.14181 | 0.16015 | 0.1785 | 0.19684
SCG | MM Therms | Industrial | Ind - Chemicals | HVAC | No | Ind HVAC - O&M (Gas - Mid Cost) | 0.0031568 | 0.0064582 | 0.0098737 | 0.013387 | 0.017 | 0.020725 | 0.024577 | 0.028551 | 0.032653 | 0.036878 | 0.041105 | 0.045331
SCG | MM Therms | Industrial | Ind - Chemicals | ProcHeat | No | Ind ProcHeat - Equipment (Gas - High Cost) | 0.017653 | 0.036137 | 0.055273 | 0.075014 | 0.095356 | 0.11631 | 0.13799 | 0.16038 | 0.1835 | 0.20734 | 0.23119 | 0.25508
SCG | MM Therms | Industrial | Ind - Chemicals | ProcHeat | No | Ind ProcHeat - Equipment (Gas - Low Cost) | 0.0044001 | 0.0090004 | 0.013759 | 0.018654 | 0.023685 | 0.028873 | 0.034237 | 0.03977 | 0.045481 | 0.051364 | 0.057246 | 0.063129
SCG | MM Therms | Industrial | Ind - Chemicals | ProcHeat | No | Ind ProcHeat - Equipment (Gas - Mid Cost) | 0.010569 | 0.021625 | 0.033065 | 0.044842 | 0.056958 | 0.069447 | 0.082364 | 0.095693 | 0.10945 | 0.12363 | 0.13781 | 0.152
SCG | MM Therms | Industrial | Ind - Chemicals | ProcHeat | No | Ind ProcHeat - O&M (Gas - High Cost) | 0.008784 | 0.017982 | 0.027504 | 0.037326 | 0.047447 | 0.057872 | 0.068661 | 0.079802 | 0.091304 | 0.10316 | 0.11504 | 0.12692
SCG | MM Therms | Industrial | Ind - Chemicals | ProcHeat | No | Ind ProcHeat - O&M (Gas - Low Cost) | 0.0057388 | 0.011739 | 0.017947 | 0.024331 | 0.030895 | 0.037663 | 0.044661 | 0.05188 | 0.05933 | 0.067005 | 0.074681 | 0.082357
SCG | MM Therms | Industrial | Ind - Chemicals | ProcHeat | No | Ind ProcHeat - O&M (Gas - Mid Cost) | 0.035921 | 0.073489 | 0.11236 | 0.15236 | 0.1935 | 0.23591 | 0.27976 | 0.32502 | 0.37172 | 0.41984 | 0.46797 | 0.51612
SCG | MM Therms | Industrial | Ind - Chemicals | SHW | No | Ind SHW - Equipment (High Cost) | 0.010937 | 0.021837 | 0.032581 | 0.043127 | 0.053468 | 0.063613 | 0.073608 | 0.083433 | 0.093091 | 0.10257 | 0.1116 | 0.12021
SCG | MM Therms | Industrial | Ind - Chemicals | SHW | No | Ind SHW - Equipment (Low Cost) | 0.0067355 | 0.013441 | 0.020045 | 0.026513 | 0.032843 | 0.039058 | 0.045176 | 0.051186 | 0.057091 | 0.062883 | 0.068399 | 0.07365
SCG | MM Therms | Industrial | Ind - Chemicals | SHW | No | Ind SHW - Equipment (Mid Cost) | 0.0094011 | 0.018762 | 0.027983 | 0.037017 | 0.045863 | 0.054546 | 0.063095 | 0.071494 | 0.079747 | 0.087843 | 0.095554 | 0.1029
SCG | MM Therms | Industrial | Ind - Chemicals | SHW | No | Ind SHW - O&M (High Cost) | 0.02955 | 0.06051 | 0.092565 | 0.12564 | 0.15973 | 0.19485 | 0.23119 | 0.26872 | 0.30747 | 0.34744 | 0.38744 | 0.42749
SCG | MM Therms | Industrial | Ind - Chemicals | SHW | No | Ind SHW - O&M (Low Cost) | 0.0010148 | 0.0020758 | 0.0031733 | 0.0043021 | 0.0054623 | 0.0066587 | 0.0078956 | 0.0091716 | 0.010488 | 0.011845 | 0.013201 | 0.014558
SCG | MM Therms | Industrial | Ind - Chemicals | SHW | No | Ind SHW - O&M (Mid Cost) | 0.03245 | 0.066395 | 0.10152 | 0.13768 | 0.17488 | 0.21323 | 0.25289 | 0.29381 | 0.33606 | 0.37959 | 0.42313 | 0.46669
SCG | MM Therms | Industrial | Ind - Electronics | HVAC | No | Ind HVAC - Equipment (Gas - High Cost) | 0.0061079 | 0.01198 | 0.017608 | 0.023041 | 0.028283 | 0.033264 | 0.038032 | 0.042596 | 0.046957 | 0.05113 | 0.055039 | 0.058707
SCG | MM Therms | Industrial | Ind - Electronics | HVAC | No | Ind HVAC - Equipment (Gas - Low Cost) | 9.3195e-05 | 0.00018231 | 0.0002675 | 0.00034882 | 0.0004266 | 0.00050084 | 0.00057164 | 0.00063917 | 0.00070362 | 0.00076506 | 0.00082246 | 0.00087608
SCG | MM Therms | Industrial | Ind - Electronics | HVAC | No | Ind HVAC - Equipment (Gas - Mid Cost) | 0.0088574 | 0.01733 | 0.025432 | 0.033172 | 0.040579 | 0.047648 | 0.05439 | 0.060824 | 0.066964 | 0.072819 | 0.07829 | 0.083403
SCG | MM Therms | Industrial | Ind - Electronics | HVAC | No | Ind HVAC - O&M (Gas - High Cost) | 0.00084356 | 0.0017084 | 0.002594 | 0.0035011 | 0.0044316 | 0.0053817 | 0.0063525 | 0.0073446 | 0.0083585 | 0.0093941 | 0.01043 | 0.011468
SCG | MM Therms | Industrial | Ind - Electronics | HVAC | No | Ind HVAC - O&M (Gas - Low Cost) | 0.00013092 | 0.00026493 | 0.00040206 | 0.00054218 | 0.00068564 | 0.00083221 | 0.00098184 | 0.0011346 | 0.0012907 | 0.0014499 | 0.0016092 | 0.0017684
SCG | MM Therms | Industrial | Ind - Electronics | HVAC | No | Ind HVAC - O&M (Gas - Mid Cost) | 0.0035941 | 0.0072746 | 0.011042 | 0.014894 | 0.018841 | 0.022873 | 0.02699 | 0.031194 | 0.03549 | 0.039875 | 0.044262 | 0.04865
SCG | MM Therms | Industrial | Ind - Electronics | ProcHeat | No | Ind ProcHeat - Equipment (Gas - High Cost) | 0.020651 | 0.041844 | 0.063558 | 0.085848 | 0.10873 | 0.13208 | 0.15595 | 0.18034 | 0.20528 | 0.23075 | 0.25625 | 0.28179
SCG | MM Therms | Industrial | Ind - Electronics | ProcHeat | No | Ind ProcHeat - Equipment (Gas - Low Cost) | 7.0583e-05 | 0.00014283 | 0.00021676 | 0.00029232 | 0.00036968 | 0.00044871 | 0.00052939 | 0.00061177 | 0.00069593 | 0.00078181 | 0.0008677 | 0.00095359
SCG | MM Therms | Industrial | Ind - Electronics | ProcHeat | No | Ind ProcHeat - Equipment (Gas - Mid Cost) | 0.0094124 | 0.019052 | 0.028918 | 0.039011 | 0.049353 | 0.059915 | 0.070701 | 0.081718 | 0.092974 | 0.10446 | 0.11596 | 0.12746
SCG | MM Therms | Industrial | Ind - Electronics | ProcHeat | No | Ind ProcHeat - O&M (Gas - High Cost) | 0.050127 | 0.10158 | 0.15431 | 0.2085 | 0.2642 | 0.32102 | 0.37911 | 0.43851 | 0.49921 | 0.56124 | 0.62333 | 0.68552
SCG | MM Therms | Industrial | Ind - Electronics | ProcHeat | No | Ind ProcHeat - O&M (Gas - Low Cost) | 0.0016004 | 0.0032385 | 0.0049147 | 0.0066277 | 0.0083815 | 0.010173 | 0.012002 | 0.01387 | 0.015778 | 0.017725 | 0.019672 | 0.021619
SCG | MM Therms | Industrial | Ind - Electronics | ProcHeat | No | Ind ProcHeat - O&M (Gas - Mid Cost) | 0.042074 | 0.085157 | 0.12925 | 0.17434 | 0.22054 | 0.26773 | 0.31591 | 0.36512 | 0.41539 | 0.4667 | 0.51803 | 0.56938
SCG | MM Therms | Industrial | Ind - Electronics | SHW | No | Ind SHW - Equipment (High Cost) | 0.0036291 | 0.0071789 | 0.010643 | 0.014038 | 0.017366 | 0.020595 | 0.023741 | 0.026807 | 0.029791 | 0.032698 | 0.035471 | 0.038119
SCG | MM Therms | Industrial | Ind - Electronics | SHW | No | Ind SHW - Equipment (Low Cost) | 0.007406 | 0.014624 | 0.021657 | 0.028501 | 0.035174 | 0.041664 | 0.047974 | 0.054108 | 0.060074 | 0.065871 | 0.071392 | 0.076649
SCG | MM Therms | Industrial | Ind - Electronics | SHW | No | Ind SHW - Equipment (Mid Cost) | 0.0004623 | 0.00091298 | 0.0013521 | 0.0017797 | 0.0021966 | 0.0026021 | 0.0029964 | 0.0033797 | 0.0037526 | 0.004115 | 0.0044601 | 0.0047888
SCG | MM Therms | Industrial | Ind - Electronics | SHW | No | Ind SHW - O&M (High Cost) | 0.0012226 | 0.0024776 | 0.0037636 | 0.005085 | 0.0064431 | 0.0078286 | 0.009245 | 0.010693 | 0.012173 | 0.013685 | 0.015199 | 0.016715
SCG | MM Therms | Industrial | Ind - Electronics | SHW | No | Ind SHW - O&M (Low Cost) | 0.0038025 | 0.0076946 | 0.011677 | 0.015746 | 0.019913 | 0.024169 | 0.028515 | 0.032951 | 0.037483 | 0.042108 | 0.046732 | 0.051357
SCG | MM Therms | Industrial | Ind - Electronics | SHW | No | Ind SHW - O&M (Mid Cost) | 0.0014707 | 0.0029766 | 0.0045178 | 0.0060937 | 0.007708 | 0.0093569 | 0.011041 | 0.01276 | 0.014517 | 0.01631 | 0.018103 | 0.019897
SCG | MM Therms | Industrial | Ind - Food | HVAC | No | Ind HVAC - Equipment (Gas - High Cost) | 0.0034908 | 0.0068193 | 0.0099504 | 0.012915 | 0.015713 | 0.018321 | 0.020763 | 0.023047 | 0.025177 | 0.027165 | 0.029028 | 0.030775
SCG | MM Therms | Industrial | Ind - Food | HVAC | No | Ind HVAC - Equipment (Gas - Low Cost) | 0.0022093 | 0.0043065 | 0.0062747 | 0.0081202 | 0.0098487 | 0.011466 | 0.012975 | 0.014383 | 0.015694 | 0.016914 | 0.018054 | 0.01912
SCG | MM Therms | Industrial | Ind - Food | HVAC | No | Ind HVAC - Equipment (Gas - Mid Cost) | 0.0010896 | 0.0021243 | 0.0030956 | 0.004007 | 0.0048611 | 0.0056598 | 0.0064058 | 0.0071014 | 0.0077493 | 0.0083528 | 0.0089166 | 0.0094436
SCG | MM Therms | Industrial | Ind - Food | ProcHeat | No | Ind ProcHeat - Equipment (Gas - High Cost) | 0.072547 | 0.14652 | 0.22095 | 0.29615 | 0.37193 | 0.44763 | 0.52347 | 0.59931 | 0.675 | 0.75058 | 0.8263 | 0.90223
SCG | MM Therms | Industrial | Ind - Food | ProcHeat | No | Ind ProcHeat - Equipment (Gas - Low Cost) | 0.029912 | 0.060307 | 0.090841 | 0.12149 | 0.15221 | 0.18298 | 0.21373 | 0.24441 | 0.275 | 0.30549 | 0.33598 | 0.36647
SCG | MM Therms | Industrial | Ind - Food | ProcHeat | No | Ind ProcHeat - Equipment (Gas - Mid Cost) | 0.18302 | 0.36904 | 0.55594 | 0.74363 | 0.93188 | 1.1203 | 1.3087 | 1.4968 | 1.6842 | 1.8711 | 2.058 | 2.245
SCG | MM Therms | Industrial | Ind - Food | ProcHeat | No | Ind ProcHeat - O&M (Gas - High Cost) | 0.20076 | 0.405 | 0.6103 | 0.81687 | 1.0244 | 1.2319 | 1.4396 | 1.6469 | 1.8538 | 2.06 | 2.2664 | 2.4731
SCG | MM Therms | Industrial | Ind - Food | ProcHeat | No | Ind ProcHeat - O&M (Gas - Low Cost) | 0.079332 | 0.15994 | 0.24092 | 0.32221 | 0.40369 | 0.48528 | 0.56685 | 0.64822 | 0.72936 | 0.81022 | 0.89108 | 0.97196
SCG | MM Therms | Industrial | Ind - Food | ProcHeat | No | Ind ProcHeat - O&M (Gas - Mid Cost) | 0.15829 | 0.31921 | 0.4809 | 0.64334 | 0.80629 | 0.9694 | 1.1325 | 1.2953 | 1.4576 | 1.6194 | 1.7813 | 1.9432
SCG | MM Therms | Industrial | Ind - Food | SHW | No | Ind SHW - Equipment (High Cost) | 0.026743 | 0.052697 | 0.077561 | 0.10147 | 0.1244 | 0.14621 | 0.16701 | 0.18681 | 0.20563 | 0.22352 | 0.24058 | 0.25684
SCG | MM Therms | Industrial | Ind - Food | SHW | No | Ind SHW - Equipment (Low Cost) | 0.011371 | 0.022371 | 0.032894 | 0.042949 | 0.052547 | 0.061698 | 0.070407 | 0.078681 | 0.086535 | 0.093989 | 0.10109 | 0.10784
SCG | MM Therms | Industrial | Ind - Food | SHW | No | Ind SHW - Equipment (Mid Cost) | 0.019457 | 0.038288 | 0.056303 | 0.073532 | 0.089986 | 0.10567 | 0.1206 | 0.13479 | 0.14826 | 0.16104 | 0.17322 | 0.18481
SCG | MM Therms | Industrial | Ind - Food | SHW | No | Ind SHW - O&M (High Cost) | 0.047744 | 0.096379 | 0.1453 | 0.19456 | 0.24408 | 0.2936 | 0.34315 | 0.39265 | 0.44203 | 0.4913 | 0.54061 | 0.58999
SCG | MM Therms | Industrial | Ind - Food | SHW | No | Ind SHW - O&M (Low Cost) | 0.076086 | 0.1534 | 0.23107 | 0.30903 | 0.38719 | 0.46544 | 0.54367 | 0.62172 | 0.69954 | 0.7771 | 0.85466 | 0.93223
SCG | MM Therms | Industrial | Ind - Food | SHW | No | Ind SHW - O&M (Mid Cost) | 0.14804 | 0.29854 | 0.44975 | 0.60165 | 0.75404 | 0.90657 | 1.0591 | 1.2113 | 1.3631 | 1.5144 | 1.6657 | 1.8172
SCG | MM Therms | Industrial | Ind - Machinery | HVAC | No | Ind HVAC - Equipment (Gas - High Cost) | 0.0053787 | 0.010494 | 0.015208 | 0.019557 | 0.023575 | 0.02729 | 0.03076 | 0.034003 | 0.037039 | 0.039879 | 0.042536 | 0.045021
SCG | MM Therms | Industrial | Ind - Machinery | HVAC | No | Ind HVAC - Equipment (Gas - Low Cost) | 0.00034812 | 0.00067823 | 0.00098199 | 0.0012607 | 0.001517 | 0.0017545 | 0.0019759 | 0.0021826 | 0.0023759 | 0.0025566 | 0.0027254 | 0.0028831
SCG | MM Therms | Industrial | Ind - Machinery | HVAC | No | Ind HVAC - Equipment (Gas - Mid Cost) | 0.0099942 | 0.019477 | 0.028206 | 0.036225 | 0.043609 | 0.050445 | 0.056823 | 0.062777 | 0.06835 | 0.073559 | 0.078427 | 0.082977
SCG | MM Therms | Industrial | Ind - Machinery | HVAC | No | Ind HVAC - O&M (Gas - High Cost) | 0.0027757 | 0.005597 | 0.0083773 | 0.011113 | 0.013812 | 0.016486 | 0.019157 | 0.021827 | 0.024503 | 0.027181 | 0.029861 | 0.032543
SCG | MM Therms | Industrial | Ind - Machinery | HVAC | No | Ind HVAC - O&M (Gas - Low Cost) | 0.010675 | 0.02151 | 0.032183 | 0.042663 | 0.052982 | 0.063214 | 0.073427 | 0.083628 | 0.093847 | 0.10407 | 0.11429 | 0.12451
SCG | MM Therms | Industrial | Ind - Machinery | HVAC | No | Ind HVAC - O&M (Gas - Mid Cost) | 0.00058814 | 0.0011853 | 0.0017737 | 0.0023518 | 0.0029214 | 0.003486 | 0.0040497 | 0.0046129 | 0.0051771 | 0.0057415 | 0.006306 | 0.0068707
SCG | MM Therms | Industrial | Ind - Machinery | ProcHeat | No | Ind ProcHeat - Equipment (Gas - High Cost) | 0.00158 | 0.0031912 | 0.0047818 | 0.0063583 | 0.0079215 | 0.0094666 | 0.011013 | 0.012563 | 0.014118 | 0.015677 | 0.01724 | 0.018809
SCG | MM Therms | Industrial | Ind - Machinery | ProcHeat | No | Ind ProcHeat - Equipment (Gas - Low Cost) | 0.0028802 | 0.0058038 | 0.0086835 | 0.011512 | 0.014297 | 0.017058 | 0.019815 | 0.022568 | 0.025326 | 0.028085 | 0.030843 | 0.033602
SCG | MM Therms | Industrial | Ind - Machinery | ProcHeat | No | Ind ProcHeat - Equipment (Gas - Mid Cost) | 0.0065486 | 0.013199 | 0.01975 | 0.02619 | 0.032535 | 0.038824 | 0.045104 | 0.051379 | 0.057665 | 0.063953 | 0.070244 | 0.076536
SCG | MM Therms | Industrial | Ind - Machinery | ProcHeat | No | Ind ProcHeat - O&M (Gas - High Cost) | 0.013064 | 0.026341 | 0.039427 | 0.052314 | 0.065029 | 0.077625 | 0.090209 | 0.10279 | 0.1154 | 0.12801 | 0.14064 | 0.15329
SCG | MM Therms | Industrial | Ind - Machinery | ProcHeat | No | Ind ProcHeat - O&M (Gas - Low Cost) | 0.00687 | 0.013843 | 0.020712 | 0.027457 | 0.034098 | 0.040684 | 0.047257 | 0.053823 | 0.0604 | 0.066978 | 0.073556 | 0.080134
SCG | MM Therms | Industrial | Ind - Machinery | ProcHeat | No | Ind ProcHeat - O&M (Gas - Mid Cost) | 0.029015 | 0.058476 | 0.0875 | 0.11602 | 0.14412 | 0.17198 | 0.19979 | 0.22757 | 0.25541 | 0.28325 | 0.31111 | 0.33897
SCG | MM Therms | Industrial | Ind - Metals (Fabricated) | HVAC | No | Ind HVAC - Equipment (Gas - High Cost) | 0.018292 | 0.036009 | 0.053028 | 0.069478 | 0.085365 | 0.10054 | 0.1151 | 0.12906 | 0.14242 | 0.15521 | 0.1672 | 0.17843
SCG | MM Therms | Industrial | Ind - Metals (Fabricated) | HVAC | No | Ind HVAC - Equipment (Gas - Low Cost) | 0.0066809 | 0.013127 | 0.019306 | 0.025231 | 0.030916 | 0.036363 | 0.041576 | 0.046558 | 0.051323 | 0.055877 | 0.060131 | 0.064105
SCG | MM Therms | Industrial | Ind - Metals (Fabricated) | HVAC | No | Ind HVAC - Equipment (Gas - Mid Cost) | 0.018495 | 0.036348 | 0.053467 | 0.069895 | 0.08567 | 0.10078 | 0.11525 | 0.12908 | 0.1423 | 0.15495 | 0.16677 | 0.17781
SCG | MM Therms | Industrial | Ind - Metals (Fabricated) | HVAC | No | Ind HVAC - O&M (Gas - High Cost) | 0.017293 | 0.035177 | 0.053542 | 0.072442 | 0.091899 | 0.11183 | 0.13228 | 0.15321 | 0.17464 | 0.19659 | 0.21855 | 0.24054
SCG | MM Therms | Industrial | Ind - Metals (Fabricated) | HVAC | No | Ind HVAC - O&M (Gas - Low Cost) | 0.0041686 | 0.0084738 | 0.012892 | 0.017426 | 0.022083 | 0.026859 | 0.031753 | 0.036758 | 0.041883 | 0.047125 | 0.052367 | 0.05761
SCG | MM Therms | Industrial | Ind - Metals (Fabricated) | HVAC | No | Ind HVAC - O&M (Gas - Mid Cost) | 0.024992 | 0.05081 | 0.077308 | 0.10451 | 0.13247 | 0.16114 | 0.19052 | 0.22058 | 0.25135 | 0.28283 | 0.31432 | 0.34582
SCG | MM Therms | Industrial | Ind - Metals (Fabricated) | ProcHeat | No | Ind ProcHeat - Equipment (Gas - High Cost) | 0.018057 | 0.035533 | 0.052313 | 0.068499 | 0.084107 | 0.099029 | 0.11334 | 0.12704 | 0.14016 | 0.15272 | 0.16446 | 0.17546
SCG | MM Therms | Industrial | Ind - Metals (Fabricated) | ProcHeat | No | Ind ProcHeat - Equipment (Gas - Low Cost) | 0.0085006 | 0.016702 | 0.024564 | 0.032101 | 0.039333 | 0.046262 | 0.052894 | 0.059231 | 0.065292 | 0.071084 | 0.076495 | 0.081551
SCG | MM Therms | Industrial | Ind - Metals (Fabricated) | ProcHeat | No | Ind ProcHeat - Equipment (Gas - Mid Cost) | 0.023694 | 0.046564 | 0.068493 | 0.089533 | 0.10974 | 0.12909 | 0.14762 | 0.16533 | 0.18227 | 0.19846 | 0.21359 | 0.22773
SCG | MM Therms | Industrial | Ind - Metals (Fabricated) | ProcHeat | No | Ind ProcHeat - O&M (Gas - High Cost) | 0.12016 | 0.24457 | 0.3724 | 0.50407 | 0.63969 | 0.77863 | 0.92111 | 1.067 | 1.2165 | 1.3695 | 1.5227 | 1.6762
SCG | MM Therms | Industrial | Ind - Metals (Fabricated) | ProcHeat | No | Ind ProcHeat - O&M (Gas - Low Cost) | 0.13518 | 0.27479 | 0.41804 | 0.56504 | 0.71602 | 0.87089 | 1.0295 | 1.1918 | 1.3579 | 1.5279 | 1.6978 | 1.8678
SCG | MM Therms | Industrial | Ind - Metals (Fabricated) | ProcHeat | No | Ind ProcHeat - O&M (Gas - Mid Cost) | 0.121 | 0.24602 | 0.37434 | 0.50614 | 0.64161 | 0.78052 | 0.92286 | 1.0685 | 1.2176 | 1.3702 | 1.5228 | 1.6755
SCG | MM Therms | Industrial | Ind - Metals (Fabricated) | SHW | No | Ind SHW - Equipment (High Cost) | 0.002034 | 0.0040421 | 0.006008 | 0.0079439 | 0.0098488 | 0.011704 | 0.013518 | 0.01529 | 0.017019 | 0.018707 | 0.020318 | 0.021856
SCG | MM Therms | Industrial | Ind - Metals (Fabricated) | SHW | No | Ind SHW - Equipment (Low Cost) | 0.0035829 | 0.0071062 | 0.010549 | 0.013912 | 0.017202 | 0.020415 | 0.023549 | 0.026601 | 0.029577 | 0.032475 | 0.035234 | 0.037862
SCG | MM Therms | Industrial | Ind - Metals (Fabricated) | SHW | No | Ind SHW - Equipment (Mid Cost) | 0.0043032 | 0.0085366 | 0.012674 | 0.016721 | 0.020681 | 0.024548 | 0.02832 | 0.031996 | 0.035579 | 0.03907 | 0.042396 | 0.045563
SCG | MM Therms | Industrial | Ind - Metals (Fabricated) | SHW | No | Ind SHW - O&M (High Cost) | 0.0060075 | 0.012221 | 0.018603 | 0.025171 | 0.031933 | 0.038862 | 0.045967 | 0.053243 | 0.060694 | 0.068324 | 0.07596 | 0.083606
SCG | MM Therms | Industrial | Ind - Metals (Fabricated) | SHW | No | Ind SHW - O&M (Low Cost) | 0.016056 | 0.032637 | 0.049651 | 0.067109 | 0.08504 | 0.10343 | 0.12227 | 0.14154 | 0.16127 | 0.18145 | 0.20163 | 0.22181
SCG | MM Therms | Industrial | Ind - Metals (Fabricated) | SHW | No | Ind SHW - O&M (Mid Cost) | 0.0089052 | 0.018105 | 0.027547 | 0.037242 | 0.047205 | 0.057421 | 0.06789 | 0.0786 | 0.089565 | 0.10078 | 0.11201 | 0.12323
SCG | MM Therms | Industrial | Ind - Metals (Primary) | HVAC | No | Ind HVAC - Equipment (Gas - High Cost) | 0.0035644 | 0.0069857 | 0.010225 | 0.013299 | 0.016217 | 0.018971 | 0.021576 | 0.024036 | 0.026359 | 0.028553 | 0.030605 | 0.032525
SCG | MM Therms | Industrial | Ind - Metals (Primary) | HVAC | No | Ind HVAC - Equipment (Gas - Low Cost) | 0.0032556 | 0.0063716 | 0.0093179 | 0.012097 | 0.014724 | 0.017208 | 0.019553 | 0.021765 | 0.023852 | 0.025821 | 0.02766 | 0.029379
SCG | MM Therms | Industrial | Ind - Metals (Primary) | HVAC | No | Ind HVAC - Equipment (Gas - Mid Cost) | 0.0021277 | 0.0041649 | 0.0060915 | 0.00791 | 0.0096301 | 0.011256 | 0.012792 | 0.01424 | 0.015608 | 0.016897 | 0.018103 | 0.019229
SCG | MM Therms | Industrial | Ind - Metals (Primary) | HVAC | No | Ind HVAC - O&M (Gas - High Cost) | 0.0045362 | 0.0091951 | 0.013915 | 0.018696 | 0.023546 | 0.028449 | 0.033411 | 0.038424 | 0.043491 | 0.048612 | 0.053739 | 0.058872
SCG | MM Therms | Industrial | Ind - Metals (Primary) | HVAC | No | Ind HVAC - O&M (Gas - Low Cost) | 0.0080713 | 0.01634 | 0.024708 | 0.033156 | 0.041704 | 0.050356 | 0.0591 | 0.067925 | 0.076841 | 0.085843 | 0.094844 | 0.10385
SCG | MM Therms | Industrial | Ind - Metals (Primary) | HVAC | No | Ind HVAC - O&M (Gas - Mid Cost) | 0.016426 | 0.033258 | 0.050297 | 0.067508 | 0.08493 | 0.10256 | 0.12038 | 0.13837 | 0.15655 | 0.17491 | 0.19327 | 0.21163
SCG | MM Therms | Industrial | Ind - Metals (Primary) | ProcHeat | No | Ind ProcHeat - Equipment (Gas - High Cost) | 0.0109 | 0.021411 | 0.031386 | 0.040905 | 0.04998 | 0.058528 | 0.066627 | 0.074294 | 0.081541 | 0.088399 | 0.094825 | 0.10086
SCG | MM Therms | Industrial | Ind - Metals (Primary) | ProcHeat | No | Ind ProcHeat - Equipment (Gas - Low Cost) | 0.016059 | 0.031429 | 0.045961 | 0.059666 | 0.07262 | 0.08487 | 0.096436 | 0.10734 | 0.11763 | 0.12734 | 0.13641 | 0.14489
SCG | MM Therms | Industrial | Ind - Metals (Primary) | ProcHeat | No | Ind ProcHeat - Equipment (Gas - Mid Cost) | 0.031272 | 0.061208 | 0.089516 | 0.11622 | 0.14148 | 0.16535 | 0.1879 | 0.20916 | 0.22923 | 0.24816 | 0.26585 | 0.28238
SCG | MM Therms | Industrial | Ind - Metals (Primary) | ProcHeat | No | Ind ProcHeat - O&M (Gas - High Cost) | 0.12426 | 0.25176 | 0.3809 | 0.51168 | 0.64432 | 0.77844 | 0.91412 | 1.0512 | 1.1898 | 1.3298 | 1.47 | 1.6103
SCG | MM Therms | Industrial | Ind - Metals (Primary) | ProcHeat | No | Ind ProcHeat - O&M (Gas - Low Cost) | 0.53184 | 1.0767 | 1.6281 | 2.1847 | 2.7478 | 3.3179 | 3.894 | 4.4754 | 5.0628 | 5.6559 | 6.2489 | 6.842
SCG | MM Therms | Industrial | Ind - Metals (Primary) | ProcHeat | No | Ind ProcHeat - O&M (Gas - Mid Cost) | 0.23654 | 0.47897 | 0.72438 | 0.97233 | 1.2234 | 1.4774 | 1.7342 | 1.9935 | 2.2555 | 2.52 | 2.7847 | 3.0494
SCG | MM Therms | Industrial | Ind - Metals (Primary) | SHW | No | Ind SHW - Equipment (High Cost) | 0.00050181 | 0.00099361 | 0.0014686 | 0.0019295 | 0.0023766 | 0.0028062 | 0.0032208 | 0.0036205 | 0.0040055 | 0.0043766 | 0.0047309 | 0.0050695
SCG | MM Therms | Industrial | Ind - Metals (Primary) | SHW | No | Ind SHW - Equipment (Low Cost) | 0.00088747 | 0.0017532 | 0.0025875 | 0.0033896 | 0.0041624 | 0.0049072 | 0.0056239 | 0.0063127 | 0.0069753 | 0.0076123 | 0.0082189 | 0.0087965
SCG | MM Therms | Industrial | Ind - Metals (Primary) | SHW | No | Ind SHW - Equipment (Mid Cost) | 0.00031376 | 0.00061998 | 0.00091515 | 0.0011992 | 0.001473 | 0.0017369 | 0.0019908 | 0.002235 | 0.0024699 | 0.0026958 | 0.0029109 | 0.0031159
SCG | MM Therms | Industrial | Ind - Metals (Primary) | SHW | No | Ind SHW - O&M (High Cost) | 0.0041266 | 0.008361 | 0.01265 | 0.016994 | 0.021399 | 0.025854 | 0.03036 | 0.034914 | 0.039517 | 0.044168 | 0.048824 | 0.053485
SCG | MM Therms | Industrial | Ind - Metals (Primary) | SHW | No | Ind SHW - O&M (Low Cost) | 0.0095287 | 0.01929 | 0.02917 | 0.039144 | 0.049235 | 0.059449 | 0.069772 | 0.080191 | 0.090717 | 0.10134 | 0.11197 | 0.1226
SCG | MM Therms | Industrial | Ind - Metals (Primary) | SHW | No | Ind SHW - O&M (Mid Cost) | 0.022951 | 0.046473 | 0.070284 | 0.09434 | 0.11869 | 0.14334 | 0.16825 | 0.1934 | 0.21882 | 0.24448 | 0.27015 | 0.29583
SCG | MM Therms | Industrial | Ind - Paper | HVAC | No | Ind HVAC - Equipment (Gas - High Cost) | 0.00083336 | 0.0016072 | 0.0023336 | 0.0030226 | 0.0036745 | 0.004286 | 0.004862 | 0.005403 | 0.0059098 | 0.0063844 | 0.0068286 | 0.0072448
SCG | MM Therms | Industrial | Ind - Paper | HVAC | No | Ind HVAC - Equipment (Gas - Mid Cost) | 0.0014519 | 0.002796 | 0.0040557 | 0.0052433 | 0.0063618 | 0.0074131 | 0.0084015 | 0.0093277 | 0.010195 | 0.011005 | 0.011763 | 0.01247
SCG | MM Therms | Industrial | Ind - Paper | HVAC | No | Ind HVAC - O&M (Gas - High Cost) | 0.0049716 | 0.0099025 | 0.014851 | 0.019854 | 0.024903 | 0.029981 | 0.035094 | 0.040226 | 0.04537 | 0.050519 | 0.055671 | 0.060829
SCG | MM Therms | Industrial | Ind - Paper | HVAC | No | Ind HVAC - O&M (Gas - Low Cost) | 0.0038865 | 0.0077359 | 0.011597 | 0.01549 | 0.019412 | 0.023359 | 0.02733 | 0.031312 | 0.035303 | 0.039293 | 0.043284 | 0.047275
SCG | MM Therms | Industrial | Ind - Paper | HVAC | No | Ind HVAC - O&M (Gas - Mid Cost) | 0.0027547 | 0.0054844 | 0.0082229 | 0.010986 | 0.013771 | 0.016574 | 0.019394 | 0.022223 | 0.025058 | 0.027894 | 0.030731 | 0.033569
SCG | MM Therms | Industrial | Ind - Paper | ProcHeat | No | Ind ProcHeat - Equipment (Gas - High Cost) | 0.0061935 | 0.011951 | 0.017358 | 0.022498 | 0.02737 | 0.031936 | 0.036239 | 0.040284 | 0.044075 | 0.047627 | 0.050953 | 0.054072
SCG | MM Therms | Industrial | Ind - Paper | ProcHeat | No | Ind ProcHeat - Equipment (Gas - Low Cost) | 0.069707 | 0.1342 | 0.19464 | 0.25156 | 0.30512 | 0.35549 | 0.40283 | 0.44717 | 0.48868 | 0.52746 | 0.56369 | 0.59754
SCG | MM Therms | Industrial | Ind - Paper | ProcHeat | No | Ind ProcHeat - Equipment (Gas - Mid Cost) | 0.030063 | 0.057893 | 0.083981 | 0.10859 | 0.13178 | 0.15357 | 0.17406 | 0.19326 | 0.21123 | 0.22804 | 0.24374 | 0.25842
SCG | MM Therms | Industrial | Ind - Paper | ProcHeat | No | Ind ProcHeat - O&M (Gas - High Cost) | 0.012432 | 0.024777 | 0.037176 | 0.049727 | 0.062406 | 0.075152 | 0.087988 | 0.10088 | 0.1138 | 0.12673 | 0.13968 | 0.15265
SCG | MM Therms | Industrial | Ind - Paper | ProcHeat | No | Ind ProcHeat - O&M (Gas - Low Cost) | 0.0015982 | 0.0031811 | 0.0047689 | 0.0063698 | 0.0079826 | 0.0096058 | 0.011239 | 0.012876 | 0.014517 | 0.016158 | 0.0178 | 0.019441
SCG | MM Therms | Industrial | Ind - Paper | ProcHeat | No | Ind ProcHeat - O&M (Gas - Mid Cost) | 0.048296 | 0.096148 | 0.14415 | 0.19258 | 0.24139 | 0.29051 | 0.33993 | 0.3895 | 0.43918 | 0.48887 | 0.53857 | 0.58829
SCG | MM Therms | Industrial | Ind - Petroleum | ProcHeat | No | Ind ProcHeat - Equipment (Gas - High Cost) | 0.52941 | 1.0273 | 1.4939 | 1.9325 | 2.3441 | 2.7286 | 3.0887 | 3.4254 | 3.7396 | 4.0333 | 4.308 | 4.5649
SCG | MM Therms | Industrial | Ind - Petroleum | ProcHeat | No | Ind ProcHeat - Equipment (Gas - Mid Cost) | 0.8287 | 1.6063 | 2.3343 | 3.0166 | 3.6557 | 4.2531 | 4.8122 | 5.3344 | 5.8216 | 6.2766 | 6.7017 | 7.099
SCG | MM Therms | Industrial | Ind - Petroleum | SHW | No | Ind SHW - Equipment (High Cost) | 0.030163 | 0.059097 | 0.086749 | 0.11332 | 0.1388 | 0.16303 | 0.18619 | 0.20828 | 0.2293 | 0.24934 | 0.26846 | 0.28672
SCG | MM Therms | Industrial | Ind - Petroleum | SHW | No | Ind SHW - Equipment (Low Cost) | 0.0081877 | 0.016015 | 0.023482 | 0.030609 | 0.037408 | 0.043889 | 0.050068 | 0.055948 | 0.06154 | 0.06686 | 0.071926 | 0.076749
SCG | MM Therms | Industrial | Ind - Petroleum | SHW | No | Ind SHW - Equipment (Mid Cost) | 0.28419 | 0.55593 | 0.81521 | 1.0628 | 1.299 | 1.5242 | 1.7389 | 1.9433 | 2.1376 | 2.3226 | 2.4987 | 2.6664
SCG | MM Therms | Industrial | Ind - Petroleum | SHW | No | Ind SHW - O&M (High Cost) | 0.18913 | 0.37978 | 0.57119 | 0.76457 | 0.9595 | 1.1541 | 1.3495 | 1.5453 | 1.7411 | 1.9372 | 2.1337 | 2.3308
SCG | MM Therms | Industrial | Ind - Petroleum | SHW | No | Ind SHW - O&M (Low Cost) | 0.021695 | 0.043478 | 0.065305 | 0.087187 | 0.10911 | 0.13106 | 0.15304 | 0.17501 | 0.19695 | 0.21888 | 0.2408 | 0.26273
SCG | MM Therms | Industrial | Ind - Petroleum | SHW | No | Ind SHW - O&M (Mid Cost) | 0.010539 | 0.021121 | 0.031726 | 0.04236 | 0.053016 | 0.063682 | 0.074365 | 0.085043 | 0.095709 | 0.10637 | 0.11703 | 0.12769
SCG | MM Therms | Industrial | Ind - Plastics | HVAC | No | Ind HVAC - Equipment (Gas - High Cost) | 0.0035202 | 0.0070392 | 0.010499 | 0.013886 | 0.0172 | 0.020446 | 0.023644 | 0.026786 | 0.029866 | 0.032881 | 0.0357 | 0.038336
SCG | MM Therms | Industrial | Ind - Plastics | HVAC | No | Ind HVAC - Equipment (Gas - Low Cost) | 0.00012327 | 0.00024631 | 0.00036718 | 0.00048515 | 0.00060029 | 0.00071319 | 0.00082432 | 0.00093335 | 0.0010402 | 0.0011447 | 0.0012423 | 0.0013335
SCG | MM Therms | Industrial | Ind - Plastics | HVAC | No | Ind HVAC - Equipment (Gas - Mid Cost) | 0.0056385 | 0.011268 | 0.016798 | 0.022199 | 0.027472 | 0.032641 | 0.03773 | 0.042724 | 0.04762 | 0.052406 | 0.056879 | 0.061059
SCG | MM Therms | Industrial | Ind - Plastics | HVAC | No | Ind HVAC - O&M (Gas - High Cost) | 0.00042778 | 0.00088618 | 0.0013689 | 0.0018761 | 0.0024085 | 0.0029661 | 0.0035547 | 0.004174 | 0.0048243 | 0.0055055 | 0.0061876 | 0.0068708
SCG | MM Therms | Industrial | Ind - Plastics | HVAC | No | Ind HVAC - O&M (Gas - Low Cost) | 3.2356e-05 | 6.6925e-05 | 0.00010327 | 0.00014125 | 0.00018093 | 0.00022257 | 0.00026644 | 0.00031252 | 0.00036087 | 0.00041147 | 0.00046206 | 0.00051266
SCG | MM Therms | Industrial | Ind - Plastics | HVAC | No | Ind HVAC - O&M (Gas - Mid Cost) | 0.03741 | 0.077385 | 0.11942 | 0.16335 | 0.20926 | 0.25743 | 0.3082 | 0.36151 | 0.41746 | 0.47601 | 0.53457 | 0.59314
SCG | MM Therms | Industrial | Ind - Plastics | ProcHeat | No | Ind ProcHeat - Equipment (Gas - High Cost) | 0.0058944 | 0.012211 | 0.018863 | 0.025855 | 0.033195 | 0.040883 | 0.048997 | 0.057538 | 0.066506 | 0.075907 | 0.085318 | 0.094745
SCG | MM Therms | Industrial | Ind - Plastics | ProcHeat | No | Ind ProcHeat - Equipment (Gas - Low Cost) | 0.0065163 | 0.013478 | 0.020799 | 0.028448 | 0.03644 | 0.044828 | 0.053665 | 0.062946 | 0.072685 | 0.082877 | 0.093069 | 0.10326
SCG | MM Therms | Industrial | Ind - Plastics | ProcHeat | No | Ind ProcHeat - Equipment (Gas - Mid Cost) | 0.016201 | 0.033519 | 0.051732 | 0.070778 | 0.090691 | 0.11159 | 0.1336 | 0.15674 | 0.18101 | 0.20643 | 0.23184 | 0.25728
SCG | MM Therms | Industrial | Ind - Plastics | ProcHeat | No | Ind ProcHeat - O&M (Gas - High Cost) | 0.0089057 | 0.018433 | 0.028456 | 0.038956 | 0.049947 | 0.061472 | 0.073625 | 0.0864 | 0.099808 | 0.11385 | 0.1279 | 0.14197
SCG | MM Therms | Industrial | Ind - Plastics | ProcHeat | No | Ind ProcHeat - O&M (Gas - Low Cost) | 0.0029761 | 0.0061555 | 0.0094985 | 0.012991 | 0.016639 | 0.020469 | 0.024503 | 0.028741 | 0.033186 | 0.037838 | 0.042491 | 0.047143
SCG | MM Therms | Industrial | Ind - Plastics | ProcHeat | No | Ind ProcHeat - O&M (Gas - Mid Cost) | 0.010138 | 0.020973 | 0.032368 | 0.044281 | 0.056733 | 0.0698 | 0.083569 | 0.098034 | 0.11321 | 0.1291 | 0.14499 | 0.16089
SCG | MM Therms | Industrial | Ind - Plastics | SHW | No | Ind SHW - Equipment (High Cost) | 0.0045821 | 0.0092597 | 0.013951 | 0.01865 | 0.023349 | 0.028034 | 0.032744 | 0.037466 | 0.042187 | 0.046902 | 0.0514 | 0.055694
SCG | MM Therms | Industrial | Ind - Plastics | SHW | No | Ind SHW - Equipment (Low Cost) | 0.0039859 | 0.0080405 | 0.0121 | 0.016138 | 0.020154 | 0.024168 | 0.028195 | 0.032221 | 0.036244 | 0.040252 | 0.044068 | 0.047702
SCG | MM Therms | Industrial | Ind - Plastics | SHW | No | Ind SHW - Equipment (Mid Cost) | 0.0055938 | 0.011286 | 0.016987 | 0.022662 | 0.028311 | 0.033955 | 0.039619 | 0.045283 | 0.050944 | 0.056585 | 0.061957 | 0.067075
SCG | MM Therms | Industrial | Ind - Plastics | SHW | No | Ind SHW - O&M (High Cost) | 0.0075152 | 0.015556 | 0.024018 | 0.032884 | 0.04217 | 0.051905 | 0.062171 | 0.072965 | 0.084294 | 0.096162 | 0.10804 | 0.11993
SCG | MM Therms | Industrial | Ind - Plastics | SHW | No | Ind SHW - O&M (Low Cost) | 0.012324 | 0.025491 | 0.039335 | 0.053799 | 0.068911 | 0.084772 | 0.10148 | 0.11903 | 0.13745 | 0.15672 | 0.17599 | 0.19526
SCG | MM Therms | Industrial | Ind - Plastics | SHW | No | Ind SHW - O&M (Mid Cost) | 0.012744 | 0.026367 | 0.040694 | 0.055679 | 0.071348 | 0.087787 | 0.10511 | 0.12332 | 0.14242 | 0.16241 | 0.18242 | 0.20243
SCG | MM Therms | Industrial | Ind - Printing & Publishing | HVAC | No | Ind HVAC - Equipment (Gas - High Cost) | 0.0020155 | 0.0039324 | 0.0057492 | 0.0074868 | 0.0091451 | 0.010707 | 0.012188 | 0.013592 | 0.014917 | 0.016171 | 0.017346 | 0.018448
SCG | MM Therms | Industrial | Ind - Printing & Publishing | HVAC | No | Ind HVAC - Equipment (Gas - Low Cost) | 0.00017549 | 0.00034163 | 0.0004987 | 0.00064739 | 0.00078817 | 0.00092129 | 0.0010472 | 0.001166 | 0.0012781 | 0.0013838 | 0.0014826 | 0.0015749
SCG | MM Therms | Industrial | Ind - Printing & Publishing | HVAC | No | Ind HVAC - Equipment (Gas - Mid Cost) | 0.0014406 | 0.0028048 | 0.0040947 | 0.0053167 | 0.0064743 | 0.0075686 | 0.0086036 | 0.0095809 | 0.010503 | 0.011373 | 0.012186 | 0.012945
SCG | MM Therms | Industrial | Ind - Printing & Publishing | ProcHeat | No | Ind ProcHeat - Equipment (Gas - High Cost) | 0.0016985 | 0.0033082 | 0.0048308 | 0.0062751 | 0.0076448 | 0.008939 | 0.010164 | 0.01132 | 0.012412 | 0.013443 | 0.014406 | 0.015306
SCG | MM Therms | Industrial | Ind - Printing & Publishing | ProcHeat | No | Ind ProcHeat - Equipment (Gas - Mid Cost) | 0.006654 | 0.012958 | 0.018919 | 0.024571 | 0.029929 | 0.034992 | 0.039782 | 0.044305 | 0.048574 | 0.052602 | 0.056367 | 0.059886
SCG | MM Therms | Industrial | Ind - Printing & Publishing | ProcHeat | No | Ind ProcHeat - O&M (Gas - High Cost) | 0.014216 | 0.028641 | 0.043249 | 0.058088 | 0.073159 | 0.088398 | 0.10384 | 0.11945 | 0.13522 | 0.15116 | 0.16711 | 0.18307
SCG | MM Therms | Industrial | Ind - Printing & Publishing | ProcHeat | No | Ind ProcHeat - O&M (Gas - Low Cost) | 0.01159 | 0.023335 | 0.035221 | 0.047263 | 0.059468 | 0.071821 | 0.084325 | 0.096959 | 0.10972 | 0.1226 | 0.13548 | 0.14836
SCG | MM Therms | Industrial | Ind - Printing & Publishing | ProcHeat | No | Ind ProcHeat - O&M (Gas - Mid Cost) | 0.0083033 | 0.016723 | 0.025245 | 0.033891 | 0.042662 | 0.051535 | 0.06052 | 0.069603 | 0.078777 | 0.088042 | 0.09731 | 0.10658
SCG | MM Therms | Industrial | Ind - Stone, Glass & Clay | HVAC | No | Ind HVAC - Equipment (Gas - High Cost) | 0.00023424 | 0.00045661 | 0.00066868 | 0.00087274 | 0.0010691 | 0.0012563 | 0.0014352 | 0.0016057 | 0.001768 | 0.0019224 | 0.0020669 | 0.002202
SCG | MM Therms | Industrial | Ind - Stone, Glass & Clay | HVAC | No | Ind HVAC - Equipment (Gas - Mid Cost) | 0.001141 | 0.0022214 | 0.0032504 | 0.0042352 | 0.005179 | 0.0060806 | 0.0069407 | 0.0077591 | 0.0085378 | 0.0092781 | 0.0099699 | 0.010616
SCG | MM Therms | Industrial | Ind - Stone, Glass & Clay | ProcHeat | No | Ind ProcHeat - Equipment (Gas - High Cost) | 0.014549 | 0.028378 | 0.041574 | 0.054303 | 0.066575 | 0.078266 | 0.089445 | 0.10011 | 0.11027 | 0.11995 | 0.12902 | 0.13752
SCG | MM Therms | Industrial | Ind - Stone, Glass & Clay | ProcHeat | No | Ind ProcHeat - Equipment (Gas - Low Cost) | 0.00040083 | 0.00078026 | 0.0011416 | 0.0014873 | 0.0018184 | 0.0021348 | 0.0024366 | 0.0027237 | 0.0029968 | 0.0032565 | 0.0034991 | 0.0037257
SCG | MM Therms | Industrial | Ind - Stone, Glass & Clay | ProcHeat | No | Ind ProcHeat - Equipment (Gas - Mid Cost) | 0.0044785 | 0.0087191 | 0.012758 | 0.016624 | 0.02033 | 0.02387 | 0.027246 | 0.03046 | 0.033517 | 0.036424 | 0.03914 | 0.041679
SCG | MM Therms | Industrial | Ind - Stone, Glass & Clay | ProcHeat | No | Ind ProcHeat - O&M (Gas - High Cost) | 0.04911 | 0.098933 | 0.14975 | 0.20192 | 0.25552 | 0.31029 | 0.36624 | 0.42328 | 0.48139 | 0.54057 | 0.59978 | 0.65905
SCG | MM Therms | Industrial | Ind - Stone, Glass & Clay | ProcHeat | No | Ind ProcHeat - O&M (Gas - Low Cost) | 0.042755 | 0.086078 | 0.13024 | 0.17546 | 0.22183 | 0.26926 | 0.31767 | 0.36698 | 0.4172 | 0.4683 | 0.51939 | 0.5705
SCG | MM Therms | Industrial | Ind - Stone, Glass & Clay | ProcHeat | No | Ind ProcHeat - O&M (Gas - Mid Cost) | 0.17806 | 0.35855 | 0.54256 | 0.73115 | 0.92463 | 1.1225 | 1.3245 | 1.5303 | 1.7399 | 1.9532 | 2.1666 | 2.3801
SCG | MM Therms | Industrial | Ind - Textiles | ProcHeat | No | Ind ProcHeat - Equipment (Gas - High Cost) | 0.03785 | 0.075395 | 0.11292 | 0.15082 | 0.18906 | 0.22726 | 0.2656 | 0.30399 | 0.34233 | 0.38057 | 0.4189 | 0.45734
SCG | MM Therms | Industrial | Ind - Textiles | ProcHeat | No | Ind ProcHeat - Equipment (Gas - Mid Cost) | 0.087579 | 0.1742 | 0.26059 | 0.34717 | 0.43396 | 0.52095 | 0.6081 | 0.69512 | 0.78195 | 0.86837 | 0.9548 | 1.0413
SCG | MM Therms | Industrial | Ind - Textiles | ProcHeat | No | Ind ProcHeat - O&M (Gas - High Cost) | 0.039723 | 0.079056 | 0.11831 | 0.15775 | 0.19736 | 0.23702 | 0.27679 | 0.31653 | 0.3562 | 0.39571 | 0.43525 | 0.47484
SCG | MM Therms | Industrial | Ind - Textiles | ProcHeat | No | Ind ProcHeat - O&M (Gas - Low Cost) | 0.077799 | 0.15472 | 0.23145 | 0.30829 | 0.38528 | 0.46248 | 0.5398 | 0.61699 | 0.69401 | 0.77065 | 0.84729 | 0.92394
SCG | MM Therms | Industrial | Ind - Textiles | ProcHeat | No | Ind ProcHeat - O&M (Gas - Mid Cost) | 0.088229 | 0.17549 | 0.26253 | 0.34976 | 0.43721 | 0.52487 | 0.61268 | 0.70035 | 0.78785 | 0.87493 | 0.96202 | 1.0491
SCG | MM Therms | Industrial | Ind - Textiles | SHW | No | Ind SHW - Equipment (High Cost) | 0.0034386 | 0.0067033 | 0.0098164 | 0.012834 | 0.015747 | 0.018515 | 0.021166 | 0.023697 | 0.026106 | 0.028397 | 0.030585 | 0.032679
SCG | MM Therms | Industrial | Ind - Textiles | SHW | No | Ind SHW - Equipment (Mid Cost) | 0.0047814 | 0.0092835 | 0.013559 | 0.017638 | 0.02153 | 0.025246 | 0.028789 | 0.032158 | 0.035358 | 0.038391 | 0.041279 | 0.044029
SCG | MM Therms | Industrial | Ind - Textiles | SHW | No | Ind SHW - O&M (High Cost) | 0.023552 | 0.046873 | 0.07015 | 0.093531 | 0.11701 | 0.14053 | 0.16411 | 0.18767 | 0.21119 | 0.23462 | 0.25806 | 0.28154
SCG | MM Therms | Industrial | Ind - Textiles | SHW | No | Ind SHW - O&M (Low Cost) | 0.082695 | 0.16446 | 0.246 | 0.32766 | 0.40948 | 0.49151 | 0.57367 | 0.65569 | 0.73753 | 0.81896 | 0.9004 | 0.98183
SCG | MM Therms | Industrial | Ind - Textiles | SHW | No | Ind SHW - O&M (Mid Cost) | 0.03787 | 0.075331 | 0.1127 | 0.15016 | 0.18773 | 0.22538 | 0.2631 | 0.30076 | 0.33835 | 0.37577 | 0.41319 | 0.45063
SCG | MM Therms | Industrial | Ind - Transportation Equipment | HVAC | No | Ind HVAC - Equipment (Gas - High Cost) | 0.0089656 | 0.017594 | 0.025847 | 0.033728 | 0.041188 | 0.048181 | 0.054742 | 0.060876 | 0.066599 | 0.071933 | 0.076921 | 0.081589
SCG | MM Therms | Industrial | Ind - Transportation Equipment | HVAC | No | Ind HVAC - Equipment (Gas - Low Cost) | 0.0005409 | 0.00106 | 0.0015558 | 0.0020266 | 0.0024708 | 0.0028876 | 0.0032783 | 0.003643 | 0.0039831 | 0.0042998 | 0.0045956 | 0.0048719
SCG | MM Therms | Industrial | Ind - Transportation Equipment | HVAC | No | Ind HVAC - Equipment (Gas - Mid Cost) | 0.0088764 | 0.017398 | 0.02554 | 0.033276 | 0.040578 | 0.047431 | 0.053854 | 0.059852 | 0.065446 | 0.070655 | 0.075522 | 0.080071
SCG | MM Therms | Industrial | Ind - Transportation Equipment | HVAC | No | Ind HVAC - O&M (Gas - High Cost) | 0.0034196 | 0.0069418 | 0.010548 | 0.01423 | 0.017959 | 0.021701 | 0.025459 | 0.029219 | 0.032974 | 0.03672 | 0.04047 | 0.044226
SCG | MM Therms | Industrial | Ind - Transportation Equipment | HVAC | No | Ind HVAC - O&M (Gas - Low Cost) | 0.0044548 | 0.009031 | 0.01371 | 0.018466 | 0.023268 | 0.028093 | 0.032933 | 0.037769 | 0.042597 | 0.047408 | 0.052219 | 0.057031
SCG | MM Therms | Industrial | Ind - Transportation Equipment | HVAC | No | Ind HVAC - O&M (Gas - Mid Cost) | 0.012356 | 0.025054 | 0.03804 | 0.051248 | 0.064591 | 0.077995 | 0.091444 | 0.10489 | 0.11831 | 0.13168 | 0.14506 | 0.15845
SCG | MM Therms | Industrial | Ind - Transportation Equipment | ProcHeat | No | Ind ProcHeat - Equipment (Gas - High Cost) | 0.01422 | 0.028869 | 0.043869 | 0.059205 | 0.074747 | 0.090339 | 0.106 | 0.12167 | 0.13732 | 0.15294 | 0.16857 | 0.18423
SCG | MM Therms | Industrial | Ind - Transportation Equipment | ProcHeat | No | Ind ProcHeat - Equipment (Gas - Low Cost) | 0.00173 | 0.0035072 | 0.0053244 | 0.0071714 | 0.0090365 | 0.010911 | 0.01279 | 0.014669 | 0.016544 | 0.018413 | 0.020282 | 0.022151
SCG | MM Therms | Industrial | Ind - Transportation Equipment | ProcHeat | No | Ind ProcHeat - Equipment (Gas - Mid Cost) | 0.049788 | 0.10095 | 0.15328 | 0.2065 | 0.26027 | 0.31429 | 0.36848 | 0.42266 | 0.47674 | 0.53064 | 0.58456 | 0.6385
SCG | MM Therms | Industrial | Ind - Transportation Equipment | ProcHeat | No | Ind ProcHeat - O&M (Gas - High Cost) | 0.0308 | 0.06253 | 0.09502 | 0.12823 | 0.16189 | 0.19566 | 0.22959 | 0.26354 | 0.29744 | 0.33127 | 0.36513 | 0.39905
SCG | MM Therms | Industrial | Ind - Transportation Equipment | ProcHeat | No | Ind ProcHeat - O&M (Gas - Low Cost) | 0.0041838 | 0.0084816 | 0.012876 | 0.017343 | 0.021853 | 0.026385 | 0.03093 | 0.035473 | 0.040008 | 0.044526 | 0.049045 | 0.053565
SCG | MM Therms | Industrial | Ind - Transportation Equipment | ProcHeat | No | Ind ProcHeat - O&M (Gas - Mid Cost) | 0.066129 | 0.13409 | 0.2036 | 0.27431 | 0.34576 | 0.41753 | 0.48954 | 0.56153 | 0.63339 | 0.70503 | 0.77669 | 0.84837
SCG | MM Therms | Industrial | Ind - Transportation Equipment | SHW | No | Ind SHW - Equipment (High Cost) | 0.0091755 | 0.018176 | 0.02695 | 0.035488 | 0.043726 | 0.051597 | 0.059123 | 0.066295 | 0.073114 | 0.079592 | 0.085767 | 0.091656
SCG | MM Therms | Industrial | Ind - Transportation Equipment | SHW | No | Ind SHW - Equipment (Low Cost) | 0.0087466 | 0.017302 | 0.025632 | 0.033694 | 0.041445 | 0.048861 | 0.055943 | 0.062683 | 0.069089 | 0.075167 | 0.080955 | 0.086466
SCG | MM Therms | Industrial | Ind - Transportation Equipment | SHW | No | Ind SHW - Equipment (Mid Cost) | 0.00074508 | 0.0014742 | 0.0021843 | 0.002872 | 0.0035338 | 0.0041667 | 0.0047714 | 0.005347 | 0.005894 | 0.0064133 | 0.0069078 | 0.007379
SCG | MM Therms | Industrial | Ind - Transportation Equipment | SHW | No | Ind SHW - O&M (High Cost) | 0.00094499 | 0.0019194 | 0.0029192 | 0.0039517 | 0.0050066 | 0.0060586 | 0.0071174 | 0.0081808 | 0.0092426 | 0.010305 | 0.011372 | 0.012444
SCG | MM Therms | Industrial | Ind - Transportation Equipment | SHW | No | Ind SHW - O&M (Mid Cost) | 0.01614 | 0.032732 | 0.049703 | 0.066976 | 0.084437 | 0.10197 | 0.11957 | 0.13717 | 0.15473 | 0.17225 | 0.18977 | 0.2073
SCG | MM Therms | Agricultural | Agr - Concentrated Animal Feeding Operation | SHW | No | Ag SHWC - Equipment (High Cost) | 0.011767 | 0.023585 | 0.035428 | 0.047372 | 0.059394 | 0.071381 | 0.083401 | 0.095457 | 0.10753 | 0.11963 | 0.13195 | 0.14452
SCG | MM Therms | Agricultural | Agr - Concentrated Animal Feeding Operation | SHW | No | Ag SHWC - Equipment (Low Cost) | 0.016139 | 0.032279 | 0.048419 | 0.06456 | 0.080686 | 0.096811 | 0.11294 | 0.12906 | 0.14519 | 0.16132 | 0.17772 | 0.1944
SCG | MM Therms | Agricultural | Agr - Concentrated Animal Feeding Operation | SHW | No | Ag SHWC - Equipment (Mid Cost) | 0.033585 | 0.06718 | 0.10078 | 0.1344 | 0.16778 | 0.20115 | 0.23453 | 0.26792 | 0.30132 | 0.33473 | 0.36869 | 0.40345
SCG | MM Therms | Agricultural | Agr - Concentrated Animal Feeding Operation | SHW | No | Ag SHWC - O&M (High Cost) | 0.036997 | 0.074028 | 0.11108 | 0.14819 | 0.18536 | 0.22251 | 0.25967 | 0.29687 | 0.33407 | 0.37129 | 0.40913 | 0.44762
SCG | MM Therms | Agricultural | Agr - Concentrated Animal Feeding Operation | SHW | No | Ag SHWC - O&M (Low Cost) | 0.17452 | 0.34905 | 0.52358 | 0.69812 | 0.87267 | 1.0472 | 1.2218 | 1.3963 | 1.5709 | 1.7454 | 1.9228 | 2.1031
SCG | MM Therms | Agricultural | Agr - Concentrated Animal Feeding Operation | SHW | No | Ag SHWC - O&M (Mid Cost) | 0.10218 | 0.20439 | 0.30661 | 0.4089 | 0.51122 | 0.61353 | 0.71586 | 0.81821 | 0.92056 | 1.0229 | 1.127 | 1.2328
SCG | MM Therms | Agricultural | Agr - Greenhouse | HVAC | No | Ag HVAC - Equipment (High Cost) | 2.3868e-08 | 5.3438e-08 | 8.5822e-08 | 1.3395e-07 | 1.9599e-07 | 2.5167e-07 | 3.1303e-07 | 3.8338e-07 | 4.5695e-07 | 5.3857e-07 | 6.2842e-07 | 7.3063e-07
SCG | MM Therms | Agricultural | Agr - Greenhouse | HVAC | No | Ag HVAC - Equipment (Mid Cost) | 0.0024928 | 0.0054698 | 0.0087828 | 0.013439 | 0.019488 | 0.024867 | 0.030864 | 0.037549 | 0.04448 | 0.052027 | 0.060301 | 0.069772
SCG | MM Therms | Agricultural | Agr - Post-Harvest Processing | ProcHeat | No | Ag Process Dry - Equipment (High Cost) | 0.034027 | 0.068107 | 0.10221 | 0.13642 | 0.17072 | 0.20497 | 0.23926 | 0.27359 | 0.30793 | 0.3423 | 0.37727 | 0.41284
SCG | MM Therms | Agricultural | Agr - Post-Harvest Processing | ProcHeat | No | Ag Process Dry - Equipment (Low Cost) | 0.016849 | 0.033698 | 0.050548 | 0.0674 | 0.084253 | 0.10111 | 0.11796 | 0.13481 | 0.15167 | 0.16852 | 0.18565 | 0.20306
SCG | MM Therms | Agricultural | Agr - Post-Harvest Processing | ProcHeat | No | Ag Process Dry - Equipment (Mid Cost) | 0.088153 | 0.17633 | 0.26451 | 0.35274 | 0.441 | 0.52925 | 0.61751 | 0.70579 | 0.79407 | 0.88236 | 0.9721 | 1.0633
SCG | MM Therms | Agricultural | Agr - Post-Harvest Processing | ProcHeat | No | Ag Process Dry - O&M (High Cost) | 0.08583 | 0.17173 | 0.25766 | 0.34372 | 0.42989 | 0.51602 | 0.60218 | 0.68839 | 0.77463 | 0.8609 | 0.94861 | 1.0378
SCG | MM Therms | Agricultural | Agr - Post-Harvest Processing | ProcHeat | No | Ag Process Dry - O&M (Low Cost) | 0.042486 | 0.084974 | 0.12746 | 0.16996 | 0.21245 | 0.25495 | 0.29744 | 0.33994 | 0.38244 | 0.42494 | 0.46813 | 0.51202
SCG | MM Therms | Agricultural | Agr - Post-Harvest Processing | ProcHeat | No | Ag Process Dry - O&M (Mid Cost) | 0.066974 | 0.13397 | 0.20097 | 0.26802 | 0.3351 | 0.40217 | 0.46924 | 0.53634 | 0.60344 | 0.67055 | 0.73876 | 0.8081
SCG | MM Therms | Agricultural | Agr - Wineries and Vineyards | HVAC | No | Ag HVAC - Equipment (High Cost) | 3.794e-05 | 7.5897e-05 | 0.00011386 | 0.00015186 | 0.00018989 | 0.0002279 | 0.00026593 | 0.00030397 | 0.00034201 | 0.00038006 | 0.00041874 | 0.00045806
SCG | MM Therms | Agricultural | Agr - Wineries and Vineyards | HVAC | No | Ag HVAC - Equipment (Mid Cost) | 0.018257 | 0.038073 | 0.058721 | 0.082586 | 0.10895 | 0.13433 | 0.16084 | 0.18853 | 0.21678 | 0.24617 | 0.27705 | 0.30994
SCG | MM Therms | Agricultural | Agr - Wineries and Vineyards | SHW | No | Ag SHWC - Equipment (High Cost) | 0.00015519 | 0.00031046 | 0.00046576 | 0.0006212 | 0.00077486 | 0.00092843 | 0.0010821 | 0.0012358 | 0.0013896 | 0.0015435 | 0.0017 | 0.0018609
SCG | MM Therms | Mining | Mining - Oil & Gas Extraction (Steam Enhancement) | OilGasExtract | No | Oil - Steam Boiler | 0.644 | 1.4331 | 2.3426 | 3.3487 | 4.4291 | 5.5626 | 6.7306 | 7.9176 | 9.1107 | 10.3003 | 11.4795 | 12.6434
SCG | MM Therms | Mining | Mining - Oil & Gas Extraction (Steam Enhancement) | OilGasExtract | No | Oil - Steam Boiler Controls and Improvements | 5.6746 | 11.0259 | 16.4051 | 21.0566 | 24.4513 | 26.5236 | 27.6394 | 28.3454 | 29.0428 | 29.7292 | 30.4035 | 31.0657
SDG&E | GWh | Industrial | Ind - Chemicals | HVAC | No | Ind HVAC - Equipment (Electric - High Cost) | 0.001156 | 0.0022551 | 0.0032921 | 0.0042647 | 0.0051764 | 0.0060293 | 0.0068278 | 0.0075755 | 0.008275 | 0.008929 | 0.0095407 | 0.010113
SDG&E | GWh | Industrial | Ind - Chemicals | HVAC | No | Ind HVAC - Equipment (Electric - Low Cost) | 0.0017717 | 0.0034503 | 0.0050327 | 0.0065148 | 0.0079031 | 0.0092011 | 0.010415 | 0.011551 | 0.012613 | 0.013605 | 0.014532 | 0.015398
SDG&E | GWh | Industrial | Ind - Chemicals | HVAC | No | Ind HVAC - Equipment (Electric - Mid Cost) | 0.00066196 | 0.0012895 | 0.0018812 | 0.0024354 | 0.0029547 | 0.0034403 | 0.0038946 | 0.0043196 | 0.004717 | 0.0050884 | 0.0054353 | 0.0057596
SDG&E | GWh | Industrial | Ind - Chemicals | HVAC | No | Ind HVAC - Equipment (Gas - High Cost) | -3.7392e-05 | -7.5208e-05 | -0.00011282 | -0.00015067 | -0.00018846 | -0.00022525 | -0.00026169 | -0.0002977 | -0.00033305 | -0.00036781 | -0.00040046 | -0.00043121
SDG&E | GWh | Industrial | Ind - Chemicals | HVAC | No | Ind HVAC - Equipment (Gas - Mid Cost) | -1.7689e-06 | -3.5415e-06 | -5.2953e-06 | -7.0208e-06 | -8.7142e-06 | -1.0377e-05 | -1.2013e-05 | -1.3618e-05 | -1.5189e-05 | -1.6724e-05 | -1.8159e-05 | -1.95e-05
SDG&E | GWh | Industrial | Ind - Chemicals | HVAC | No | Ind HVAC - O&M (Electric - High Cost) | 0.0016472 | 0.003326 | 0.0051201 | 0.0069196 | 0.0087246 | 0.010531 | 0.012341 | 0.014154 | 0.015969 | 0.017785 | 0.019602 | 0.021419
SDG&E | GWh | Industrial | Ind - Chemicals | HVAC | No | Ind HVAC - O&M (Electric - Low Cost) | 0.044695 | 0.090016 | 0.13575 | 0.1816 | 0.22758 | 0.27359 | 0.31966 | 0.36579 | 0.41195 | 0.45812 | 0.50429 | 0.55046
SDG&E | GWh | Industrial | Ind - Chemicals | HVAC | No | Ind HVAC - O&M (Electric - Mid Cost) | 0.007535 | 0.015179 | 0.022893 | 0.030628 | 0.038385 | 0.046149 | 0.053924 | 0.061709 | 0.0695 | 0.077294 | 0.085088 | 0.092883
SDG&E | GWh | Industrial | Ind - Chemicals | HVAC | No | Ind HVAC - O&M (Gas - High Cost) | 0.00017301 | 0.00035866 | 0.00055528 | 0.00076234 | 0.00097983 | 0.0012085 | 0.0014492 | 0.0017021 | 0.0019672 | 0.0022443 | 0.0025217 | 0.0027991
SDG&E | GWh | Industrial | Ind - Chemicals | HVAC | No | Ind HVAC - O&M (Gas - Low Cost) | 0.00073956 | 0.0015323 | 0.0023715 | 0.003254 | 0.0041799 | 0.0051537 | 0.0061786 | 0.0072545 | 0.0083817 | 0.00956 | 0.010738 | 0.011917
SDG&E | GWh | Industrial | Ind - Chemicals | HVAC | No | Ind HVAC - O&M (Gas - Mid Cost) | 0.00021955 | 0.00045495 | 0.00070418 | 0.00096633 | 0.0012415 | 0.0015308 | 0.0018353 | 0.0021551 | 0.0024901 | 0.0028403 | 0.0031906 | 0.0035409
SDG&E | GWh | Industrial | Ind - Chemicals | Lighting | No | Ind Lighting - Equipment (High Cost) | 0.0050016 | 0.0097589 | 0.014244 | 0.018448 | 0.022386 | 0.026068 | 0.029512 | 0.032735 | 0.035749 | 0.038564 | 0.041196 | 0.043654
SDG&E | GWh | Industrial | Ind - Chemicals | Lighting | No | Ind Lighting - Equipment (Low Cost) | 0.010002 | 0.01947 | 0.028387 | 0.036731 | 0.044539 | 0.051833 | 0.05865 | 0.06502 | 0.07097 | 0.076525 | 0.081709 | 0.086548
SDG&E | GWh | Industrial | Ind - Chemicals | Lighting | No | Ind Lighting - Equipment (Mid Cost) | 0.025597 | 0.049845 | 0.072688 | 0.094069 | 0.11408 | 0.13278 | 0.15025 | 0.16659 | 0.18185 | 0.1961 | 0.2094 | 0.22182
SDG&E | GWh | Industrial | Ind - Chemicals | Lighting | No | Ind Lighting - O&M (High Cost) | 0.00024719 | 0.00048201 | 0.00070333 | 0.00091069 | 0.0011049 | 0.0012864 | 0.0014561 | 0.001615 | 0.0017634 | 0.0019065 | 0.00204 | 0.0021648
SDG&E | GWh | Industrial | Ind - Chemicals | Lighting | No | Ind Lighting - O&M (Low Cost) | 0.0021036 | 0.0040945 | 0.0059698 | 0.0077243 | 0.0093663 | 0.0109 | 0.012333 | 0.013673 | 0.014924 | 0.016092 | 0.017182 | 0.018199
SDG&E | GWh | Industrial | Ind - Chemicals | Lighting | No | Ind Lighting - O&M (Mid Cost) | 0.0043005 | 0.0083747 | 0.012213 | 0.015852 | 0.019257 | 0.022439 | 0.025412 | 0.028191 | 0.030787 | 0.033211 | 0.035473 | 0.037584
SDG&E | GWh | Industrial | Ind - Chemicals | ProcHeat | No | Ind ProcHeat - Equipment (Electric - High Cost) | 0.0028612 | 0.0057756 | 0.0087193 | 0.011675 | 0.014642 | 0.017613 | 0.020591 | 0.023577 | 0.026568 | 0.029561 | 0.032559 | 0.035559
SDG&E | GWh | Industrial | Ind - Chemicals | ProcHeat | No | Ind ProcHeat - Equipment (Electric - Low Cost) | 0.0056211 | 0.011322 | 0.017075 | 0.022842 | 0.028625 | 0.034413 | 0.040209 | 0.046012 | 0.051819 | 0.057628 | 0.063436 | 0.069245
SDG&E | GWh | Industrial | Ind - Chemicals | ProcHeat | No | Ind ProcHeat - Equipment (Electric - Mid Cost) | 0.0003658 | 0.00073701 | 0.0011117 | 0.0014874 | 0.0018641 | 0.0022412 | 0.0026189 | 0.0029971 | 0.0033756 | 0.0037543 | 0.004133 | 0.0045118
SDG&E | GWh | Industrial | Ind - Chemicals | ProcHeat | No | Ind ProcHeat - Equipment (Gas - High Cost) | -0.00011863 | -0.00024618 | -0.00038143 | -0.00052462 | -0.00067566 | -0.00083409 | -0.0010012 | -0.0011771 | -0.0013614 | -0.0015545 | -0.0017478 | -0.0019415
SDG&E | GWh | Industrial | Ind - Chemicals | ProcHeat | No | Ind ProcHeat - O&M (Gas - High Cost) | -1.7209e-05 | -3.5712e-05 | -5.5331e-05 | -7.609e-05 | -9.7977e-05 | -0.00012094 | -0.00014516 | -0.00017065 | -0.00019737 | -0.00022534 | -0.00025334 | -0.00028139
SDG&E | GWh | Industrial | Ind - Chemicals | ProcHeat | No | Ind ProcHeat - O&M (Gas - Mid Cost) | 8.0536e-06 | 1.669e-05 | 2.5835e-05 | 3.5459e-05 | 4.5565e-05 | 5.6189e-05 | 6.7375e-05 | 7.9121e-05 | 9.1429e-05 | 0.0001043 | 0.00011717 | 0.00013004
SDG&E | GWh | Industrial | Ind - Chemicals | SHW | No | Ind SHW - Equipment (High Cost) | -7.8232e-06 | -1.5823e-05 | -2.3894e-05 | -3.2002e-05 | -4.0124e-05 | -4.8247e-05 | -5.6396e-05 | -6.4552e-05 | -7.2691e-05 | -8.0801e-05 | -8.8529e-05 | -9.5898e-05
SDG&E | GWh | Industrial | Ind - Chemicals | SHW | No | Ind SHW - O&M (High Cost) | -2.4942e-06 | -5.1769e-06 | -8.0219e-06 | -1.1034e-05 | -1.4211e-05 | -1.7544e-05 | -2.106e-05 | -2.476e-05 | -2.864e-05 | -3.2705e-05 | -3.6777e-05 | -4.086e-05
SDG&E | GWh | Industrial | Ind - Chemicals | SHW | No | Ind SHW - O&M (Mid Cost) | -1.1327e-05 | -2.3477e-05 | -3.6345e-05 | -4.9895e-05 | -6.4129e-05 | -7.909e-05 | -9.4845e-05 | -0.00011139 | -0.00012873 | -0.00014687 | -0.00016501 | -0.00018316
SDG&E | GWh | Industrial | Ind - Chemicals | ProcRefrig | No | Ind ProcRefrig - O&M (High Cost) | 0.00024208 | 0.000489 | 0.00073846 | 0.00098908 | 0.0012406 | 0.0014927 | 0.0017453 | 0.0019987 | 0.0022526 | 0.0025067 | 0.0027613 | 0.0030162
SDG&E | GWh | Industrial | Ind - Chemicals | ProcRefrig | No | Ind ProcRefrig - O&M (Low Cost) | 0.00094509 | 0.0019035 | 0.0028706 | 0.0038401 | 0.0048123 | 0.0057852 | 0.0067595 | 0.0077349 | 0.008711 | 0.0096874 | 0.010664 | 0.01164
SDG&E | GWh | Industrial | Ind - Chemicals | ProcRefrig | No | Ind ProcRefrig - O&M (Mid Cost) | 0.011331 | 0.022833 | 0.034443 | 0.046086 | 0.057926 | 0.069776 | 0.081644 | 0.093527 | 0.10542 | 0.11732 | 0.12921 | 0.14111
SDG&E | GWh | Industrial | Ind - Chemicals | MachDr | No | Ind MachDr - Equipment (High Cost) | 0.015385 | 0.031054 | 0.046878 | 0.062767 | 0.07871 | 0.094679 | 0.11068 | 0.12673 | 0.14279 | 0.15888 | 0.17498 | 0.1911
SDG&E | GWh | Industrial | Ind - Chemicals | MachDr | No | Ind MachDr - Equipment (Low Cost) | 0.089273 | 0.17981 | 0.27118 | 0.36278 | 0.45462 | 0.54654 | 0.6386 | 0.73076 | 0.82298 | 0.91524 | 1.0075 | 1.0997
SDG&E | GWh | Industrial | Ind - Chemicals | MachDr | No | Ind MachDr - Equipment (Mid Cost) | 0.087188 | 0.17567 | 0.26497 | 0.35452 | 0.44433 | 0.53421 | 0.62424 | 0.71439 | 0.80462 | 0.89489 | 0.98517 | 1.0755
SDG&E | GWh | Industrial | Ind - Chemicals | MachDr | No | Ind MachDr - O&M (High Cost) | 0.0068037 | 0.013733 | 0.020731 | 0.027758 | 0.03481 | 0.041873 | 0.048951 | 0.056047 | 0.063154 | 0.070268 | 0.077391 | 0.084518
SDG&E | GWh | Industrial | Ind - Chemicals | MachDr | No | Ind MachDr - O&M (Low Cost) | 0.24527 | 0.49398 | 0.74498 | 0.99659 | 1.2489 | 1.5014 | 1.7542 | 2.0074 | 2.2607 | 2.5141 | 2.7675 | 3.0208
SDG&E | GWh | Industrial | Ind - Chemicals | MachDr | No | Ind MachDr - O&M (Mid Cost) | 0.019373 | 0.039045 | 0.058902 | 0.078818 | 0.098794 | 0.11879 | 0.13916 | 0.15955 | 0.17996 | 0.20038 | 0.2208 | 0.24123
SDG&E | GWh | Industrial | Ind - Electronics | HVAC | No | Ind HVAC - Equipment (Electric - High Cost) | 0.02728 | 0.053259 | 0.077777 | 0.10078 | 0.12235 | 0.14254 | 0.16144 | 0.17915 | 0.19572 | 0.21122 | 0.22573 | 0.23929
SDG&E | GWh | Industrial | Ind - Electronics | HVAC | No | Ind HVAC - Equipment (Electric - Low Cost) | 0.08837 | 0.1721 | 0.25104 | 0.32498 | 0.39423 | 0.45899 | 0.51957 | 0.57624 | 0.62921 | 0.67872 | 0.72496 | 0.76817
SDG&E | GWh | Industrial | Ind - Electronics | HVAC | No | Ind HVAC - Equipment (Electric - Mid Cost) | 0.027518 | 0.053617 | 0.078227 | 0.10129 | 0.12289 | 0.14309 | 0.162 | 0.17968 | 0.19622 | 0.21168 | 0.22612 | 0.23962
SDG&E | GWh | Industrial | Ind - Electronics | HVAC | No | Ind HVAC - Equipment (Gas - High Cost) | -0.0012888 | -0.0025417 | -0.0037471 | -0.0049267 | -0.0060725 | -0.0071522 | -0.0081864 | -0.0091761 | -0.010117 | -0.011015 | -0.01186 | -0.012655
SDG&E | GWh | Industrial | Ind - Electronics | HVAC | No | Ind HVAC - O&M (Electric - High Cost) | 0.0039358 | 0.0079463 | 0.012216 | 0.0165 | 0.020796 | 0.025097 | 0.029405 | 0.033721 | 0.03804 | 0.042363 | 0.046686 | 0.051011
SDG&E | GWh | Industrial | Ind - Electronics | HVAC | No | Ind HVAC - O&M (Electric - Low Cost) | 0.3809 | 0.76715 | 1.1569 | 1.5477 | 1.9395 | 2.3316 | 2.7243 | 3.1174 | 3.5108 | 3.9044 | 4.2979 | 4.6913
SDG&E | GWh | Industrial | Ind - Electronics | HVAC | No | Ind HVAC - O&M (Electric - Mid Cost) | 0.037668 | 0.075889 | 0.11447 | 0.15315 | 0.19194 | 0.23077 | 0.26965 | 0.30859 | 0.34756 | 0.38655 | 0.42554 | 0.46454
SDG&E | GWh | Industrial | Ind - Electronics | HVAC | No | Ind HVAC - O&M (Gas - High Cost) | 0.00077871 | 0.0015825 | 0.0024064 | 0.0032511 | 0.0041147 | 0.0049932 | 0.0058879 | 0.0067981 | 0.0077221 | 0.00866 | 0.0095988 | 0.010539
SDG&E | GWh | Industrial | Ind - Electronics | HVAC | No | Ind HVAC - O&M (Gas - Low Cost) | 2.0815e-05 | 4.224e-05 | 6.4176e-05 | 8.6587e-05 | 0.00010945 | 0.00013273 | 0.00015641 | 0.00018048 | 0.00020491 | 0.00022968 | 0.00025445 | 0.00027922
SDG&E | GWh | Industrial | Ind - Electronics | HVAC | No | Ind HVAC - O&M (Gas - Mid Cost) | 0.0010928 | 0.0022182 | 0.0033709 | 0.0045497 | 0.0057534 | 0.0069784 | 0.0082252 | 0.0094928 | 0.010779 | 0.012085 | 0.01339 | 0.014696
SDG&E | GWh | Industrial | Ind - Electronics | Lighting | No | Ind Lighting - Equipment (High Cost) | 0.032812 | 0.06401 | 0.09342 | 0.12098 | 0.1468 | 0.17094 | 0.19351 | 0.21464 | 0.23439 | 0.25284 | 0.27008 | 0.28619
SDG&E | GWh | Industrial | Ind - Electronics | Lighting | No | Ind Lighting - Equipment (Low Cost) | 0.043177 | 0.084045 | 0.12254 | 0.15856 | 0.19226 | 0.22375 | 0.25317 | 0.28067 | 0.30635 | 0.33033 | 0.35271 | 0.3736
SDG&E | GWh | Industrial | Ind - Electronics | Lighting | No | Ind Lighting - Equipment (Mid Cost) | 0.21018 | 0.40931 | 0.59691 | 0.77249 | 0.93685 | 1.0904 | 1.2339 | 1.3681 | 1.4934 | 1.6105 | 1.7197 | 1.8217
SDG&E | GWh | Industrial | Ind - Electronics | Lighting | No | Ind Lighting - O&M (High Cost) | 0.002827 | 0.0055143 | 0.0080475 | 0.010421 | 0.012645 | 0.014723 | 0.016668 | 0.018487 | 0.020188 | 0.021776 | 0.023261 | 0.024704
SDG&E | GWh | Industrial | Ind - Electronics | Lighting | No | Ind Lighting - O&M (Low Cost) | 0.024034 | 0.046781 | 0.068206 | 0.088252 | 0.10701 | 0.12453 | 0.14091 | 0.15622 | 0.17051 | 0.18385 | 0.19631 | 0.20793
SDG&E | GWh | Industrial | Ind - Electronics | Lighting | No | Ind Lighting - O&M (Mid Cost) | 0.0008793 | 0.0017125 | 0.0024976 | 0.0032324 | 0.003931 | 0.0045836 | 0.0051937 | 0.0057638 | 0.0062964 | 0.0067936 | 0.0072578 | 0.007691
SDG&E | GWh | Industrial | Ind - Electronics | ProcHeat | No | Ind ProcHeat - Equipment (Electric - Low Cost) | 0.01392 | 0.028037 | 0.042283 | 0.056564 | 0.070884 | 0.085215 | 0.099566 | 0.11393 | 0.12831 | 0.14269 | 0.15708 | 0.17146
SDG&E | GWh | Industrial | Ind - Electronics | ProcHeat | No | Ind ProcHeat - Equipment (Electric - Mid Cost) | 0.002948 | 0.0059389 | 0.0089574 | 0.011984 | 0.015019 | 0.018056 | 0.021098 | 0.024144 | 0.027193 | 0.030242 | 0.033292 | 0.036342
SDG&E | GWh | Industrial | Ind - Electronics | ProcHeat | No | Ind ProcHeat - Equipment (Gas - Mid Cost) | 0.0011358 | 0.0023058 | 0.0035042 | 0.0047301 | 0.0059822 | 0.0072563 | 0.0085534 | 0.0098721 | 0.011211 | 0.012569 | 0.013927 | 0.015286
SDG&E | GWh | Industrial | Ind - Electronics | ProcHeat | No | Ind ProcHeat - O&M (Gas - High Cost) | -6.6001e-06 | -1.3421e-05 | -2.0419e-05 | -2.7624e-05 | -3.5022e-05 | -4.2531e-05 | -5.0191e-05 | -5.7998e-05 | -6.5928e-05 | -7.3991e-05 | -8.2071e-05 | -9.0177e-05
SDG&E | GWh | Industrial | Ind - Electronics | SHW | No | Ind SHW - Equipment (High Cost) | 9.1259e-05 | 0.00018116 | 0.00026901 | 0.00035531 | 0.0004398 | 0.0005214 | 0.00060071 | 0.00067772 | 0.00075224 | 0.00082441 | 0.00089331 | 0.00095918
SDG&E | GWh | Industrial | Ind - Electronics | ProcRefrig | No | Ind ProcRefrig - O&M (High Cost) | 0.0023668 | 0.0047787 | 0.0072149 | 0.0096615 | 0.012117 | 0.014576 | 0.017042 | 0.019514 | 0.021989 | 0.024468 | 0.02695 | 0.029434
SDG&E | GWh | Industrial | Ind - Electronics | ProcRefrig | No | Ind ProcRefrig - O&M (Low Cost) | 0.099014 | 0.19995 | 0.30181 | 0.40393 | 0.50632 | 0.6088 | 0.71143 | 0.81418 | 0.917 | 1.0199 | 1.1227 | 1.2256
SDG&E | GWh | Industrial | Ind - Electronics | ProcRefrig | No | Ind ProcRefrig - O&M (Mid Cost) | 0.035017 | 0.070567 | 0.10645 | 0.14244 | 0.17853 | 0.21519 | 0.25191 | 0.28867 | 0.32547 | 0.36228 | 0.39909 | 0.4359
SDG&E | GWh | Industrial | Ind - Electronics | MachDr | No | Ind MachDr - Equipment (High Cost) | 0.015373 | 0.03105 | 0.046888 | 0.062798 | 0.078768 | 0.094766 | 0.1108 | 0.12689 | 0.143 | 0.15914 | 0.1753 | 0.19147
SDG&E | GWh | Industrial | Ind - Electronics | MachDr | No | Ind MachDr - Equipment (Low Cost) | 0.097352 | 0.19608 | 0.29571 | 0.39559 | 0.49575 | 0.59598 | 0.69636 | 0.79685 | 0.89741 | 0.99801 | 1.0986 | 1.1992
SDG&E | GWh | Industrial | Ind - Electronics | MachDr | No | Ind MachDr - Equipment (Mid Cost) | 0.21329 | 0.42978 | 0.64829 | 0.86741 | 1.0872 | 1.3071 | 1.5274 | 1.7481 | 1.9689 | 2.1898 | 2.4107 | 2.6317
SDG&E | GWh | Industrial | Ind - Electronics | MachDr | No | Ind MachDr - O&M (High Cost) | 0.0089492 | 0.018072 | 0.027288 | 0.036545 | 0.045835 | 0.055142 | 0.06447 | 0.073826 | 0.083197 | 0.092579 | 0.10198 | 0.11138
SDG&E | GWh | Industrial | Ind - Electronics | MachDr | No | Ind MachDr - O&M (Low Cost) | 0.49665 | 1.0003 | 1.5086 | 2.0181 | 2.529 | 3.0403 | 3.5523 | 4.0649 | 4.5779 | 5.0911 | 5.6041 | 6.1172
SDG&E | GWh | Industrial | Ind - Electronics | MachDr | No | Ind MachDr - O&M (Mid Cost) | 0.074218 | 0.14957 | 0.22562 | 0.30189 | 0.37839 | 0.45607 | 0.53386 | 0.61176 | 0.68972 | 0.76771 | 0.8457 | 0.9237
SDG&E | GWh | Industrial | Ind - Food | HVAC | No | Ind HVAC - Equipment (Electric - High Cost) | 0.0022029 | 0.0043016 | 0.0062824 | 0.0081414 | 0.0098845 | 0.011516 | 0.013044 | 0.014475 | 0.015815 | 0.017068 | 0.018241 | 0.019337
SDG&E | GWh | Industrial | Ind - Food | HVAC | No | Ind HVAC - Equipment (Electric - Low Cost) | 0.0024758 | 0.0048214 | 0.0070327 | 0.0091037 | 0.011044 | 0.012858 | 0.014554 | 0.016141 | 0.017625 | 0.019012 | 0.020307 | 0.021517
SDG&E | GWh | Industrial | Ind - Food | HVAC | No | Ind HVAC - Equipment (Electric - Mid Cost) | 0.0015203 | 0.0029616 | 0.0043205 | 0.0055935 | 0.0067861 | 0.0079012 | 0.0089446 | 0.0099207 | 0.010833 | 0.011686 | 0.012483 | 0.013228
SDG&E | GWh | Industrial | Ind - Food | HVAC | No | Ind HVAC - Equipment (Gas - High Cost) | -5.6239e-05 | -0.00011015 | -0.00016082 | -0.00020921 | -0.00025508 | -0.0002974 | -0.00033702 | -0.00037406 | -0.00040851 | -0.00044064 | -0.00047081 | -0.00049917
SDG&E | GWh | Industrial | Ind - Food | HVAC | No | Ind HVAC - Equipment (Gas - Mid Cost) | -8.1281e-06 | -1.5851e-05 | -2.3073e-05 | -2.9822e-05 | -3.6116e-05 | -4.1969e-05 | -4.7415e-05 | -5.2471e-05 | -5.7161e-05 | -6.1508e-05 | -6.557e-05 | -6.9367e-05
SDG&E | GWh | Industrial | Ind - Food | HVAC | No | Ind HVAC - O&M (Electric - High Cost) | 0.0028522 | 0.0057695 | 0.0087173 | 0.01168 | 0.014653 | 0.017864 | 0.02108 | 0.024302 | 0.027528 | 0.030756 | 0.033985 | 0.037216
SDG&E | GWh | Industrial | Ind - Food | HVAC | No | Ind HVAC - O&M (Electric - Low Cost) | 0.015019 | 0.030248 | 0.045617 | 0.061024 | 0.076472 | 0.091932 | 0.10741 | 0.12291 | 0.13842 | 0.15394 | 0.16945 | 0.18496
SDG&E | GWh | Industrial | Ind - Food | HVAC | No | Ind HVAC - O&M (Electric - Mid Cost) | 0.0046327 | 0.0093327 | 0.014076 | 0.018832 | 0.023602 | 0.028375 | 0.033156 | 0.037942 | 0.042733 | 0.047525 | 0.052318 | 0.057111
SDG&E | GWh | Industrial | Ind - Food | Lighting | No | Ind Lighting - Equipment (High Cost) | 0.0082971 | 0.016186 | 0.023623 | 0.030594 | 0.037122 | 0.043226 | 0.048935 | 0.054278 | 0.059272 | 0.063938 | 0.068299 | 0.072373
SDG&E | GWh | Industrial | Ind - Food | Lighting | No | Ind Lighting - Equipment (Low Cost) | 0.0099707 | 0.019409 | 0.028299 | 0.036617 | 0.044401 | 0.051673 | 0.05847 | 0.06482 | 0.070752 | 0.076291 | 0.081459 | 0.086284
SDG&E | GWh | Industrial | Ind - Food | Lighting | No | Ind Lighting - Equipment (Mid Cost) | 0.024478 | 0.047668 | 0.069515 | 0.089964 | 0.1091 | 0.12699 | 0.1437 | 0.15933 | 0.17392 | 0.18755 | 0.20028 | 0.21215
SDG&E | GWh | Industrial | Ind - Food | Lighting | No | Ind Lighting - O&M (High Cost) | 0.00010846 | 0.00021154 | 0.00030871 | 0.00039977 | 0.00048504 | 0.00056476 | 0.00063932 | 0.00070908 | 0.00077429 | 0.00083521 | 0.00089429 | 0.00094944
SDG&E | GWh | Industrial | Ind - Food | Lighting | No | Ind Lighting - O&M (Low Cost) | 0.0043117 | 0.0083925 | 0.012236 | 0.015832 | 0.019198 | 0.022341 | 0.025279 | 0.028025 | 0.030589 | 0.032983 | 0.035217 | 0.037302
SDG&E | GWh | Industrial | Ind - Food | Lighting | No | Ind Lighting - O&M (Mid Cost) | 5.6929e-05 | 0.00011087 | 0.0001617 | 0.00020927 | 0.00025449 | 0.00029672 | 0.00033621 | 0.00037311 | 0.00040757 | 0.00043976 | 0.00046979 | 0.00049783
SDG&E | GWh | Industrial | Ind - Food | ProcHeat | No | Ind ProcHeat - Equipment (Electric - High Cost) | 0.0019012 | 0.0038301 | 0.0057771 | 0.0077305 | 0.0096905 | 0.011652 | 0.013616 | 0.015583 | 0.017552 | 0.019522 | 0.021492 | 0.023463
SDG&E | GWh | Industrial | Ind - Food | ProcHeat | No | Ind ProcHeat - Equipment (Electric - Low Cost) | 0.002588 | 0.0052127 | 0.0078615 | 0.010517 | 0.01318 | 0.015844 | 0.018513 | 0.021185 | 0.023858 | 0.026533 | 0.029207 | 0.031882
SDG&E | GWh | Industrial | Ind - Food | ProcHeat | No | Ind ProcHeat - Equipment (Electric - Mid Cost) | 0.0028759 | 0.005795 | 0.0087415 | 0.011697 | 0.014661 | 0.017628 | 0.020599 | 0.023575 | 0.026554 | 0.029534 | 0.032515 | 0.035497
SDG&E | GWh | Industrial | Ind - Food | ProcHeat | No | Ind ProcHeat - Equipment (Gas - High Cost) | 0.00031956 | 0.00064596 | 0.00097335 | 0.0013034 | 0.0016348 | 0.0019639 | 0.0022924 | 0.0026198 | 0.0029453 | 0.003269 | 0.0035936 | 0.0039193
SDG&E | GWh | Industrial | Ind - Food | ProcHeat | No | Ind ProcHeat - Equipment (Gas - Mid Cost) | 0.00046629 | 0.00094045 | 0.0014151 | 0.0018896 | 0.0023632 | 0.0028348 | 0.0033043 | 0.0037709 | 0.0042341 | 0.0046937 | 0.0051534 | 0.0056132
SDG&E | GWh | Industrial | Ind - Food | ProcHeat | No | Ind ProcHeat - O&M (Gas - High Cost) | -0.00074346 | -0.0015011 | -0.0022603 | -0.0030219 | -0.0037836 | -0.0045412 | -0.0052962 | -0.0060472 | -0.0067931 | -0.0075338 | -0.0082751 | -0.0090176
SDG&E | GWh | Industrial | Ind - Food | ProcHeat | No | Ind ProcHeat - O&M (Gas - Mid Cost) | -0.00011514 | -0.00023226 | -0.0003495 | -0.00046678 | -0.00058388 | -0.00070044 | -0.00081652 | -0.00093189 | -0.0010464 | -0.0011601 | -0.0012738 | -0.0013876
SDG&E | GWh | Industrial | Ind - Food | SHW | No | Ind SHW - Equipment (Mid Cost) | 6.1241e-05 | 0.00012054 | 0.00017706 | 0.00023088 | 0.00028202 | 0.00033051 | 0.00037647 | 0.00041997 | 0.00046109 | 0.00049993 | 0.00053693 | 0.00057217
SDG&E | GWh | Industrial | Ind - Food | SHW | No | Ind SHW - O&M (High Cost) | -2.4127e-06 | -4.8738e-06 | -7.3412e-06 | -9.8232e-06 | -1.2312e-05 | -1.4785e-05 | -1.7252e-05 | -1.9709e-05 | -2.215e-05 | -2.4577e-05 | -2.7008e-05 | -2.9446e-05
SDG&E | GWh | Industrial | Ind - Food | SHW | No | Ind SHW - O&M (Mid Cost) | -8.3198e-06 | -1.6781e-05 | -2.5253e-05 | -3.3726e-05 | -4.2185e-05 | -5.0606e-05 | -5.8991e-05 | -6.7325e-05 | -7.5601e-05 | -8.3811e-05 | -9.2025e-05 | -0.00010024
SDG&E | GWh | Industrial | Ind - Food | ProcRefrig | No | Ind ProcRefrig - Equipment (High Cost) | 0.0022739 | 0.0045882 | 0.0069253 | 0.0092713 | 0.011625 | 0.013983 | 0.016345 | 0.018712 | 0.021083 | 0.023456 | 0.025832 | 0.028209
SDG&E | GWh | Industrial | Ind - Food | ProcRefrig | No | Ind ProcRefrig - Equipment (Low Cost) | 3.8102e-06 | 7.6751e-06 | 1.1576e-05 | 1.5486e-05 | 1.9408e-05 | 2.3333e-05 | 2.7263e-05 | 3.1198e-05 | 3.5137e-05 | 3.9077e-05 | 4.3016e-05 | 4.6956e-05
SDG&E | GWh | Industrial | Ind - Food | ProcRefrig | No | Ind ProcRefrig - Equipment (Mid Cost) | 0.00072467 | 0.0014606 | 0.0022034 | 0.0029485 | 0.0036957 | 0.0044438 | 0.0051931 | 0.0059436 | 0.0066948 | 0.0074464 | 0.0081983 | 0.0089504
SDG&E | GWh | Industrial | Ind - Food | ProcRefrig | No | Ind ProcRefrig - O&M (High Cost) | 0.0035333 | 0.0071369 | 0.010778 | 0.014435 | 0.018106 | 0.021783 | 0.02547 | 0.029168 | 0.032872 | 0.036581 | 0.040296 | 0.044015
SDG&E | GWh | Industrial | Ind - Food | ProcRefrig | No | Ind ProcRefrig - O&M (Low Cost) | 0.01868 | 0.03763 | 0.05687 | 0.076159 | 0.095501 | 0.11486 | 0.13424 | 0.15365 | 0.17307 | 0.1925 | 0.21193 | 0.23136
SDG&E | GWh | Industrial | Ind - Food | ProcRefrig | No | Ind ProcRefrig - O&M (Mid Cost) | 0.0059975 | 0.012089 | 0.018238 | 0.024406 | 0.030592 | 0.036785 | 0.043108 | 0.049439 | 0.055776 | 0.062116 | 0.068456 | 0.074797
SDG&E | GWh | Industrial | Ind - Food | MachDr | No | Ind MachDr - Equipment (High Cost) | 0.010308 | 0.020817 | 0.031433 | 0.042099 | 0.052805 | 0.063529 | 0.074279 | 0.085061 | 0.095861 | 0.10667 | 0.1175 | 0.12835
SDG&E | GWh | Industrial | Ind - Food | MachDr | No | Ind MachDr - Equipment (Low Cost) | 0.043774 | 0.088167 | 0.13297 | 0.17788 | 0.22292 | 0.26799 | 0.31313 | 0.35832 | 0.40354 | 0.44878 | 0.49401 | 0.53925
SDG&E | GWh | Industrial | Ind - Food | MachDr | No | Ind MachDr - Equipment (Mid Cost) | 0.045616 | 0.091912 | 0.13864 | 0.18549 | 0.23248 | 0.27951 | 0.32662 | 0.37379 | 0.421 | 0.46823 | 0.51547 | 0.56272
SDG&E | GWh | Industrial | Ind - Food | MachDr | No | Ind MachDr - O&M (High Cost) | 0.0044486 | 0.0089799 | 0.013556 | 0.018152 | 0.022763 | 0.027382 | 0.032011 | 0.036652 | 0.0413 | 0.045953 | 0.050612 | 0.055275
SDG&E | GWh | Industrial | Ind - Food | MachDr | No | Ind MachDr - O&M (Low Cost) | 0.13179 | 0.26543 | 0.4003 | 0.5355 | 0.67106 | 0.80673 | 0.9426 | 1.0786 | 1.2147 | 1.3509 | 1.487 | 1.6232
SDG&E | GWh | Industrial | Ind - Food | MachDr | No | Ind MachDr - O&M (Mid Cost) | 0.017087 | 0.034436 | 0.051949 | 0.069512 | 0.087127 | 0.10504 | 0.12297 | 0.14093 | 0.15891 | 0.17689 | 0.19487 | 0.21285
SDG&E | GWh | Industrial | Ind - Lumber & Furniture | HVAC | No | Ind HVAC - Equipment (Electric - High Cost) | 1.2379e-05 | 2.4156e-05 | 3.5269e-05 | 4.57e-05 | 5.5485e-05 | 6.4636e-05 | 7.3206e-05 | 8.1233e-05 | 8.8744e-05 | 9.5769e-05 | 0.00010234 | 0.00010849
SDG&E | GWh | Industrial | Ind - Lumber & Furniture | HVAC | No | Ind HVAC - Equipment (Electric - Low Cost) | 0.00017889 | 0.00034835 | 0.00050812 | 0.00065775 | 0.00079791 | 0.00092895 | 0.0010515 | 0.0011662 | 0.0012734 | 0.0013736 | 0.0014671 | 0.0015546
SDG&E | GWh | Industrial | Ind - Lumber & Furniture | HVAC | No | Ind HVAC - Equipment (Electric - Mid Cost) | 0.00026819 | 0.00052244 | 0.00076218 | 0.00098676 | 0.0011972 | 0.0013939 | 0.001578 | 0.0017502 | 0.0019112 | 0.0020617 | 0.0022023 | 0.0023337
SDG&E | GWh | Industrial | Ind - Lumber & Furniture | HVAC | No | Ind HVAC - O&M (Electric - High Cost) | 0.00010156 | 0.00020975 | 0.00031897 | 0.00042851 | 0.00053837 | 0.00064835 | 0.00075851 | 0.00086884 | 0.00097928 | 0.0010898 | 0.0012003 | 0.0013109
SDG&E | GWh | Industrial | Ind - Lumber & Furniture | HVAC | No | Ind HVAC - O&M (Electric - Low Cost) | 0.0014168 | 0.0028536 | 0.0043036 | 0.0057572 | 0.0072147 | 0.0086734 | 0.010134 | 0.011597 | 0.01306 | 0.014524 | 0.015988 | 0.017451
SDG&E | GWh | Industrial | Ind - Lumber & Furniture | HVAC | No | Ind HVAC - O&M (Electric - Mid Cost) | 0.00046827 | 0.00094331 | 0.0014227 | 0.0019035 | 0.0023855 | 0.002868 | 0.0033512 | 0.003835 | 0.0043192 | 0.0048036 | 0.005288 | 0.0057725
SDG&E | GWh | Industrial | Ind - Lumber & Furniture | Lighting | No | Ind Lighting - Equipment (High Cost) | 0.0016012 | 0.0031242 | 0.0045601 | 0.0059061 | 0.0071669 | 0.0083456 | 0.0094482 | 0.01048 | 0.011445 | 0.012347 | 0.013189 | 0.013976
SDG&E | GWh | Industrial | Ind - Lumber & Furniture | Lighting | No | Ind Lighting - Equipment (Low Cost) | 0.0011953 | 0.0023269 | 0.0033927 | 0.00439 | 0.0053233 | 0.0061951 | 0.00701 | 0.0077715 | 0.0084827 | 0.0091468 | 0.0097665 | 0.010345
SDG&E | GWh | Industrial | Ind - Lumber & Furniture | Lighting | No | Ind Lighting - Equipment (Mid Cost) | 0.0042813 | 0.0083375 | 0.012159 | 0.015735 | 0.019083 | 0.022211 | 0.025135 | 0.027868 | 0.030421 | 0.032805 | 0.03503 | 0.037108
SDG&E | GWh | Industrial | Ind - Lumber & Furniture | Lighting | No | Ind Lighting - O&M (High Cost) | 9.0862e-06 | 1.7735e-05 | 2.5889e-05 | 3.3535e-05 | 4.0698e-05 | 4.7395e-05 | 5.3661e-05 | 5.9527e-05 | 6.5011e-05 | 7.0136e-05 | 7.4928e-05 | 7.9404e-05
SDG&E | GWh | Industrial | Ind - Lumber & Furniture | Lighting | No | Ind Lighting - O&M (Low Cost) | 0.0003584 | 0.0006976 | 0.0010171 | 0.001316 | 0.0015958 | 0.0018571 | 0.0021013 | 0.0023295 | 0.0025427 | 0.0027416 | 0.0029274 | 0.0031007
SDG&E | GWh | Industrial | Ind - Lumber & Furniture | Lighting | No | Ind Lighting - O&M (Mid Cost) | 4.8032e-07 | 9.3569e-07 | 1.3647e-06 | 1.7664e-06 | 2.1425e-06 | 2.4938e-06 | 2.8291e-06 | 3.1425e-06 | 3.4353e-06 | 3.7087e-06 | 3.9638e-06 | 4.202e-06
SDG&E | GWh | Industrial | Ind - Lumber & Furniture | MachDr | No | Ind MachDr - Equipment (High Cost) | 0.00050708 | 0.00097854 | 0.001413 | 0.0018113 | 0.002176 | 0.0025092 | 0.002814 | 0.0030928 | 0.0033475 | 0.0035802 | 0.0037929 | 0.003987
SDG&E | GWh | Industrial | Ind - Lumber & Furniture | MachDr | No | Ind MachDr - Equipment (Low Cost) | 0.0042254 | 0.0081347 | 0.011734 | 0.015026 | 0.018037 | 0.020786 | 0.023298 | 0.025592 | 0.027686 | 0.029597 | 0.031341 | 0.032931
SDG&E | GWh | Industrial | Ind - Lumber & Furniture | MachDr | No | Ind MachDr - Equipment (Mid Cost) | 0.0068489 | 0.01319 | 0.019029 | 0.02437 | 0.029257 | 0.033719 | 0.037796 | 0.04152 | 0.044921 | 0.048025 | 0.050857 | 0.053441
SDG&E | GWh | Industrial | Ind - Lumber & Furniture | MachDr | No | Ind MachDr - O&M (High Cost) | 0.00029548 | 0.00059662 | 0.0009008 | 0.0012063 | 0.0015129 | 0.00182 | 0.0021278 | 0.0024365 | 0.0027457 | 0.0030552 | 0.0033652 | 0.0036754
SDG&E | GWh | Industrial | Ind - Lumber & Furniture | MachDr | No | Ind MachDr - O&M (Low Cost) | 0.021607 | 0.043594 | 0.065783 | 0.088026 | 0.11033 | 0.13265 | 0.15501 | 0.17738 | 0.19978 | 0.22218 | 0.24458 | 0.26698
SDG&E | GWh | Industrial | Ind - Lumber & Furniture | MachDr | No | Ind MachDr - O&M (Mid Cost) | 0.0050229 | 0.010122 | 0.015269 | 0.020431 | 0.025608 | 0.030863 | 0.036126 | 0.041395 | 0.046669 | 0.051945 | 0.057221 | 0.062498
SDG&E | GWh | Industrial | Ind - Machinery | HVAC | No | Ind HVAC - Equipment (Electric - High Cost) | 0.0067366 | 0.013178 | 0.019263 | 0.024985 | 0.030357 | 0.035386 | 0.0401 | 0.044521 | 0.048659 | 0.052532 | 0.056157 | 0.059549
SDG&E | GWh | Industrial | Ind - Machinery | HVAC | No | Ind HVAC - Equipment (Electric - Low Cost) | 0.0057091 | 0.011118 | 0.016218 | 0.020994 | 0.025469 | 0.029652 | 0.033566 | 0.037226 | 0.040649 | 0.043847 | 0.046834 | 0.049625
SDG&E | GWh | Industrial | Ind - Machinery | HVAC | No | Ind HVAC - Equipment (Electric - Mid Cost) | 0.0070106 | 0.013658 | 0.019927 | 0.025799 | 0.031302 | 0.036447 | 0.041261 | 0.045765 | 0.049976 | 0.053913 | 0.057591 | 0.061027
SDG&E | GWh | Industrial | Ind - Machinery | HVAC | No | Ind HVAC - Equipment (Gas - High Cost) | 0.00011206 | 0.0002185 | 0.00031686 | 0.00040852 | 0.00049403 | 0.00057344 | 0.00064788 | 0.00071765 | 0.00078296 | 0.0008441 | 0.00090133 | 0.00095497
SDG&E | GWh | Industrial | Ind - Machinery | HVAC | No | Ind HVAC - Equipment (Gas - Mid Cost) | -0.0023654 | -0.0046051 | -0.0066718 | -0.0085865 | -0.010364 | -0.012019 | -0.013567 | -0.015015 | -0.016369 | -0.017634 | -0.018816 | -0.019922
SDG&E | GWh | Industrial | Ind - Machinery | HVAC | No | Ind HVAC - O&M (Electric - High Cost) | 0.0010659 | 0.0021996 | 0.003344 | 0.0044918 | 0.005643 | 0.0067954 | 0.0079497 | 0.0091059 | 0.010263 | 0.011421 | 0.012579 | 0.013738
SDG&E | GWh | Industrial | Ind - Machinery | HVAC | No | Ind HVAC - O&M (Electric - Low Cost) | 0.050158 | 0.10102 | 0.15235 | 0.2038 | 0.2554 | 0.30703 | 0.35874 | 0.41051 | 0.46231 | 0.51413 | 0.56594 | 0.61775
SDG&E | GWh | Industrial | Ind - Machinery | HVAC | No | Ind HVAC - O&M (Electric - Mid Cost) | 0.011771 | 0.023712 | 0.035764 | 0.047849 | 0.05997 | 0.0721 | 0.084249 | 0.096413 | 0.10859 | 0.12077 | 0.13295 | 0.14513
SDG&E | GWh | Industrial | Ind - Machinery | HVAC | No | Ind HVAC - O&M (Gas - High Cost) | 0.0031199 | 0.0062844 | 0.0094102 | 0.012511 | 0.015592 | 0.018663 | 0.021738 | 0.024818 | 0.027902 | 0.030986 | 0.034072 | 0.037162
SDG&E | GWh | Industrial | Ind - Machinery | HVAC | No | Ind HVAC - O&M (Gas - Low Cost) | 0.0004231 | 0.00085153 | 0.0012745 | 0.0016931 | 0.0021085 | 0.0025226 | 0.002937 | 0.0033516 | 0.0037667 | 0.0041814 | 0.0045962 | 0.005011
SDG&E | GWh | Industrial | Ind - Machinery | Lighting | No | Ind Lighting - Equipment (High Cost) | 0.020533 | 0.040052 | 0.058452 | 0.075696 | 0.091847 | 0.10694 | 0.12107 | 0.13428 | 0.14663 | 0.15817 | 0.16896 | 0.17903
SDG&E | GWh | Industrial | Ind - Machinery | Lighting | No | Ind Lighting - Equipment (Low Cost) | 0.010741 | 0.020908 | 0.030485 | 0.039445 | 0.047831 | 0.055665 | 0.062986 | 0.069828 | 0.076218 | 0.082185 | 0.087753 | 0.09295
SDG&E | GWh | Industrial | Ind - Machinery | Lighting | No | Ind Lighting - Equipment (Mid Cost) | 0.067998 | 0.13242 | 0.19311 | 0.24992 | 0.3031 | 0.35277 | 0.39921 | 0.44262 | 0.48317 | 0.52104 | 0.55638 | 0.58938
SDG&E | GWh | Industrial | Ind - Machinery | Lighting | No | Ind Lighting - O&M (Low Cost) | 0.0080692 | 0.015706 | 0.0229 | 0.02963 | 0.035929 | 0.041812 | 0.047311 | 0.052449 | 0.057248 | 0.061729 | 0.06591 | 0.069813
SDG&E | GWh | Industrial | Ind - Machinery | Lighting | No | Ind Lighting - O&M (Mid Cost) | 0.00067697 | 0.0013199 | 0.0019259 | 0.0024936 | 0.0030253 | 0.0035221 | 0.0039869 | 0.0044216 | 0.0048399 | 0.0052305 | 0.0055952 | 0.0059356
SDG&E | GWh | Industrial | Ind - Machinery | ProcHeat | No | Ind ProcHeat - Equipment (Electric - High Cost) | 0.00098996 | 0.0020042 | 0.0030297 | 0.0040622 | 0.0050999 | 0.0061399 | 0.0071835 | 0.008232 | 0.009283 | 0.010336 | 0.011393 | 0.012452
SDG&E | GWh | Industrial | Ind - Machinery | ProcHeat | No | Ind ProcHeat - Equipment (Electric - Low Cost) | 0.0043388 | 0.008739 | 0.01318 | 0.017631 | 0.022095 | 0.026562 | 0.031036 | 0.035515 | 0.039997 | 0.04448 | 0.048963 | 0.053447
SDG&E | GWh | Industrial | Ind - Machinery | ProcHeat | No | Ind ProcHeat - Equipment (Electric - Mid Cost) | 0.0010579 | 0.0021315 | 0.0032152 | 0.0043018 | 0.0053916 | 0.0064823 | 0.0075748 | 0.0086688 | 0.0097638 | 0.010859 | 0.011955 | 0.013051
SDG&E | GWh | Industrial | Ind - Machinery | ProcHeat | No | Ind ProcHeat - Equipment (Gas - High Cost) | -5.3072e-05 | -0.0001073 | -0.00016106 | -0.00021522 | -0.00026971 | -0.00032368 | -0.00037801 | -0.00043269 | -0.00048754 | -0.00054258 | -0.00059781 | -0.00065334
SDG&E | GWh | Industrial | Ind - Machinery | ProcHeat | No | Ind ProcHeat - Equipment (Gas - Low Cost) | 0.00042086 | 0.00084706 | 0.0012678 | 0.0016843 | 0.0020977 | 0.0025097 | 0.0029221 | 0.0033348 | 0.0037478 | 0.0041606 | 0.0045734 | 0.0049863
SDG&E | GWh | Industrial | Ind - Machinery | ProcHeat | No | Ind ProcHeat - Equipment (Gas - Mid Cost) | 9.7966e-09 | 1.9723e-08 | 2.9525e-08 | 3.9239e-08 | 4.8888e-08 | 5.8502e-08 | 6.8129e-08 | 7.7764e-08 | 8.741e-08 | 9.7054e-08 | 1.067e-07 | 1.1635e-07
SDG&E | GWh | Industrial | Ind - Machinery | ProcHeat | No | Ind ProcHeat - O&M (Gas - High Cost) | -0.0026856 | -0.0054125 | -0.0081084 | -0.010793 | -0.013466 | -0.016127 | -0.018794 | -0.021465 | -0.024141 | -0.026818 | -0.029499 | -0.032183
SDG&E | GWh | Industrial | Ind - Machinery | ProcHeat | No | Ind ProcHeat - O&M (Gas - Mid Cost) | -0.00031577 | -0.00063568 | -0.00095158 | -0.0012645 | -0.0015753 | -0.0018851 | -0.0021951 | -0.0025055 | -0.0028162 | -0.0031268 | -0.0034374 | -0.0037482
SDG&E | GWh | Industrial | Ind - Machinery | ProcRefrig | No | Ind ProcRefrig - O&M (High Cost) | 0.0016752 | 0.0033821 | 0.0051064 | 0.0068379 | 0.0085757 | 0.010316 | 0.012061 | 0.013811 | 0.015563 | 0.017317 | 0.019074 | 0.020832
SDG&E | GWh | Industrial | Ind - Machinery | ProcRefrig | No | Ind ProcRefrig - O&M (Low Cost) | 0.006342 | 0.012798 | 0.019314 | 0.025846 | 0.032396 | 0.038951 | 0.045515 | 0.052087 | 0.058663 | 0.065242 | 0.07182 | 0.078398
SDG&E | GWh | Industrial | Ind - Machinery | ProcRefrig | No | Ind ProcRefrig - O&M (Mid Cost) | 0.007263 | 0.014636 | 0.022079 | 0.029542 | 0.037028 | 0.044625 | 0.052233 | 0.059852 | 0.067476 | 0.075104 | 0.082732 | 0.090361
SDG&E | GWh | Industrial | Ind - Machinery | MachDr | No | Ind MachDr - Equipment (High Cost) | 0.0057373 | 0.011589 | 0.0175 | 0.023439 | 0.029401 | 0.035373 | 0.04136 | 0.047366 | 0.053381 | 0.059405 | 0.065438 | 0.071478
SDG&E | GWh | Industrial | Ind - Machinery | MachDr | No | Ind MachDr - Equipment (Low Cost) | 0.054321 | 0.10941 | 0.16501 | 0.22075 | 0.27663 | 0.33257 | 0.38858 | 0.44466 | 0.50078 | 0.55693 | 0.61306 | 0.6692
SDG&E | GWh | Industrial | Ind - Machinery | MachDr | No | Ind MachDr - Equipment (Mid Cost) | 0.038456 | 0.077489 | 0.11689 | 0.1564 | 0.19602 | 0.23569 | 0.27541 | 0.3152 | 0.35502 | 0.39486 | 0.4347 | 0.47456
SDG&E | GWh | Industrial | Ind - Machinery | MachDr | No | Ind MachDr - O&M (High Cost) | 0.00058718 | 0.0011856 | 0.0017901 | 0.0023971 | 0.0030064 | 0.0036167 | 0.0042284 | 0.0048419 | 0.0054563 | 0.0060713 | 0.0066873 | 0.0073038
SDG&E | GWh | Industrial | Ind - Machinery | MachDr | No | Ind MachDr - O&M (Low Cost) | 0.2125 | 0.42867 | 0.64683 | 0.86553 | 1.0848 | 1.3043 | 1.5241 | 1.7441 | 1.9643 | 2.1846 | 2.4048 | 2.625
SDG&E | GWh | Industrial | Ind - Machinery | MachDr | No | Ind MachDr - O&M (Mid Cost) | 0.031258 | 0.062993 | 0.095026 | 0.12715 | 0.15937 | 0.19212 | 0.22491 | 0.25775 | 0.29061 | 0.32349 | 0.35637 | 0.38925
SDG&E | GWh | Industrial | Ind - Metals (Fabricated) | HVAC | No | Ind HVAC - Equipment (Electric - High Cost) | 0.00093211 | 0.0018194 | 0.0026566 | 0.0034421 | 0.0041787 | 0.0048679 | 0.0055132 | 0.0061177 | 0.0066833 | 0.0072123 | 0.0077072 | 0.0081699
SDG&E | GWh | Industrial | Ind - Metals (Fabricated) | HVAC | No | Ind HVAC - Equipment (Electric - Low Cost) | 0.0058306 | 0.011355 | 0.016563 | 0.02144 | 0.026009 | 0.030281 | 0.034278 | 0.038015 | 0.04151 | 0.044776 | 0.047826 | 0.050676
SDG&E | GWh | Industrial | Ind - Metals (Fabricated) | HVAC | No | Ind HVAC - Equipment (Electric - Mid Cost) | 0.0034567 | 0.0067336 | 0.0098235 | 0.012718 | 0.01543 | 0.017965 | 0.020338 | 0.022557 | 0.024632 | 0.026572 | 0.028384 | 0.030077
SDG&E | GWh | Industrial | Ind - Metals (Fabricated) | HVAC | No | Ind HVAC - Equipment (Gas - High Cost) | -0.00020625 | -0.00040581 | -0.00059697 | -0.00078264 | -0.00096164 | -0.0011313 | -0.0012934 | -0.0014482 | -0.0015955 | -0.0017359 | -0.0018674 | -0.0019909
SDG&E | GWh | Industrial | Ind - Metals (Fabricated) | HVAC | No | Ind HVAC - Equipment (Gas - Mid Cost) | 0.00010324 | 0.00020242 | 0.00029706 | 0.00038753 | 0.00047395 | 0.00055622 | 0.00063457 | 0.00070906 | 0.00077985 | 0.00084705 | 0.00090986 | 0.00096857
SDG&E | GWh | Industrial | Ind - Metals (Fabricated) | HVAC | No | Ind HVAC - O&M (Electric - High Cost) | 0.00098157 | 0.0019825 | 0.0030605 | 0.004142 | 0.0052269 | 0.006313 | 0.0074009 | 0.0084907 | 0.0095817 | 0.010673 | 0.011765 | 0.012858
SDG&E | GWh | Industrial | Ind - Metals (Fabricated) | HVAC | No | Ind HVAC - O&M (Electric - Low Cost) | 0.039581 | 0.079718 | 0.12022 | 0.16083 | 0.20154 | 0.24229 | 0.28309 | 0.32394 | 0.36482 | 0.40572 | 0.4466 | 0.48749
SDG&E | GWh | Industrial | Ind - Metals (Fabricated) | HVAC | No | Ind HVAC - O&M (Electric - Mid Cost) | 0.0062467 | 0.012584 | 0.01898 | 0.025394 | 0.031825 | 0.038262 | 0.044709 | 0.051164 | 0.057624 | 0.064088 | 0.070551 | 0.077015
SDG&E | GWh | Industrial | Ind - Metals (Fabricated) | HVAC | No | Ind HVAC - O&M (Gas - High Cost) | -8.9542e-05 | -0.00018183 | -0.00027621 | -0.00037324 | -0.00047283 | -0.00057413 | -0.00067756 | -0.000783 | -0.00089029 | -0.0009994 | -0.0011086 | -0.0012181
SDG&E | GWh | Industrial | Ind - Metals (Fabricated) | HVAC | No | Ind HVAC - O&M (Gas - Low Cost) | 7.1407e-05 | 0.00014479 | 0.00021973 | 0.0002963 | 0.00037453 | 0.00045428 | 0.00053555 | 0.00061822 | 0.0007023 | 0.0007877 | 0.00087311 | 0.00095853
SDG&E | GWh | Industrial | Ind - Metals (Fabricated) | HVAC | No | Ind HVAC - O&M (Gas - Mid Cost) | 0.00010435 | 0.00021164 | 0.0003212 | 0.00043325 | 0.00054778 | 0.00066451 | 0.00078348 | 0.00090456 | 0.0010277 | 0.0011528 | 0.0012779 | 0.0014031
SDG&E | GWh | Industrial | Ind - Metals (Fabricated) | Lighting | No | Ind Lighting - Equipment (High Cost) | 0.013164 | 0.025683 | 0.037486 | 0.048548 | 0.05891 | 0.068597 | 0.077659 | 0.08614 | 0.094068 | 0.10147 | 0.1084 | 0.11487
SDG&E | GWh | Industrial | Ind - Metals (Fabricated) | Lighting | No | Ind Lighting - Equipment (Low Cost) | 0.013369 | 0.026023 | 0.037943 | 0.049095 | 0.059533 | 0.069283 | 0.078396 | 0.086911 | 0.094865 | 0.10229 | 0.10922 | 0.11569
SDG&E | GWh | Industrial | Ind - Metals (Fabricated) | Lighting | No | Ind Lighting - Equipment (Mid Cost) | 0.055988 | 0.10903 | 0.15899 | 0.20576 | 0.24953 | 0.29043 | 0.32865 | 0.36438 | 0.39776 | 0.42893 | 0.45802 | 0.48518
SDG&E | GWh | Industrial | Ind - Metals (Fabricated) | Lighting | No | Ind Lighting - O&M (High Cost) | 0.00028499 | 0.00055576 | 0.00081098 | 0.0010501 | 0.0012741 | 0.0014834 | 0.0016792 | 0.0018624 | 0.0020336 | 0.0021935 | 0.002348 | 0.0024923
SDG&E | GWh | Industrial | Ind - Metals (Fabricated) | Lighting | No | Ind Lighting - O&M (Low Cost) | 0.0054447 | 0.010598 | 0.015451 | 0.019992 | 0.024242 | 0.028212 | 0.031922 | 0.035388 | 0.038626 | 0.041649 | 0.04447 | 0.047103
SDG&E | GWh | Industrial | Ind - Metals (Fabricated) | Lighting | No | Ind Lighting - O&M (Mid Cost) | 0.0011901 | 0.0023175 | 0.0033796 | 0.0043856 | 0.0053271 | 0.0062066 | 0.0070287 | 0.0077969 | 0.0085145 | 0.0091845 | 0.0098099 | 0.010394
SDG&E | GWh | Industrial | Ind - Metals (Fabricated) | ProcHeat | No | Ind ProcHeat - Equipment (Electric - High Cost) | 1.8116e-05 | 3.5302e-05 | 5.1513e-05 | 6.6729e-05 | 8.1006e-05 | 9.4345e-05 | 0.00010683 | 0.00011852 | 0.00012946 | 0.00013968 | 0.00014924 | 0.00015817
SDG&E | GWh | Industrial | Ind - Metals (Fabricated) | ProcHeat | No | Ind ProcHeat - Equipment (Electric - Low Cost) | 0.0095601 | 0.018617 | 0.027155 | 0.035151 | 0.042641 | 0.049644 | 0.056195 | 0.062322 | 0.068051 | 0.073404 | 0.078404 | 0.083075
SDG&E | GWh | Industrial | Ind - Metals (Fabricated) | ProcHeat | No | Ind ProcHeat - Equipment (Electric - Mid Cost) | 0.00090768 | 0.0017683 | 0.0025799 | 0.0033401 | 0.0040524 | 0.0047185 | 0.0053417 | 0.0059247 | 0.0064699 | 0.0069794 | 0.0074555 | 0.0079004
SDG&E | GWh | Industrial | Ind - Metals (Fabricated) | ProcHeat | No | Ind ProcHeat - Equipment (Gas - High Cost) | -8.2235e-05 | -0.00016154 | -0.00023735 | -0.00031039 | -0.0003806 | -0.00044724 | -0.00051085 | -0.00057151 | -0.00062921 | -0.00068411 | -0.00073553 | -0.00078375
SDG&E | GWh | Industrial | Ind - Metals (Fabricated) | ProcHeat | No | Ind ProcHeat - Equipment (Gas - Mid Cost) | -7.6682e-05 | -0.00015035 | -0.00022063 | -0.00028782 | -0.000352 | -0.00041309 | -0.00047127 | -0.00052659 | -0.00057916 | -0.00062906 | -0.00067569 | -0.00071928
SDG&E | GWh | Industrial | Ind - Metals (Fabricated) | ProcHeat | No | Ind ProcHeat - O&M (Electric - High Cost) | 0.01002 | 0.02024 | 0.030565 | 0.040937 | 0.051349 | 0.061779 | 0.072235 | 0.082723 | 0.093229 | 0.10375 | 0.11429 | 0.12483
SDG&E | GWh | Industrial | Ind - Metals (Fabricated) | ProcHeat | No | Ind ProcHeat - O&M (Electric - Low Cost) | 0.0088767 | 0.017929 | 0.027064 | 0.036222 | 0.045405 | 0.054595 | 0.063799 | 0.073014 | 0.082235 | 0.091459 | 0.10068 | 0.10991
SDG&E | GWh | Industrial | Ind - Metals (Fabricated) | ProcHeat | No | Ind ProcHeat - O&M (Electric - Mid Cost) | 0.0006709 | 0.0013522 | 0.0020399 | 0.0027296 | 0.0034214 | 0.004114 | 0.0048197 | 0.0055263 | 0.0062336 | 0.0069411 | 0.0076487 | 0.0083564
SDG&E | GWh | Industrial | Ind - Metals (Fabricated) | ProcHeat | No | Ind ProcHeat - O&M (Gas - High Cost) | -0.00025275 | -0.00051344 | -0.00078009 | -0.0010545 | -0.0013365 | -0.0016232 | -0.001916 | -0.0022146 | -0.0025186 | -0.0028281 | -0.0031382 | -0.0034493
SDG&E | GWh | Industrial | Ind - Metals (Fabricated) | ProcHeat | No | Ind ProcHeat - O&M (Gas - Mid Cost) | -0.00096723 | -0.0019619 | -0.0029777 | -0.0040173 | -0.0050803 | -0.0061635 | -0.0072676 | -0.0083915 | -0.0095346 | -0.010696 | -0.011858 | -0.013021
SDG&E | GWh | Industrial | Ind - Metals (Fabricated) | SHW | No | Ind SHW - Equipment (High Cost) | 9.8294e-07 | 1.9521e-06 | 2.8977e-06 | 3.8292e-06 | 4.7431e-06 | 5.6267e-06 | 6.4869e-06 | 7.3236e-06 | 8.1349e-06 | 8.9223e-06 | 9.6743e-06 | 1.0393e-05
SDG&E | GWh | Industrial | Ind - Metals (Fabricated) | SHW | No | Ind SHW - Equipment (Mid Cost) | -5.1577e-05 | -0.00010208 | -0.00015119 | -0.00019906 | -0.00024567 | -0.00029089 | -0.00033478 | -0.00037732 | -0.00041852 | -0.00045838 | -0.00049636 | -0.00053254
SDG&E | GWh | Industrial | Ind - Metals (Fabricated) | ProcRefrig | No | Ind ProcRefrig - O&M (High Cost) | 3.6235e-05 | 7.3235e-05 | 0.00011062 | 0.00014818 | 0.00018589 | 0.00022368 | 0.00026156 | 0.00029956 | 0.00033763 | 0.00037576 | 0.00041395 | 0.00045219
SDG&E | GWh | Industrial | Ind - Metals (Fabricated) | ProcRefrig | No | Ind ProcRefrig - O&M (Low Cost) | 0.0025402 | 0.0051161 | 0.0077157 | 0.010322 | 0.012935 | 0.01555 | 0.018169 | 0.02079 | 0.023414 | 0.026038 | 0.028663 | 0.031287
SDG&E | GWh | Industrial | Ind - Metals (Fabricated) | ProcRefrig | No | Ind ProcRefrig - O&M (Mid Cost) | 0.0032861 | 0.0066237 | 0.0099931 | 0.013373 | 0.016762 | 0.020156 | 0.023555 | 0.027027 | 0.030502 | 0.033978 | 0.037455 | 0.040933
SDG&E | GWh | Industrial | Ind - Metals (Fabricated) | MachDr | No | Ind MachDr - Equipment (High Cost) | 0.0077408 | 0.014936 | 0.021565 | 0.02764 | 0.033203 | 0.038285 | 0.042932 | 0.047183 | 0.051068 | 0.054615 | 0.057856 | 0.060815
SDG&E | GWh | Industrial | Ind - Metals (Fabricated) | MachDr | No | Ind MachDr - Equipment (Low Cost) | 0.02849 | 0.054848 | 0.079115 | 0.10131 | 0.12161 | 0.14015 | 0.15708 | 0.17255 | 0.18667 | 0.19955 | 0.21131 | 0.22203
SDG&E | GWh | Industrial | Ind - Metals (Fabricated) | MachDr | No | Ind MachDr - Equipment (Mid Cost) | 0.037052 | 0.071356 | 0.10294 | 0.13184 | 0.15827 | 0.18241 | 0.20447 | 0.22462 | 0.24301 | 0.2598 | 0.27512 | 0.2891
SDG&E | GWh | Industrial | Ind - Metals (Fabricated) | MachDr | No | Ind MachDr - O&M (High Cost) | 0.00498 | 0.010054 | 0.015179 | 0.020326 | 0.025491 | 0.030664 | 0.03585 | 0.041049 | 0.046256 | 0.051469 | 0.056689 | 0.061914
SDG&E | GWh | Industrial | Ind - Metals (Fabricated) | MachDr | No | Ind MachDr - O&M (Low Cost) | 0.2525 | 0.50855 | 0.76695 | 1.026 | 1.2857 | 1.5457 | 1.806 | 2.0666 | 2.3274 | 2.5883 | 2.8491 | 3.11
SDG&E | GWh | Industrial | Ind - Metals (Fabricated) | MachDr | No | Ind MachDr - O&M (Mid Cost) | 0.030438 | 0.061343 | 0.092538 | 0.12383 | 0.1552 | 0.18711 | 0.21906 | 0.25106 | 0.28308 | 0.31511 | 0.34715 | 0.37919
SDG&E | GWh | Industrial | Ind - Metals (Primary) | HVAC | No | Ind HVAC - Equipment (Electric - High Cost) | 1.9704e-06 | 3.8571e-06 | 5.6395e-06 | 7.3153e-06 | 8.8881e-06 | 1.0361e-05 | 1.1742e-05 | 1.3038e-05 | 1.4252e-05 | 1.5389e-05 | 1.6454e-05 | 1.7451e-05
SDG&E | GWh | Industrial | Ind - Metals (Primary) | HVAC | No | Ind HVAC - Equipment (Electric - Low Cost) | 0.00012531 | 0.00024404 | 0.00035597 | 0.00046081 | 0.00055902 | 0.00065084 | 0.00073675 | 0.0008171 | 0.00089222 | 0.00096242 | 0.001028 | 0.0010893
SDG&E | GWh | Industrial | Ind - Metals (Primary) | HVAC | No | Ind HVAC - Equipment (Electric - Mid Cost) | 7.8653e-05 | 0.00015321 | 0.00022351 | 0.00028935 | 0.00035102 | 0.00040869 | 0.00046265 | 0.00051312 | 0.00056031 | 0.00060441 | 0.00064562 | 0.00068411
SDG&E | GWh | Industrial | Ind - Metals (Primary) | HVAC | No | Ind HVAC - Equipment (Gas - High Cost) | -2.6202e-06 | -5.1321e-06 | -7.5007e-06 | -9.7449e-06 | -1.1869e-05 | -1.3858e-05 | -1.5732e-05 | -1.7495e-05 | -1.915e-05 | -2.0707e-05 | -2.2164e-05 | -2.3529e-05
SDG&E | GWh | Industrial | Ind - Metals (Primary) | HVAC | No | Ind HVAC - Equipment (Gas - Mid Cost) | -1.0447e-06 | -2.0427e-06 | -2.982e-06 | -3.8655e-06 | -4.6971e-06 | -5.4779e-06 | -6.2118e-06 | -6.9002e-06 | -7.5463e-06 | -8.1522e-06 | -8.7185e-06 | -9.2478e-06
SDG&E | GWh | Industrial | Ind - Metals (Primary) | HVAC | No | Ind HVAC - O&M (Electric - Low Cost) | 0.00063827 | 0.0012855 | 0.0019387 | 0.0025935 | 0.0032501 | 0.0039072 | 0.0045652 | 0.0052239 | 0.0058832 | 0.0065426 | 0.007202 | 0.0078614
SDG&E | GWh | Industrial | Ind - Metals (Primary) | HVAC | No | Ind HVAC - O&M (Electric - Mid Cost) | 0.00023381 | 0.00047102 | 0.00071043 | 0.00095046 | 0.0011912 | 0.0014321 | 0.0016734 | 0.001915 | 0.0021567 | 0.0023986 | 0.0026405 | 0.0028824
SDG&E | GWh | Industrial | Ind - Metals (Primary) | HVAC | No | Ind HVAC - O&M (Gas - High Cost) | 2.4925e-07 | 5.0485e-07 | 7.6274e-07 | 1.0239e-06 | 1.2881e-06 | 1.5531e-06 | 1.8203e-06 | 2.0891e-06 | 2.3593e-06 | 2.6311e-06 | 2.9033e-06 | 3.1763e-06
SDG&E | GWh | Industrial | Ind - Metals (Primary) | HVAC | No | Ind HVAC - O&M (Gas - Mid Cost) | 2.552e-05 | 5.1609e-05 | 7.7893e-05 | 0.00010434 | 0.00013098 | 0.00015776 | 0.0001847 | 0.00021174 | 0.00023891 | 0.00026618 | 0.00029346 | 0.00032074
SDG&E | GWh | Industrial | Ind - Metals (Primary) | Lighting | No | Ind Lighting - Equipment (High Cost) | 0.00031349 | 0.00061144 | 0.0008923 | 0.0011555 | 0.001402 | 0.0016324 | 0.0018479 | 0.0020496 | 0.0022381 | 0.0024142 | 0.0025787 | 0.0027324
SDG&E | GWh | Industrial | Ind - Metals (Primary) | Lighting | No | Ind Lighting - Equipment (Low Cost) | 0.00082086 | 0.0015978 | 0.0023296 | 0.0030144 | 0.0036552 | 0.0042538 | 0.0048132 | 0.005336 | 0.0058243 | 0.0062801 | 0.0067056 | 0.0071027
SDG&E | GWh | Industrial | Ind - Metals (Primary) | Lighting | No | Ind Lighting - Equipment (Mid Cost) | 0.0021161 | 0.0041207 | 0.0060091 | 0.0077765 | 0.0094308 | 0.010976 | 0.012421 | 0.013771 | 0.015033 | 0.016211 | 0.01731 | 0.018336
SDG&E | GWh | Industrial | Ind - Metals (Primary) | Lighting | No | Ind Lighting - O&M (High Cost) | 5.8543e-06 | 1.1426e-05 | 1.6679e-05 | 2.1604e-05 | 2.6217e-05 | 3.0531e-05 | 3.4567e-05 | 3.8345e-05 | 4.1877e-05 | 4.5177e-05 | 4.8263e-05 | 5.1145e-05
SDG&E | GWh | Industrial | Ind - Metals (Primary) | Lighting | No | Ind Lighting - O&M (Low Cost) | 0.00031602 | 0.0006151 | 0.00089679 | 0.0011603 | 0.001407 | 0.0016374 | 0.0018527 | 0.0020539 | 0.0022418 | 0.0024173 | 0.002581 | 0.0027338
SDG&E | GWh | Industrial | Ind - Metals (Primary) | Lighting | No | Ind Lighting - O&M (Mid Cost) | 8.8681e-06 | 1.7286e-05 | 2.5217e-05 | 3.2644e-05 | 3.9596e-05 | 4.6093e-05 | 5.2168e-05 | 5.7987e-05 | 6.3424e-05 | 6.85e-05 | 7.3239e-05 | 7.7663e-05
SDG&E | GWh | Industrial | Ind - Metals (Primary) | ProcHeat | No | Ind ProcHeat - Equipment (Electric - High Cost) | 0.00028731 | 0.00056034 | 0.00081793 | 0.0010595 | 0.0012861 | 0.001498 | 0.0016963 | 0.001882 | 0.0020556 | 0.002218 | 0.0023697 | 0.0025116
SDG&E | GWh | Industrial | Ind - Metals (Primary) | ProcHeat | No | Ind ProcHeat - Equipment (Electric - Low Cost) | 0.00026888 | 0.0005236 | 0.00076374 | 0.00098864 | 0.0011993 | 0.0013963 | 0.0015805 | 0.0017529 | 0.001914 | 0.0020646 | 0.0022052 | 0.0023366
SDG&E | GWh | Industrial | Ind - Metals (Primary) | ProcHeat | No | Ind ProcHeat - Equipment (Electric - Mid Cost) | 4.0161e-05 | 7.824e-05 | 0.00011415 | 0.00014778 | 0.0001793 | 0.00020877 | 0.00023634 | 0.00026214 | 0.00028625 | 0.0003088 | 0.00032986 | 0.00034954
SDG&E | GWh | Industrial | Ind - Metals (Primary) | ProcHeat | No | Ind ProcHeat - Equipment (Gas - Mid Cost) | -1.0003e-06 | -1.9555e-06 | -2.8545e-06 | -3.6996e-06 | -4.4945e-06 | -5.2411e-06 | -5.9426e-06 | -6.6006e-06 | -7.2181e-06 | -7.797e-06 | -8.338e-06 | -8.8435e-06
SDG&E | GWh | Industrial | Ind - Metals (Primary) | ProcHeat | No | Ind ProcHeat - O&M (Electric - Low Cost) | 0.0023178 | 0.0046681 | 0.0070398 | 0.0094174 | 0.011801 | 0.014187 | 0.016576 | 0.018968 | 0.021362 | 0.023756 | 0.02615 | 0.028544
SDG&E | GWh | Industrial | Ind - Metals (Primary) | ProcHeat | No | Ind ProcHeat - O&M (Electric - Mid Cost) | 3.1819e-05 | 6.41e-05 | 9.6681e-05 | 0.00012936 | 0.00016214 | 0.00019494 | 0.00022779 | 0.00026068 | 0.00029361 | 0.00032655 | 0.00035949 | 0.00039244
SDG&E | GWh | Industrial | Ind - Metals (Primary) | ProcHeat | No | Ind ProcHeat - O&M (Gas - High Cost) | -9.7963e-05 | -0.00019839 | -0.00029971 | -0.00040227 | -0.00050603 | -0.00061011 | -0.000715 | -0.00082053 | -0.00092662 | -0.0010333 | -0.0011401 | -0.0012472
SDG&E | GWh | Industrial | Ind - Metals (Primary) | ProcHeat | No | Ind ProcHeat - O&M (Gas - Mid Cost) | -1.5417e-05 | -3.118e-05 | -4.7062e-05 | -6.3051e-05 | -7.9159e-05 | -9.535e-05 | -0.00011164 | -0.00012799 | -0.00014443 | -0.00016092 | -0.00017742 | -0.00019393
SDG&E | GWh | Industrial | Ind - Metals (Primary) | SHW | No | Ind SHW - O&M (Mid Cost) | -1.6818e-05 | -3.4012e-05 | -5.1337e-05 | -6.8777e-05 | -8.6346e-05 | -0.00010401 | -0.00012177 | -0.00013961 | -0.00015753 | -0.00017552 | -0.00019351 | -0.00021151
SDG&E | GWh | Industrial | Ind - Metals (Primary) | MachDr | No | Ind MachDr - Equipment (High Cost) | 0.00044547 | 0.0008595 | 0.001241 | 0.0015905 | 0.0019106 | 0.002203 | 0.0024703 | 0.0027149 | 0.0029384 | 0.0031425 | 0.0033289 | 0.0034991
SDG&E | GWh | Industrial | Ind - Metals (Primary) | MachDr | No | Ind MachDr - Equipment (Low Cost) | 0.001782 | 0.0034308 | 0.0049488 | 0.0063371 | 0.0076071 | 0.0087666 | 0.0098259 | 0.010793 | 0.011677 | 0.012483 | 0.013218 | 0.013889
SDG&E | GWh | Industrial | Ind - Metals (Primary) | MachDr | No | Ind MachDr - Equipment (Mid Cost) | 0.0014905 | 0.0028707 | 0.0041416 | 0.0053043 | 0.0063681 | 0.0073395 | 0.0082271 | 0.009038 | 0.0097784 | 0.010454 | 0.011071 | 0.011634
SDG&E | GWh | Industrial | Ind - Metals (Primary) | MachDr | No | Ind MachDr - O&M (High Cost) | 2.9616e-05 | 5.9794e-05 | 9.0278e-05 | 0.00012089 | 0.00015161 | 0.00018239 | 0.00021323 | 0.00024416 | 0.00027514 | 0.00030615 | 0.00033721 | 0.00036829
SDG&E | GWh | Industrial | Ind - Metals (Primary) | MachDr | No | Ind MachDr - O&M (Low Cost) | 0.0079463 | 0.016004 | 0.024136 | 0.032288 | 0.040463 | 0.048643 | 0.056836 | 0.065037 | 0.073244 | 0.081455 | 0.089664 | 0.097873
SDG&E | GWh | Industrial | Ind - Metals (Primary) | MachDr | No | Ind MachDr - O&M (Mid Cost) | 0.00091137 | 0.0018365 | 0.0027703 | 0.0037067 | 0.0046583 | 0.0056106 | 0.0065644 | 0.0075194 | 0.0084752 | 0.0094313 | 0.010387 | 0.011344
SDG&E | GWh | Industrial | Ind - Other | HVAC | No | Ind HVAC - Equipment (Electric - High Cost) | 0.0012872 | 0.002514 | 0.003672 | 0.0047588 | 0.005778 | 0.006732 | 0.0076254 | 0.0084627 | 0.0092462 | 0.0099792 | 0.010665 | 0.011307
SDG&E | GWh | Industrial | Ind - Other | HVAC | No | Ind HVAC - Equipment (Electric - Low Cost) | 0.0028404 | 0.0055319 | 0.0080694 | 0.010446 | 0.012672 | 0.014754 | 0.016702 | 0.018523 | 0.020226 | 0.021818 | 0.023305 | 0.024694
SDG&E | GWh | Industrial | Ind - Other | HVAC | No | Ind HVAC - Equipment (Electric - Mid Cost) | 0.0061886 | 0.012055 | 0.017587 | 0.022769 | 0.027624 | 0.032163 | 0.036411 | 0.040384 | 0.044099 | 0.047571 | 0.050815 | 0.053846
SDG&E | GWh | Industrial | Ind - Other | HVAC | No | Ind HVAC - O&M (Electric - High Cost) | 0.0023718 | 0.0047922 | 0.0072377 | 0.0096949 | 0.012344 | 0.014995 | 0.017651 | 0.020313 | 0.022976 | 0.025642 | 0.028309 | 0.030977
SDG&E | GWh | Industrial | Ind - Other | HVAC | No | Ind HVAC - O&M (Electric - Low Cost) | 0.031042 | 0.06252 | 0.094288 | 0.12613 | 0.15807 | 0.19003 | 0.22203 | 0.25407 | 0.28613 | 0.31821 | 0.35027 | 0.38235
SDG&E | GWh | Industrial | Ind - Other | HVAC | No | Ind HVAC - O&M (Electric - Mid Cost) | 0.00073217 | 0.0014752 | 0.0022251 | 0.0029771 | 0.0037312 | 0.004486 | 0.005242 | 0.005999 | 0.0067566 | 0.0075146 | 0.0082727 | 0.0090309
SDG&E | GWh | Industrial | Ind - Other | Lighting | No | Ind Lighting - Equipment (High Cost) | 0.014962 | 0.02918 | 0.042583 | 0.055141 | 0.066902 | 0.077896 | 0.088178 | 0.097799 | 0.10679 | 0.11519 | 0.12304 | 0.13037
SDG&E | GWh | Industrial | Ind - Other | Lighting | No | Ind Lighting - Equipment (Low Cost) | 0.013155 | 0.025607 | 0.037336 | 0.048311 | 0.058581 | 0.068175 | 0.077143 | 0.085522 | 0.093348 | 0.10066 | 0.10747 | 0.11384
SDG&E | GWh | Industrial | Ind - Other | Lighting | No | Ind Lighting - Equipment (Mid Cost) | 0.048392 | 0.094241 | 0.13743 | 0.17786 | 0.2157 | 0.25106 | 0.28411 | 0.315 | 0.34386 | 0.3708 | 0.39596 | 0.41944
SDG&E | GWh | Industrial | Ind - Other | Lighting | No | Ind Lighting - O&M (High Cost) | 0.00015289 | 0.00029836 | 0.00043552 | 0.0005641 | 0.00068455 | 0.00079717 | 0.00090252 | 0.0010011 | 0.0010933 | 0.0011795 | 0.00126 | 0.0013353
SDG&E | GWh | Industrial | Ind - Other | Lighting | No | Ind Lighting - O&M (Low Cost) | 0.016942 | 0.032976 | 0.048079 | 0.062209 | 0.075432 | 0.087784 | 0.099328 | 0.11012 | 0.12019 | 0.1296 | 0.13837 | 0.14657
SDG&E | GWh | Industrial | Ind - Other | Lighting | No | Ind Lighting - O&M (Mid Cost) | 0.00022411 | 0.00043649 | 0.00063656 | 0.00082385 | 0.0010019 | 0.0011682 | 0.0013236 | 0.0014689 | 0.0016046 | 0.0017314 | 0.0018496 | 0.00196
SDG&E | GWh | Industrial | Ind - Other | MachDr | No | Ind MachDr - Equipment (High Cost) | 0.018919 | 0.03818 | 0.057632 | 0.077161 | 0.096758 | 0.11638 | 0.13605 | 0.15577 | 0.17551 | 0.19527 | 0.21506 | 0.23486
SDG&E | GWh | Industrial | Ind - Other | MachDr | No | Ind MachDr - Equipment (Low Cost) | 0.077293 | 0.15568 | 0.23478 | 0.31407 | 0.39358 | 0.47316 | 0.55285 | 0.63262 | 0.71246 | 0.79232 | 0.87217 | 0.95203
SDG&E | GWh | Industrial | Ind - Other | MachDr | No | Ind MachDr - Equipment (Mid Cost) | 0.071776 | 0.14463 | 0.21816 | 0.2919 | 0.36585 | 0.43986 | 0.514 | 0.58824 | 0.66255 | 0.73689 | 0.81125 | 0.88561
SDG&E | GWh | Industrial | Ind - Other | MachDr | No | Ind MachDr - O&M (High Cost) | 0.0022554 | 0.0045524 | 0.0068723 | 0.0092017 | 0.011539 | 0.01388 | 0.016227 | 0.018579 | 0.020935 | 0.023293 | 0.025654 | 0.028017
SDG&E | GWh | Industrial | Ind - Other | MachDr | No | Ind MachDr - O&M (Low Cost) | 0.13484 | 0.27157 | 0.40956 | 0.54789 | 0.68659 | 0.8254 | 0.96442 | 1.1036 | 1.2429 | 1.3822 | 1.5215 | 1.6608
SDG&E | GWh | Industrial | Ind - Other | MachDr | No | Ind MachDr - O&M (Mid Cost) | 0.034301 | 0.069134 | 0.1043 | 0.13956 | 0.17494 | 0.21035 | 0.24645 | 0.2826 | 0.31878 | 0.35497 | 0.39117 | 0.42737
SDG&E | GWh | Industrial | Ind - Paper | HVAC | No | Ind HVAC - Equipment (Electric - High Cost) | 1.0397e-05 | 2.0344e-05 | 2.974e-05 | 3.8571e-05 | 4.6858e-05 | 5.4619e-05 | 6.1892e-05 | 6.8718e-05 | 7.5109e-05 | 8.1091e-05 | 8.6697e-05 | 9.194e-05
SDG&E | GWh | Industrial | Ind - Paper | HVAC | No | Ind HVAC - Equipment (Electric - Low Cost) | 0.0002603 | 0.00050692 | 0.00073943 | 0.00095718 | 0.0011612 | 0.0013519 | 0.0015303 | 0.0016972 | 0.0018532 | 0.001999 | 0.0021352 | 0.0022624
SDG&E | GWh | Industrial | Ind - Paper | HVAC | No | Ind HVAC - Equipment (Electric - Mid Cost) | 8.9479e-05 | 0.0001743 | 0.00025428 | 0.00032921 | 0.00039942 | 0.00046507 | 0.00052649 | 0.00058396 | 0.00063768 | 0.0006879 | 0.00073482 | 0.00077866
SDG&E | GWh | Industrial | Ind - Paper | HVAC | No | Ind HVAC - Equipment (Gas - High Cost) | -1.051e-07 | -2.0326e-07 | -2.9546e-07 | -3.8318e-07 | -4.6635e-07 | -5.4419e-07 | -6.1759e-07 | -6.8658e-07 | -7.512e-07 | -8.1164e-07 | -8.6825e-07 | -9.2134e-07
SDG&E | GWh | Industrial | Ind - Paper | HVAC | No | Ind HVAC - O&M (Electric - High Cost) | 1.8535e-05 | 3.7415e-05 | 5.7406e-05 | 7.7456e-05 | 9.7566e-05 | 0.0001177 | 0.00013786 | 0.00015806 | 0.00017828 | 0.0001985 | 0.00021874 | 0.00023898
SDG&E | GWh | Industrial | Ind - Paper | HVAC | No | Ind HVAC - O&M (Electric - Low Cost) | 0.0011269 | 0.0022696 | 0.0034228 | 0.0045789 | 0.0057381 | 0.0068982 | 0.00806 | 0.0092231 | 0.010387 | 0.011551 | 0.012716 | 0.01388
SDG&E | GWh | Industrial | Ind - Paper | HVAC | No | Ind HVAC - O&M (Electric - Mid Cost) | 0.00019313 | 0.00038909 | 0.00058687 | 0.00078518 | 0.00098404 | 0.0011831 | 0.0013824 | 0.001582 | 0.0017818 | 0.0019817 | 0.0021815 | 0.0023814
SDG&E | GWh | Industrial | Ind - Paper | HVAC | No | Ind HVAC - O&M (Gas - High Cost) | 3.5291e-06 | 7.0493e-06 | 1.0584e-05 | 1.4165e-05 | 1.7782e-05 | 2.1414e-05 | 2.5073e-05 | 2.8745e-05 | 3.2424e-05 | 3.6099e-05 | 3.9778e-05 | 4.3463e-05
SDG&E | GWh | Industrial | Ind - Paper | HVAC | No | Ind HVAC - O&M (Gas - Mid Cost) | 1.6116e-06 | 3.2158e-06 | 4.8249e-06 | 6.4493e-06 | 8.0867e-06 | 9.7322e-06 | 1.1389e-05 | 1.305e-05 | 1.4713e-05 | 1.6374e-05 | 1.8035e-05 | 1.9698e-05
SDG&E | GWh | Industrial | Ind - Paper | Lighting | No | Ind Lighting - Equipment (High Cost) | 0.00043775 | 0.00085385 | 0.0012461 | 0.0016137 | 0.0019579 | 0.0022797 | 0.0025808 | 0.0028624 | 0.0031257 | 0.0033717 | 0.0036015 | 0.0038162
SDG&E | GWh | Industrial | Ind - Paper | Lighting | No | Ind Lighting - Equipment (Low Cost) | 0.00035559 | 0.0006922 | 0.0010093 | 0.0013059 | 0.0015836 | 0.0018429 | 0.0020853 | 0.0023119 | 0.0025234 | 0.002721 | 0.0029053 | 0.0030774
SDG&E | GWh | Industrial | Ind - Paper | Lighting | No | Ind Lighting - Equipment (Mid Cost) | 0.0023175 | 0.0045128 | 0.006581 | 0.0085167 | 0.010329 | 0.012021 | 0.013604 | 0.015082 | 0.016464 | 0.017754 | 0.018958 | 0.020082
SDG&E | GWh | Industrial | Ind - Paper | Lighting | No | Ind Lighting - O&M (Low Cost) | 0.00016002 | 0.00031146 | 0.00045411 | 0.00058757 | 0.00071247 | 0.00082914 | 0.00093818 | 0.0010401 | 0.0011352 | 0.0012241 | 0.001307 | 0.0013844
SDG&E | GWh | Industrial | Ind - Paper | Lighting | No | Ind Lighting - O&M (Mid Cost) | 9.0512e-06 | 1.763e-05 | 2.5714e-05 | 3.328e-05 | 4.0364e-05 | 4.7105e-05 | 5.3406e-05 | 5.9295e-05 | 6.4796e-05 | 6.9933e-05 | 7.4727e-05 | 7.9203e-05
SDG&E | GWh | Industrial | Ind - Paper | ProcHeat | No | Ind ProcHeat - Equipment (Gas - High Cost) | -4.2107e-06 | -8.1594e-06 | -1.1875e-05 | -1.544e-05 | -1.8841e-05 | -2.2014e-05 | -2.5015e-05 | -2.7842e-05 | -3.0494e-05 | -3.2976e-05 | -3.5302e-05 | -3.7488e-05
SDG&E | GWh | Industrial | Ind - Paper | ProcHeat | No | Ind ProcHeat - Equipment (Gas - Mid Cost) | -0.00032469 | -0.00062666 | -0.00091003 | -0.001179 | -0.0014334 | -0.0016716 | -0.0018959 | -0.0021064 | -0.0023033 | -0.0024873 | -0.0026593 | -0.0028203
SDG&E | GWh | Industrial | Ind - Paper | ProcHeat | No | Ind ProcHeat - O&M (Gas - High Cost) | -1.1336e-05 | -2.2655e-05 | -3.4027e-05 | -4.5582e-05 | -5.7288e-05 | -6.9025e-05 | -8.0863e-05 | -9.2762e-05 | -0.00010469 | -0.00011662 | -0.00012857 | -0.00014057
SDG&E | GWh | Industrial | Ind - Paper | ProcHeat | No | Ind ProcHeat - O&M (Gas - Mid Cost) | 1.512e-06 | 3.0168e-06 | 4.5261e-06 | 6.0495e-06 | 7.5848e-06 | 9.1278e-06 | 1.0681e-05 | 1.2238e-05 | 1.3798e-05 | 1.5355e-05 | 1.6912e-05 | 1.847e-05
SDG&E | GWh | Industrial | Ind - Paper | MachDr | No | Ind MachDr - Equipment (High Cost) | 0.00065099 | 0.0012554 | 0.0018122 | 0.0023221 | 0.0027889 | 0.0032153 | 0.0036051 | 0.0039615 | 0.0042871 | 0.0045845 | 0.004856 | 0.0051038
SDG&E | GWh | Industrial | Ind - Paper | MachDr | No | Ind MachDr - Equipment (Low Cost) | 0.0013841 | 0.0026646 | 0.0038436 | 0.0049218 | 0.0059081 | 0.0068087 | 0.0076314 | 0.0083828 | 0.0090689 | 0.0096949 | 0.010266 | 0.010787
SDG&E | GWh | Industrial | Ind - Paper | MachDr | No | Ind MachDr - Equipment (Mid Cost) | 0.0028577 | 0.0055038 | 0.0079404 | 0.010169 | 0.012209 | 0.014071 | 0.015773 | 0.017327 | 0.018747 | 0.020042 | 0.021224 | 0.022303
SDG&E | GWh | Industrial | Ind - Paper | MachDr | No | Ind MachDr - O&M (High Cost) | 8.1553e-05 | 0.00016458 | 0.00024843 | 0.00033261 | 0.00041708 | 0.00050167 | 0.00058645 | 0.00067143 | 0.00075653 | 0.00084171 | 0.00092699 | 0.0010153
SDG&E | GWh | Industrial | Ind - Paper | MachDr | No | Ind MachDr - O&M (Low Cost) | 0.0098445 | 0.019827 | 0.029902 | 0.040001 | 0.050128 | 0.060263 | 0.070412 | 0.080572 | 0.09074 | 0.10091 | 0.11108 | 0.12125
SDG&E | GWh | Industrial | Ind - Paper | MachDr | No | Ind MachDr - O&M (Mid Cost) | 0.001009 | 0.0020336 | 0.0030677 | 0.0041049 | 0.0051451 | 0.0062028 | 0.0072622 | 0.0083229 | 0.0093844 | 0.010446 | 0.011509 | 0.012571
SDG&E | GWh | Industrial | Ind - Petroleum | Lighting | No | Ind Lighting - Equipment (High Cost) | 4.712e-05 | 9.1922e-05 | 0.00013416 | 0.00017374 | 0.00021082 | 0.00024548 | 0.0002779 | 0.00030824 | 0.0003366 | 0.0003631 | 0.00038787 | 0.000411
SDG&E | GWh | Industrial | Ind - Petroleum | Lighting | No | Ind Lighting - Equipment (Low Cost) | 9.1932e-05 | 0.00017895 | 0.0002609 | 0.00033759 | 0.00040935 | 0.00047639 | 0.00053904 | 0.00059759 | 0.00065227 | 0.00070332 | 0.00075097 | 0.00079544
SDG&E | GWh | Industrial | Ind - Petroleum | Lighting | No | Ind Lighting - Equipment (Mid Cost) | 7.3713e-05 | 0.00014353 | 0.0002093 | 0.00027086 | 0.00032847 | 0.00038229 | 0.0004326 | 0.00047962 | 0.00052355 | 0.00056456 | 0.00060285 | 0.00063858
SDG&E | GWh | Industrial | Ind - Petroleum | MachDr | No | Ind MachDr - Equipment (High Cost) | 0.00016701 | 0.00032221 | 0.00046521 | 0.00059621 | 0.00071615 | 0.00082573 | 0.00092593 | 0.0010176 | 0.0011013 | 0.0011778 | 0.0012476 | 0.0013114
SDG&E | GWh | Industrial | Ind - Petroleum | MachDr | No | Ind MachDr - Equipment (Low Cost) | 0.00086377 | 0.0016629 | 0.0023987 | 0.0030716 | 0.0036871 | 0.0042491 | 0.0047625 | 0.0052315 | 0.0056596 | 0.0060503 | 0.0064067 | 0.0067318
SDG&E | GWh | Industrial | Ind - Petroleum | MachDr | No | Ind MachDr - Equipment (Mid Cost) | 0.00070944 | 0.0013663 | 0.0019712 | 0.0025246 | 0.0030309 | 0.0034932 | 0.0039156 | 0.0043016 | 0.0046539 | 0.0049756 | 0.005269 | 0.0055368
SDG&E | GWh | Industrial | Ind - Petroleum | MachDr | No | Ind MachDr - O&M (High Cost) | 5.6913e-05 | 0.00011495 | 0.00017359 | 0.0002325 | 0.00029162 | 0.00035085 | 0.00041023 | 0.00046978 | 0.00052944 | 0.00058917 | 0.000649 | 0.00070888
SDG&E | GWh | Industrial | Ind - Petroleum | MachDr | No | Ind MachDr - O&M (Low Cost) | 0.0035203 | 0.0070902 | 0.010693 | 0.014304 | 0.017926 | 0.02155 | 0.025179 | 0.028812 | 0.032448 | 0.036086 | 0.039722 | 0.043359
SDG&E | GWh | Industrial | Ind - Petroleum | MachDr | No | Ind MachDr - O&M (Mid Cost) | 0.00046212 | 0.00093129 | 0.0014049 | 0.0018798 | 0.0023562 | 0.0028401 | 0.0033248 | 0.0038101 | 0.0042958 | 0.0047817 | 0.0052676 | 0.0057536
SDG&E | GWh | Industrial | Ind - Plastics | HVAC | No | Ind HVAC - Equipment (Electric - High Cost) | 0.00010245 | 0.0002 | 0.00029206 | 0.00037843 | 0.00045941 | 0.00053519 | 0.00060615 | 0.00067263 | 0.00073483 | 0.000793 | 0.00084743 | 0.00089833
SDG&E | GWh | Industrial | Ind - Plastics | HVAC | No | Ind HVAC - Equipment (Electric - Low Cost) | 0.004702 | 0.0091568 | 0.013357 | 0.01729 | 0.020975 | 0.02442 | 0.027644 | 0.030658 | 0.033477 | 0.03611 | 0.038571 | 0.040869
SDG&E | GWh | Industrial | Ind - Plastics | HVAC | No | Ind HVAC - Equipment (Electric - Mid Cost) | 0.0044347 | 0.0086388 | 0.012603 | 0.016316 | 0.019795 | 0.023048 | 0.026091 | 0.028938 | 0.0316 | 0.034088 | 0.036413 | 0.038585
SDG&E | GWh | Industrial | Ind - Plastics | HVAC | No | Ind HVAC - Equipment (Gas - High Cost) | -2.4607e-05 | -4.9429e-05 | -7.4033e-05 | -9.841e-05 | -0.0001225 | -0.00014618 | -0.0001696 | -0.00019269 | -0.00021538 | -0.00023764 | -0.00025847 | -0.00027798
SDG&E | GWh | Industrial | Ind - Plastics | HVAC | No | Ind HVAC - Equipment (Gas - Low Cost) | 7.6921e-06 | 1.5426e-05 | 2.308e-05 | 3.0613e-05 | 3.802e-05 | 4.5317e-05 | 5.2519e-05 | 5.9604e-05 | 6.6558e-05 | 7.3368e-05 | 7.973e-05 | 8.5673e-05
SDG&E | GWh | Industrial | Ind - Plastics | HVAC | No | Ind HVAC - Equipment (Gas - Mid Cost) | -1.1195e-05 | -2.2456e-05 | -3.3601e-05 | -4.4579e-05 | -5.5378e-05 | -6.6014e-05 | -7.6514e-05 | -8.6846e-05 | -9.6989e-05 | -0.00010692 | -0.00011621 | -0.00012488
SDG&E | GWh | Industrial | Ind - Plastics | HVAC | No | Ind HVAC - O&M (Electric - High Cost) | 0.0017918 | 0.0036112 | 0.0054478 | 0.00729 | 0.0091379 | 0.010988 | 0.01284 | 0.014696 | 0.016554 | 0.018412 | 0.020272 | 0.022131
SDG&E | GWh | Industrial | Ind - Plastics | HVAC | No | Ind HVAC - O&M (Electric - Low Cost) | 0.022115 | 0.044541 | 0.067173 | 0.08986 | 0.11261 | 0.13538 | 0.15818 | 0.181 | 0.20384 | 0.22669 | 0.24954 | 0.27238
SDG&E | GWh | Industrial | Ind - Plastics | HVAC | No | Ind HVAC - O&M (Electric - Mid Cost) | 0.0037594 | 0.0075736 | 0.011423 | 0.015283 | 0.019153 | 0.023027 | 0.026907 | 0.030792 | 0.03468 | 0.038569 | 0.042459 | 0.046349
SDG&E | GWh | Industrial | Ind - Plastics | HVAC | No | Ind HVAC - O&M (Gas - Mid Cost) | 7.5287e-06 | 1.5633e-05 | 2.4219e-05 | 3.3268e-05 | 4.2795e-05 | 5.284e-05 | 6.3454e-05 | 7.4632e-05 | 8.6378e-05 | 9.869e-05 | 0.000111 | 0.00012332
SDG&E | GWh | Industrial | Ind - Plastics | Lighting | No | Ind Lighting - Equipment (High Cost) | 0.0056443 | 0.011012 | 0.016072 | 0.020815 | 0.025257 | 0.029411 | 0.033296 | 0.036932 | 0.04033 | 0.043506 | 0.046474 | 0.049247
SDG&E | GWh | Industrial | Ind - Plastics | Lighting | No | Ind Lighting - Equipment (Low Cost) | 0.009456 | 0.018407 | 0.026838 | 0.034727 | 0.04211 | 0.049007 | 0.055453 | 0.061476 | 0.067102 | 0.072355 | 0.077257 | 0.081832
SDG&E | GWh | Industrial | Ind - Plastics | Lighting | No | Ind Lighting - Equipment (Mid Cost) | 0.040609 | 0.079082 | 0.11533 | 0.14925 | 0.181 | 0.21067 | 0.2384 | 0.26432 | 0.28854 | 0.31115 | 0.33226 | 0.35196
SDG&E | GWh | Industrial | Ind - Plastics | Lighting | No | Ind Lighting - O&M (Low Cost) | 0.0021549 | 0.0041945 | 0.0061155 | 0.0079129 | 0.0095949 | 0.011166 | 0.012635 | 0.014007 | 0.015288 | 0.016485 | 0.017601 | 0.018644
SDG&E | GWh | Industrial | Ind - Plastics | Lighting | No | Ind Lighting - O&M (Mid Cost) | 0.00031675 | 0.00061692 | 0.00089973 | 0.0011645 | 0.0014164 | 0.0016517 | 0.0018717 | 0.0020772 | 0.0022693 | 0.0024486 | 0.0026159 | 0.0027721
SDG&E | GWh | Industrial | Ind - Plastics | ProcHeat | No | Ind ProcHeat - Equipment (Electric - High Cost) | 0.0002179 | 0.00043925 | 0.00066275 | 0.00088728 | 0.0011128 | 0.0013383 | 0.0015644 | 0.0017909 | 0.0020176 | 0.0022446 | 0.0024717 | 0.0026991
SDG&E | GWh | Industrial | Ind - Plastics | ProcHeat | No | Ind ProcHeat - Equipment (Electric - Low Cost) | 0.016565 | 0.033363 | 0.050316 | 0.06731 | 0.08435 | 0.1014 | 0.11848 | 0.13558 | 0.15269 | 0.16981 | 0.18692 | 0.20403
SDG&E | GWh | Industrial | Ind - Plastics | ProcHeat | No | Ind ProcHeat - Equipment (Electric - Mid Cost) | 0.0073328 | 0.014773 | 0.022281 | 0.02981 | 0.03736 | 0.044917 | 0.052485 | 0.060062 | 0.067646 | 0.075233 | 0.082821 | 0.090409
SDG&E | GWh | Industrial | Ind - Plastics | ProcHeat | No | Ind ProcHeat - Equipment (Gas - High Cost) | -3.4796e-05 | -7.2409e-05 | -0.00011234 | -0.00015478 | -0.00019974 | -0.00024702 | -0.0002971 | -0.00035 | -0.00040565 | -0.00046414 | -0.00052276 | -0.00058159
SDG&E | GWh | Industrial | Ind - Plastics | ProcHeat | No | Ind ProcHeat - Equipment (Gas - Mid Cost) | 2.8691e-05 | 5.9589e-05 | 9.2331e-05 | 0.00012687 | 0.00016325 | 0.00020161 | 0.00024215 | 0.00028485 | 0.00032973 | 0.00037679 | 0.00042386 | 0.00047097
SDG&E | GWh | Industrial | Ind - Plastics | ProcHeat | No | Ind ProcHeat - O&M (Gas - Low Cost) | 0.00011287 | 0.00023434 | 0.00036301 | 0.00049855 | 0.00064119 | 0.00079163 | 0.00095054 | 0.0011179 | 0.0012937 | 0.001478 | 0.0016622 | 0.0018465
SDG&E | GWh | Industrial | Ind - Plastics | ProcHeat | No | Ind ProcHeat - O&M (Gas - Mid Cost) | -3.0311e-05 | -6.2949e-05 | -9.7531e-05 | -0.000134 | -0.0001724 | -0.00021289 | -0.00025568 | -0.00030075 | -0.00034812 | -0.00039777 | -0.00044744 | -0.00049714
SDG&E | GWh | Industrial | Ind - Plastics | ProcRefrig | No | Ind ProcRefrig - O&M (High Cost) | 0.012576 | 0.025393 | 0.038339 | 0.051341 | 0.06439 | 0.077461 | 0.090562 | 0.1037 | 0.11686 | 0.13003 | 0.14322 | 0.15643
SDG&E | GWh | Industrial | Ind - Plastics | ProcRefrig | No | Ind ProcRefrig - O&M (Low Cost) | 0.025303 | 0.050972 | 0.077031 | 0.10316 | 0.12935 | 0.15557 | 0.18183 | 0.20812 | 0.23442 | 0.26074 | 0.28705 | 0.31337
SDG&E | GWh | Industrial | Ind - Plastics | ProcRefrig | No | Ind ProcRefrig - O&M (Mid Cost) | 0.0048237 | 0.0097219 | 0.014666 | 0.019625 | 0.024599 | 0.029578 | 0.034649 | 0.039726 | 0.044808 | 0.049892 | 0.054977 | 0.060062
SDG&E | GWh | Industrial | Ind - Plastics | MachDr | No | Ind MachDr - Equipment (High Cost) | 0.014513 | 0.029296 | 0.044228 | 0.059221 | 0.074268 | 0.089338 | 0.10444 | 0.11959 | 0.13475 | 0.14993 | 0.16514 | 0.18035
SDG&E | GWh | Industrial | Ind - Plastics | MachDr | No | Ind MachDr - Equipment (Low Cost) | 0.059462 | 0.11977 | 0.18062 | 0.24163 | 0.3028 | 0.36403 | 0.42534 | 0.48672 | 0.54814 | 0.60959 | 0.67103 | 0.73247
SDG&E | GWh | Industrial | Ind - Plastics | MachDr | No | Ind MachDr - Equipment (Mid Cost) | 0.095364 | 0.19217 | 0.28988 | 0.38786 | 0.48613 | 0.5845 | 0.68302 | 0.78169 | 0.88045 | 0.97925 | 1.0781 | 1.1769
SDG&E | GWh | Industrial | Ind - Plastics | MachDr | No | Ind MachDr - O&M (High Cost) | 0.00068657 | 0.001386 | 0.0020924 | 0.0028018 | 0.0035136 | 0.0042266 | 0.0049412 | 0.0056577 | 0.0063753 | 0.0070937 | 0.007813 | 0.0085328
SDG&E | GWh | Industrial | Ind - Plastics | MachDr | No | Ind MachDr - O&M (Low Cost) | 0.20805 | 0.41973 | 0.63336 | 0.84752 | 1.0623 | 1.2772 | 1.4924 | 1.7079 | 1.9235 | 2.1392 | 2.3548 | 2.5705
SDG&E | GWh | Industrial | Ind - Plastics | MachDr | No | Ind MachDr - O&M (Mid Cost) | 0.0076481 | 0.015413 | 0.023252 | 0.031113 | 0.038998 | 0.047014 | 0.055043 | 0.063083 | 0.071129 | 0.079178 | 0.087228 | 0.095278
SDG&E | GWh | Industrial | Ind - Printing & Publishing | HVAC | No | Ind HVAC - Equipment (Electric - High Cost) | 0.006192 | 0.012091 | 0.017659 | 0.022883 | 0.027783 | 0.032368 | 0.036662 | 0.040686 | 0.044451 | 0.047973 | 0.051269 | 0.05435
SDG&E | GWh | Industrial | Ind - Printing & Publishing | HVAC | No | Ind HVAC - Equipment (Electric - Low Cost) | 0.011591 | 0.022574 | 0.032928 | 0.042625 | 0.051709 | 0.060203 | 0.068149 | 0.075581 | 0.082529 | 0.089022 | 0.095088 | 0.10075
SDG&E | GWh | Industrial | Ind - Printing & Publishing | HVAC | No | Ind HVAC - Equipment (Electric - Mid Cost) | 0.012349 | 0.024058 | 0.0351 | 0.045444 | 0.055135 | 0.064198 | 0.072677 | 0.080611 | 0.088029 | 0.094962 | 0.10144 | 0.10749
SDG&E | GWh | Industrial | Ind - Printing & Publishing | HVAC | No | Ind HVAC - Equipment (Gas - High Cost) | -0.00013792 | -0.00027182 | -0.00040115 | -0.00052863 | -0.00065328 | -0.00077168 | -0.00088584 | -0.00099577 | -0.001101 | -0.001202 | -0.001297 | -0.0013865
SDG&E | GWh | Industrial | Ind - Printing & Publishing | HVAC | No | Ind HVAC - Equipment (Gas - Mid Cost) | -1.4735e-05 | -2.8906e-05 | -4.2518e-05 | -5.5621e-05 | -6.8202e-05 | -8.0262e-05 | -9.1806e-05 | -0.00010284 | -0.00011337 | -0.00012342 | -0.00013281 | -0.00014159
SDG&E | GWh | Industrial | Ind - Printing & Publishing | HVAC | No | Ind HVAC - O&M (Electric - High Cost) | 0.0025335 | 0.0052235 | 0.0079389 | 0.010662 | 0.013394 | 0.016128 | 0.018867 | 0.02161 | 0.024355 | 0.027102 | 0.02985 | 0.032598
SDG&E | GWh | Industrial | Ind - Printing & Publishing | HVAC | No | Ind HVAC - O&M (Electric - Low Cost) | 0.061705 | 0.12428 | 0.18743 | 0.25074 | 0.31421 | 0.37774 | 0.44136 | 0.50506 | 0.5688 | 0.63256 | 0.69631 | 0.76006
SDG&E | GWh | Industrial | Ind - Printing & Publishing | HVAC | No | Ind HVAC - O&M (Electric - Mid Cost) | 0.027902 | 0.056218 | 0.084799 | 0.11346 | 0.1422 | 0.17097 | 0.19979 | 0.22864 | 0.25752 | 0.28642 | 0.31532 | 0.34422
SDG&E | GWh | Industrial | Ind - Printing & Publishing | Lighting | No | Ind Lighting - Equipment (High Cost) | 0.0077004 | 0.015019 | 0.021918 | 0.028382 | 0.034437 | 0.040096 | 0.04539 | 0.050343 | 0.054973 | 0.059298 | 0.06334 | 0.067115
SDG&E | GWh | Industrial | Ind - Printing & Publishing | Lighting | No | Ind Lighting - Equipment (Low Cost) | 0.017315 | 0.033705 | 0.049143 | 0.063588 | 0.077106 | 0.089733 | 0.10154 | 0.11256 | 0.12287 | 0.13248 | 0.14146 | 0.14983
SDG&E | GWh | Industrial | Ind - Printing & Publishing | Lighting | No | Ind Lighting - Equipment (Mid Cost) | 0.043723 | 0.085139 | 0.12415 | 0.16067 | 0.19485 | 0.22678 | 0.25662 | 0.28452 | 0.31058 | 0.33491 | 0.35763 | 0.37883
SDG&E | GWh | Industrial | Ind - Printing & Publishing | Lighting | No | Ind Lighting - O&M (Low Cost) | 0.0082705 | 0.016098 | 0.02347 | 0.030368 | 0.036824 | 0.042853 | 0.048489 | 0.053755 | 0.058673 | 0.063265 | 0.06755 | 0.07155
SDG&E | GWh | Industrial | Ind - Printing & Publishing | Lighting | No | Ind Lighting - O&M (Mid Cost) | 0.00038051 | 0.00074112 | 0.0010809 | 0.0013989 | 0.0017017 | 0.0019845 | 0.0022489 | 0.0024959 | 0.0027267 | 0.0029422 | 0.0031434 | 0.0033311
SDG&E | GWh | Industrial | Ind - Printing & Publishing | ProcHeat | No | Ind ProcHeat - Equipment (Gas - Mid Cost) | -0.00022398 | -0.0004395 | -0.00064658 | -0.00084616 | -0.001038 | -0.0012218 | -0.0013978 | -0.0015661 | -0.0017267 | -0.0018801 | -0.0020234 | -0.0021575
SDG&E | GWh | Industrial | Ind - Printing & Publishing | ProcHeat | No | Ind ProcHeat - O&M (Gas - High Cost) | -0.00011495 | -0.00023355 | -0.00035562 | -0.00048195 | -0.00061214 | -0.00074559 | -0.00088246 | -0.0010226 | -0.0011658 | -0.0013123 | -0.0014589 | -0.0016057
SDG&E | GWh | Industrial | Ind - Printing & Publishing | MachDr | No | Ind MachDr - Equipment (High Cost) | 0.0048822 | 0.0094164 | 0.013594 | 0.01742 | 0.020922 | 0.024122 | 0.027047 | 0.029722 | 0.032166 | 0.034398 | 0.036436 | 0.038297
SDG&E | GWh | Industrial | Ind - Printing & Publishing | MachDr | No | Ind MachDr - Equipment (Low Cost) | 0.021744 | 0.04186 | 0.06038 | 0.077317 | 0.092811 | 0.10696 | 0.11988 | 0.13168 | 0.14246 | 0.15229 | 0.16126 | 0.16945
SDG&E | GWh | Industrial | Ind - Printing & Publishing | MachDr | No | Ind MachDr - Equipment (Mid Cost) | 0.034319 | 0.066093 | 0.095349 | 0.12211 | 0.1466 | 0.16896 | 0.18939 | 0.20805 | 0.22509 | 0.24064 | 0.25483 | 0.26778
SDG&E | GWh | Industrial | Ind - Printing & Publishing | MachDr | No | Ind MachDr - O&M (High Cost) | 0.00019952 | 0.00040272 | 0.00060795 | 0.00081402 | 0.0010208 | 0.0012279 | 0.0014355 | 0.0016436 | 0.001852 | 0.0020606 | 0.0022695 | 0.0024785
SDG&E | GWh | Industrial | Ind - Printing & Publishing | MachDr | No | Ind MachDr - O&M (Low Cost) | 0.25528 | 0.51416 | 0.77541 | 1.0373 | 1.2999 | 1.5627 | 1.8259 | 2.0894 | 2.3531 | 2.6168 | 2.8805 | 3.1443
SDG&E | GWh | Industrial | Ind - Printing & Publishing | MachDr | No | Ind MachDr - O&M (Mid Cost) | 0.012238 | 0.024664 | 0.037208 | 0.049788 | 0.062405 | 0.075243 | 0.0881 | 0.10097 | 0.11386 | 0.12675 | 0.13964 | 0.15253
SDG&E | GWh | Industrial | Ind - Stone, Glass & Clay | HVAC | No | Ind HVAC - Equipment (Gas - High Cost) | -1.2715e-06 | -2.491e-06 | -3.6592e-06 | -4.791e-06 | -5.8857e-06 | -6.9309e-06 | -7.9333e-06 | -8.8925e-06 | -9.8074e-06 | -1.0681e-05 | -1.1498e-05 | -1.2265e-05
SDG&E | GWh | Industrial | Ind - Stone, Glass & Clay | HVAC | No | Ind HVAC - O&M (Electric - High Cost) | 0.00023632 | 0.00048702 | 0.00074008 | 0.00099388 | 0.0012484 | 0.0015032 | 0.0017584 | 0.0020141 | 0.0022699 | 0.0025259 | 0.002782 | 0.0030381
SDG&E | GWh | Industrial | Ind - Stone, Glass & Clay | HVAC | No | Ind HVAC - O&M (Electric - Low Cost) | 0.003993 | 0.0080423 | 0.012129 | 0.016225 | 0.020333 | 0.024444 | 0.028561 | 0.032683 | 0.036807 | 0.040933 | 0.045058 | 0.049184
SDG&E | GWh | Industrial | Ind - Stone, Glass & Clay | HVAC | No | Ind HVAC - O&M (Electric - Mid Cost) | 3.2205e-05 | 6.4886e-05 | 9.7871e-05 | 0.00013094 | 0.00016411 | 0.00019731 | 0.00023056 | 0.00026386 | 0.00029718 | 0.00033052 | 0.00036386 | 0.0003972
SDG&E | GWh | Industrial | Ind - Stone, Glass & Clay | Lighting | No | Ind Lighting - Equipment (High Cost) | 0.0008369 | 0.0016327 | 0.0023829 | 0.003086 | 0.0037445 | 0.0043602 | 0.0049361 | 0.0054751 | 0.0059789 | 0.0064496 | 0.0068895 | 0.0073004
SDG&E | GWh | Industrial | Ind - Stone, Glass & Clay | Lighting | No | Ind Lighting - Equipment (Low Cost) | 0.0010022 | 0.0019508 | 0.0028442 | 0.0036802 | 0.0044626 | 0.0051933 | 0.0058764 | 0.0065146 | 0.0071107 | 0.0076673 | 0.0081867 | 0.0086715
SDG&E | GWh | Industrial | Ind - Stone, Glass & Clay | Lighting | No | Ind Lighting - Equipment (Mid Cost) | 0.012858 | 0.025037 | 0.036511 | 0.047249 | 0.0573 | 0.06669 | 0.075468 | 0.083672 | 0.091336 | 0.098492 | 0.10517 | 0.11141
SDG&E | GWh | Industrial | Ind - Stone, Glass & Clay | Lighting | No | Ind Lighting - O&M (Low Cost) | 0.00030705 | 0.00059768 | 0.00087142 | 0.0011275 | 0.0013672 | 0.0015911 | 0.0018004 | 0.001996 | 0.0021786 | 0.0023491 | 0.0025082 | 0.0026568
SDG&E | GWh | Industrial | Ind - Stone, Glass & Clay | Lighting | No | Ind Lighting - O&M (Mid Cost) | 0.00019205 | 0.00037399 | 0.00054539 | 0.00070776 | 0.00085972 | 0.0010017 | 0.0011344 | 0.0012584 | 0.0013742 | 0.0014823 | 0.0015833 | 0.0016775
SDG&E | GWh | Industrial | Ind - Stone, Glass & Clay | ProcHeat | No | Ind ProcHeat - Equipment (Gas - High Cost) | -8.1574e-05 | -0.00016012 | -0.0002355 | -0.00030909 | -0.00038048 | -0.00044855 | -0.00051391 | -0.00057653 | -0.00063629 | -0.00069339 | -0.0007469 | -0.00079714
SDG&E | GWh | Industrial | Ind - Stone, Glass & Clay | ProcHeat | No | Ind ProcHeat - O&M (Gas - High Cost) | -8.5747e-06 | -1.7365e-05 | -2.637e-05 | -3.5669e-05 | -4.526e-05 | -5.5079e-05 | -6.5144e-05 | -7.5435e-05 | -8.5936e-05 | -9.6648e-05 | -0.00010737 | -0.00011811
SDG&E | GWh | Industrial | Ind - Stone, Glass & Clay | ProcHeat | No | Ind ProcHeat - O&M (Gas - Mid Cost) | -0.0011875 | -0.0024022 | -0.0036457 | -0.0049258 | -0.0062436 | -0.007594 | -0.0089772 | -0.01039 | -0.011832 | -0.013301 | -0.014771 | -0.016241
SDG&E | GWh | Industrial | Ind - Stone, Glass & Clay | MachDr | No | Ind MachDr - Equipment (High Cost) | 0.0010518 | 0.0020284 | 0.0029282 | 0.0037522 | 0.0045065 | 0.0051956 | 0.0058256 | 0.0064017 | 0.0069279 | 0.0074085 | 0.0078474 | 0.008248
SDG&E | GWh | Industrial | Ind - Stone, Glass & Clay | MachDr | No | Ind MachDr - Equipment (Low Cost) | 0.0095208 | 0.018329 | 0.026438 | 0.033855 | 0.040639 | 0.046833 | 0.052492 | 0.05766 | 0.062378 | 0.066684 | 0.070612 | 0.074195
SDG&E | GWh | Industrial | Ind - Stone, Glass & Clay | MachDr | No | Ind MachDr - Equipment (Mid Cost) | 0.0076095 | 0.014655 | 0.021143 | 0.027078 | 0.032507 | 0.037466 | 0.041996 | 0.046135 | 0.049914 | 0.053363 | 0.05651 | 0.059381
SDG&E | GWh | Industrial | Ind - Stone, Glass & Clay | MachDr | No | Ind MachDr - O&M (High Cost) | 0.0013141 | 0.0026545 | 0.0040087 | 0.0053691 | 0.0067347 | 0.0081027 | 0.0094741 | 0.01085 | 0.012228 | 0.013607 | 0.01499 | 0.016373
SDG&E | GWh | Industrial | Ind - Stone, Glass & Clay | MachDr | No | Ind MachDr - O&M (Low Cost) | 0.033456 | 0.067383 | 0.10162 | 0.13594 | 0.17036 | 0.2048 | 0.23929 | 0.27382 | 0.30838 | 0.34295 | 0.37751 | 0.41207
SDG&E | GWh | Industrial | Ind - Stone, Glass & Clay | MachDr | No | Ind MachDr - O&M (Mid Cost) | 0.0054224 | 0.010929 | 0.016487 | 0.022062 | 0.027653 | 0.03325 | 0.038953 | 0.044664 | 0.05038 | 0.056098 | 0.061817 | 0.067536
SDG&E | GWh | Industrial | Ind - Textiles | HVAC | No | Ind HVAC - Equipment (Electric - High Cost) | 0.00022981 | 0.00044853 | 0.00065491 | 0.00084852 | 0.00103 | 0.0011999 | 0.0013589 | 0.0015079 | 0.0016473 | 0.0017776 | 0.0018995 | 0.0020136
SDG&E | GWh | Industrial | Ind - Textiles | HVAC | No | Ind HVAC - Equipment (Electric - Low Cost) | 0.00016715 | 0.00032551 | 0.00047482 | 0.00061465 | 0.00074564 | 0.00086811 | 0.00098268 | 0.0010898 | 0.00119 | 0.0012837 | 0.0013711 | 0.0014528
SDG&E | GWh | Industrial | Ind - Textiles | HVAC | No | Ind HVAC - Equipment (Electric - Mid Cost) | 0.00034727 | 0.00067647 | 0.00098686 | 0.0012776 | 0.00155 | 0.0018047 | 0.0020431 | 0.002266 | 0.0024744 | 0.0026692 | 0.0028513 | 0.0030213
SDG&E | GWh | Industrial | Ind - Textiles | HVAC | No | Ind HVAC - O&M (Electric - High Cost) | 4.0595e-05 | 8.2124e-05 | 0.0001241 | 0.00016628 | 0.00020862 | 0.00025437 | 0.00030019 | 0.0003461 | 0.00039207 | 0.00043806 | 0.00048407 | 0.0005301
SDG&E | GWh | Industrial | Ind - Textiles | HVAC | No | Ind HVAC - O&M (Electric - Low Cost) | 0.0034028 | 0.0068538 | 0.010337 | 0.013828 | 0.017329 | 0.020833 | 0.024341 | 0.027854 | 0.031369 | 0.034886 | 0.038402 | 0.041919
SDG&E | GWh | Industrial | Ind - Textiles | HVAC | No | Ind HVAC - O&M (Electric - Mid Cost) | 0.0014086 | 0.0028378 | 0.0042802 | 0.0057265 | 0.0071768 | 0.0086284 | 0.010082 | 0.011538 | 0.012995 | 0.014452 | 0.01591 | 0.017367
SDG&E | GWh | Industrial | Ind - Textiles | Lighting | No | Ind Lighting - Equipment (High Cost) | 0.00072023 | 0.0014048 | 0.0020501 | 0.0026548 | 0.0032211 | 0.0037505 | 0.0042457 | 0.0047091 | 0.0051422 | 0.0055468 | 0.0059249 | 0.0062781
SDG&E | GWh | Industrial | Ind - Textiles | Lighting | No | Ind Lighting - Equipment (Low Cost) | 0.00072482 | 0.0014109 | 0.0020572 | 0.0026618 | 0.0032277 | 0.0037563 | 0.0042504 | 0.0047121 | 0.0051433 | 0.0055459 | 0.0059216 | 0.0062723
SDG&E | GWh | Industrial | Ind - Textiles | Lighting | No | Ind Lighting - Equipment (Mid Cost) | 0.0058782 | 0.011447 | 0.016694 | 0.021605 | 0.026202 | 0.030496 | 0.034511 | 0.038264 | 0.041769 | 0.045043 | 0.048099 | 0.050951
SDG&E | GWh | Industrial | Ind - Textiles | Lighting | No | Ind Lighting - O&M (Low Cost) | 0.00043293 | 0.00084267 | 0.0012286 | 0.0015897 | 0.0019276 | 0.0022432 | 0.0025383 | 0.0028139 | 0.0030714 | 0.0033117 | 0.003536 | 0.0037454
SDG&E | GWh | Industrial | Ind - Textiles | Lighting | No | Ind Lighting - O&M (Mid Cost) | 0.0002253 | 0.00043871 | 0.00064199 | 0.00083221 | 0.0010102 | 0.0011765 | 0.001332 | 0.0014773 | 0.001613 | 0.0017396 | 0.0018579 | 0.0019683
SDG&E | GWh | Industrial | Ind - Textiles | ProcHeat | No | Ind ProcHeat - Equipment (Gas - High Cost) | -0.00013424 | -0.00026767 | -0.00040091 | -0.00053721 | -0.00067556 | -0.00081166 | -0.00094838 | -0.0010847 | -0.00122 | -0.0013542 | -0.001489 | -0.0016248
SDG&E | GWh | Industrial | Ind - Textiles | ProcHeat | No | Ind ProcHeat - Equipment (Gas - Mid Cost) | 1.0777e-06 | 2.1411e-06 | 3.1964e-06 | 4.246e-06 | 5.2908e-06 | 6.3289e-06 | 7.364e-06 | 8.3902e-06 | 9.4069e-06 | 1.041e-05 | 1.1413e-05 | 1.2417e-05
SDG&E | GWh | Industrial | Ind - Textiles | ProcHeat | No | Ind ProcHeat - O&M (Gas - High Cost) | -4.0345e-05 | -8.0261e-05 | -0.00011993 | -0.00015962 | -0.00019932 | -0.00023867 | -0.00027799 | -0.00031704 | -0.00035576 | -0.00039403 | -0.00043235 | -0.00047074
SDG&E | GWh | Industrial | Ind - Textiles | ProcHeat | No | Ind ProcHeat - O&M (Gas - Low Cost) | 6.4526e-06 | 1.2817e-05 | 1.9132e-05 | 2.5409e-05 | 3.1654e-05 | 3.786e-05 | 4.4047e-05 | 5.0179e-05 | 5.6254e-05 | 6.2246e-05 | 6.8239e-05 | 7.4232e-05
SDG&E | GWh | Industrial | Ind - Textiles | ProcHeat | No | Ind ProcHeat - O&M (Gas - Mid Cost) | -7.2524e-06 | -1.4409e-05 | -2.1511e-05 | -2.8576e-05 | -3.5608e-05 | -4.2596e-05 | -4.9563e-05 | -5.6471e-05 | -6.3314e-05 | -7.0067e-05 | -7.6822e-05 | -8.3579e-05
SDG&E | GWh | Industrial | Ind - Textiles | MachDr | No | Ind MachDr - Equipment (High Cost) | 0.00022175 | 0.00044775 | 0.00067604 | 0.00090532 | 0.0011354 | 0.0013659 | 0.001597 | 0.0018286 | 0.0020607 | 0.002293 | 0.0025257 | 0.0027585
SDG&E | GWh | Industrial | Ind - Textiles | MachDr | No | Ind MachDr - Equipment (Low Cost) | 0.0018045 | 0.0036346 | 0.0054814 | 0.0073328 | 0.0091893 | 0.011047 | 0.012908 | 0.014771 | 0.016635 | 0.018499 | 0.020364 | 0.022229
SDG&E | GWh | Industrial | Ind - Textiles | MachDr | No | Ind MachDr - Equipment (Mid Cost) | 0.0043715 | 0.0088083 | 0.013287 | 0.017777 | 0.022281 | 0.026788 | 0.031303 | 0.035824 | 0.04035 | 0.044877 | 0.049405 | 0.053933
SDG&E | GWh | Industrial | Ind - Textiles | MachDr | No | Ind MachDr - O&M (High Cost) | 0.00020383 | 0.00041153 | 0.00062132 | 0.00083201 | 0.0010435 | 0.0012552 | 0.0014675 | 0.0016804 | 0.0018936 | 0.002107 | 0.0023207 | 0.0025346
SDG&E | GWh | Industrial | Ind - Textiles | MachDr | No | Ind MachDr - O&M (Low Cost) | 0.015232 | 0.030732 | 0.046374 | 0.062055 | 0.077778 | 0.093514 | 0.10927 | 0.12505 | 0.14084 | 0.15663 | 0.17242 | 0.18821
SDG&E | GWh | Industrial | Ind - Textiles | MachDr | No | Ind MachDr - O&M (Mid Cost) | 0.0032973 | 0.0066457 | 0.010026 | 0.013416 | 0.016816 | 0.02022 | 0.023689 | 0.027162 | 0.030639 | 0.034117 | 0.037595 | 0.041074
SDG&E | GWh | Industrial | Ind - Transportation Equipment | HVAC | No | Ind HVAC - Equipment (Electric - High Cost) | 0.0023416 | 0.0045714 | 0.0066757 | 0.0086501 | 0.010501 | 0.012234 | 0.013856 | 0.015376 | 0.016798 | 0.018128 | 0.019372 | 0.020536
SDG&E | GWh | Industrial | Ind - Transportation Equipment | HVAC | No | Ind HVAC - Equipment (Electric - Low Cost) | 0.004445 | 0.0086563 | 0.012627 | 0.016345 | 0.019828 | 0.023085 | 0.026132 | 0.028982 | 0.031646 | 0.034135 | 0.036461 | 0.038634
SDG&E | GWh | Industrial | Ind - Transportation Equipment | HVAC | No | Ind HVAC - Equipment (Electric - Mid Cost) | 0.0056281 | 0.010965 | 0.015998 | 0.020713 | 0.025131 | 0.029262 | 0.033128 | 0.036744 | 0.040126 | 0.043287 | 0.04624 | 0.049
SDG&E | GWh | Industrial | Ind - Transportation Equipment | HVAC | No | Ind HVAC - Equipment (Gas - High Cost) | -7.7657e-05 | -0.00015191 | -0.00022265 | -0.00029037 | -0.00035487 | -0.00041554 | -0.00047287 | -0.00052689 | -0.00057768 | -0.00062547 | -0.00067021 | -0.00071214
SDG&E | GWh | Industrial | Ind - Transportation Equipment | HVAC | No | Ind HVAC - Equipment (Gas - Low Cost) | -5.8789e-06 | -1.1478e-05 | -1.6802e-05 | -2.1857e-05 | -2.6642e-05 | -3.1156e-05 | -3.5411e-05 | -3.9409e-05 | -4.3163e-05 | -4.6687e-05 | -4.9979e-05 | -5.3055e-05
SDG&E | GWh | Industrial | Ind - Transportation Equipment | HVAC | No | Ind HVAC - Equipment (Gas - Mid Cost) | -3.2934e-05 | -6.4314e-05 | -9.4161e-05 | -0.00012253 | -0.00014941 | -0.00017475 | -0.00019865 | -0.00022111 | -0.00024221 | -0.00026202 | -0.00028053 | -0.00029783
SDG&E | GWh | Industrial | Ind - Transportation Equipment | HVAC | No | Ind HVAC - O&M (Electric - High Cost) | 0.0038406 | 0.0077562 | 0.011712 | 0.015928 | 0.020156 | 0.024389 | 0.02863 | 0.032878 | 0.03713 | 0.041384 | 0.045641 | 0.049898
SDG&E | GWh | Industrial | Ind - Transportation Equipment | HVAC | No | Ind HVAC - O&M (Electric - Low Cost) | 0.054936 | 0.11064 | 0.16686 | 0.22322 | 0.27973 | 0.33629 | 0.39293 | 0.44962 | 0.50637 | 0.56312 | 0.61988 | 0.67663
SDG&E | GWh | Industrial | Ind - Transportation Equipment | HVAC | No | Ind HVAC - O&M (Electric - Mid Cost) | 0.0073183 | 0.014743 | 0.022237 | 0.029751 | 0.037285 | 0.044827 | 0.052379 | 0.059942 | 0.06751 | 0.075082 | 0.082654 | 0.090227
SDG&E | GWh | Industrial | Ind - Transportation Equipment | Lighting | No | Ind Lighting - Equipment (High Cost) | 0.018997 | 0.037066 | 0.054101 | 0.070069 | 0.085026 | 0.09901 | 0.11209 | 0.12433 | 0.13578 | 0.14647 | 0.15647 | 0.16581
SDG&E | GWh | Industrial | Ind - Transportation Equipment | Lighting | No | Ind Lighting - Equipment (Low Cost) | 0.022161 | 0.043136 | 0.062892 | 0.081376 | 0.098675 | 0.11483 | 0.12994 | 0.14405 | 0.15723 | 0.16953 | 0.18102 | 0.19174
SDG&E | GWh | Industrial | Ind - Transportation Equipment | Lighting | No | Ind Lighting - Equipment (Mid Cost) | 0.11862 | 0.231 | 0.33687 | 0.43596 | 0.52871 | 0.61537 | 0.69637 | 0.77209 | 0.84282 | 0.90887 | 0.97053 | 1.0281
SDG&E | GWh | Industrial | Ind - Transportation Equipment | Lighting | No | Ind Lighting - O&M (High Cost) | 0.00081782 | 0.0015967 | 0.0023311 | 0.0030199 | 0.0036652 | 0.0042686 | 0.0048333 | 0.0053619 | 0.0058563 | 0.0063182 | 0.0067502 | 0.0071538
SDG&E | GWh | Industrial | Ind - Transportation Equipment | Lighting | No | Ind Lighting - O&M (Low Cost) | 0.011589 | 0.022556 | 0.032887 | 0.042552 | 0.051598 | 0.060047 | 0.067944 | 0.075323 | 0.082214 | 0.088649 | 0.094653 | 0.10026
SDG&E | GWh | Industrial | Ind - Transportation Equipment | Lighting | No | Ind Lighting - O&M (Mid Cost) | 0.00087551 | 0.0017055 | 0.0024875 | 0.0032196 | 0.0039049 | 0.0045583 | 0.005169 | 0.0057398 | 0.0062729 | 0.0067708 | 0.0072355 | 0.0076693
SDG&E | GWh | Industrial | Ind - Transportation Equipment | ProcHeat | No | Ind ProcHeat - Equipment (Electric - High Cost) | 2.7796e-06 | 5.6094e-06 | 8.4673e-06 | 1.1336e-05 | 1.4215e-05 | 1.7099e-05 | 1.9988e-05 | 2.2884e-05 | 2.5785e-05 | 2.8688e-05 | 3.1595e-05 | 3.4503e-05
SDG&E | GWh | Industrial | Ind - Transportation Equipment | ProcHeat | No | Ind ProcHeat - Equipment (Electric - Low Cost) | 0.0049575 | 0.0099847 | 0.015058 | 0.020144 | 0.025244 | 0.030347 | 0.035458 | 0.040575 | 0.045695 | 0.050818 | 0.055939 | 0.06106
SDG&E | GWh | Industrial | Ind - Transportation Equipment | ProcHeat | No | Ind ProcHeat - Equipment (Electric - Mid Cost) | 0.0033584 | 0.0067686 | 0.010211 | 0.013664 | 0.017127 | 0.020593 | 0.024065 | 0.027543 | 0.031024 | 0.034507 | 0.037991 | 0.041476
SDG&E | GWh | Industrial | Ind - Transportation Equipment | ProcHeat | No | Ind ProcHeat - Equipment (Gas - High Cost) | -0.00065784 | -0.0013312 | -0.0020182 | -0.0027233 | -0.003443 | -0.0041672 | -0.0048999 | -0.0056393 | -0.0063835 | -0.0071334 | -0.007885 | -0.0086395
SDG&E | GWh | Industrial | Ind - Transportation Equipment | ProcHeat | No | Ind ProcHeat - Equipment (Gas - Mid Cost) | 1.1258e-05 | 2.2741e-05 | 3.4433e-05 | 4.6329e-05 | 5.8391e-05 | 7.0567e-05 | 8.2854e-05 | 9.5218e-05 | 0.00010765 | 0.00012014 | 0.00013264 | 0.00014515
SDG&E | GWh | Industrial | Ind - Transportation Equipment | ProcHeat | No | Ind ProcHeat - O&M (Gas - High Cost) | -0.00010537 | -0.00021322 | -0.00032321 | -0.00043591 | -0.0005508 | -0.00066648 | -0.00078349 | -0.00090152 | -0.0010203 | -0.0011399 | -0.0012598 | -0.0013801
SDG&E | GWh | Industrial | Ind - Transportation Equipment | ProcHeat | No | Ind ProcHeat - O&M (Gas - Low Cost) | 1.3337e-05 | 2.6932e-05 | 4.0771e-05 | 5.4838e-05 | 6.909e-05 | 8.3482e-05 | 9.8001e-05 | 0.00011261 | 0.00012729 | 0.00014204 | 0.00015679 | 0.00017154
SDG&E | GWh | Industrial | Ind - Transportation Equipment | SHW | No | Ind SHW - Equipment (High Cost) | 4.8667e-05 | 9.6092e-05 | 0.00014214 | 0.00018705 | 0.00023062 | 0.00027241 | 0.00031265 | 0.00035129 | 0.00038832 | 0.00042382 | 0.0004577 | 0.00049005
SDG&E | GWh | Industrial | Ind - Transportation Equipment | SHW | No | Ind SHW - O&M (High Cost) | -3.0718e-05 | -5.9734e-05 | -0.00010159 | -0.00022248 | -0.00039523 | -0.00053999 | -0.00070372 | -0.00088183 | -0.0010648 | -0.0012624 | -0.0014663 | -0.0016846
SDG&E | GWh | Industrial | Ind - Transportation Equipment | SHW | No | Ind SHW - O&M (Mid Cost) | -1.9314e-05 | -3.9023e-05 | -5.9093e-05 | -7.9535e-05 | -0.00010028 | -0.00012121 | -0.00014233 | -0.0001636 | -0.00018499 | -0.00020649 | -0.000228 | -0.00024953
SDG&E | GWh | Industrial | Ind - Transportation Equipment | ProcRefrig | No | Ind ProcRefrig - O&M (High Cost) | 0.0012968 | 0.0026193 | 0.0039553 | 0.0052973 | 0.0066444 | 0.0079939 | 0.0093466 | 0.010703 | 0.012062 | 0.013423 | 0.014786 | 0.01615
SDG&E | GWh | Industrial | Ind - Transportation Equipment | ProcRefrig | No | Ind ProcRefrig - O&M (Mid Cost) | 0.0099519 | 0.020053 | 0.030249 | 0.040474 | 0.050857 | 0.061249 | 0.071657 | 0.082077 | 0.092506 | 0.10294 | 0.11337 | 0.12381
SDG&E | GWh | Industrial | Ind - Transportation Equipment | MachDr | No | Ind MachDr - Equipment (High Cost) | 0.0085902 | 0.017337 | 0.026171 | 0.035041 | 0.043943 | 0.052857 | 0.061791 | 0.070748 | 0.079717 | 0.088696 | 0.097685 | 0.10668
SDG&E | GWh | Industrial | Ind - Transportation Equipment | MachDr | No | Ind MachDr - Equipment (Low Cost) | 0.079147 | 0.15941 | 0.24041 | 0.32161 | 0.40303 | 0.48452 | 0.56612 | 0.64782 | 0.72957 | 0.81135 | 0.89312 | 0.9749
SDG&E | GWh | Industrial | Ind - Transportation Equipment | MachDr | No | Ind MachDr - Equipment (Mid Cost) | 0.093954 | 0.1893 | 0.28552 | 0.38201 | 0.47878 | 0.57563 | 0.67263 | 0.76976 | 0.86697 | 0.96423 | 1.0615 | 1.1588
SDG&E | GWh | Industrial | Ind - Transportation Equipment | MachDr | No | Ind MachDr - O&M (High Cost) | 0.015093 | 0.030463 | 0.045988 | 0.061575 | 0.077217 | 0.092882 | 0.10858 | 0.12432 | 0.14009 | 0.15587 | 0.17167 | 0.18748
SDG&E | GWh | Industrial | Ind - Transportation Equipment | MachDr | No | Ind MachDr - O&M (Low Cost) | 0.41794 | 0.84307 | 1.2721 | 1.7022 | 2.1335 | 2.5651 | 2.9973 | 3.43 | 3.863 | 4.2962 | 4.7293 | 5.1625
SDG&E | GWh | Industrial | Ind - Transportation Equipment | MachDr | No | Ind MachDr - O&M (Mid Cost) | 0.081902 | 0.16503 | 0.24894 | 0.33309 | 0.41852 | 0.50402 | 0.58965 | 0.67539 | 0.76119 | 0.84703 | 0.93287 | 1.0187
SDG&E | GWh | Agricultural | Agr - Concentrated Animal Feeding Operation | SHW | No | Ag SHWC - Equipment (Low Cost) | 6.9248e-05 | 0.00013881 | 0.00020866 | 0.00027878 | 0.00034886 | 0.00041893 | 0.00048901 | 0.0005591 | 0.00062918 | 0.00069927 | 0.00076972 | 0.00084054
SDG&E | GWh | Agricultural | Agr - Concentrated Animal Feeding Operation | SHW | No | Ag SHWC - Equipment (Mid Cost) | 9.7946e-05 | 0.00019636 | 0.00029521 | 0.0003945 | 0.0004938 | 0.00059306 | 0.00069235 | 0.00079167 | 0.000891 | 0.00099035 | 0.0010902 | 0.0011907
SDG&E | GWh | Agricultural | Agr - Concentrated Animal Feeding Operation | SHW | No | Ag SHWC - O&M (High Cost) | -3.7214e-06 | -7.464e-06 | -1.1225e-05 | -1.5009e-05 | -1.8798e-05 | -2.2584e-05 | -2.6373e-05 | -3.0165e-05 | -3.3959e-05 | -3.7755e-05 | -4.1574e-05 | -4.5417e-05
SDG&E | GWh | Agricultural | Agr - Concentrated Animal Feeding Operation | SHW | No | Ag SHWC - O&M (Mid Cost) | 6.5185e-05 | 0.00013068 | 0.00019647 | 0.00026255 | 0.00032864 | 0.0003947 | 0.00046078 | 0.00052688 | 0.00059299 | 0.00065911 | 0.00072559 | 0.00079244
SDG&E | GWh | Agricultural | Agr - Dairies | ProcRefrig | No | Ag Refrigeration - Equipment (High Cost) | 0.0065671 | 0.01321 | 0.019914 | 0.026695 | 0.033547 | 0.040461 | 0.047421 | 0.054432 | 0.06147 | 0.068517 | 0.075543 | 0.082547
SDG&E | GWh | Agricultural | Agr - Dairies | ProcRefrig | No | Ag Refrigeration - Equipment (Low Cost) | 1.4557e-05 | 2.9239e-05 | 4.4047e-05 | 5.901e-05 | 7.4119e-05 | 8.9357e-05 | 0.00010469 | 0.00012013 | 0.00013562 | 0.00015112 | 0.00016657 | 0.00018197
SDG&E | GWh | Agricultural | Agr - Dairies | ProcRefrig | No | Ag Refrigeration - Equipment (Mid Cost) | 0.0020789 | 0.0041778 | 0.0062951 | 0.0084355 | 0.010597 | 0.012778 | 0.014973 | 0.017182 | 0.019401 | 0.021622 | 0.023835 | 0.026041
SDG&E | GWh | Agricultural | Agr - Dairies | ProcRefrig | No | Ag Refrigeration - O&M (High Cost) | 0.019446 | 0.039116 | 0.058966 | 0.079047 | 0.099335 | 0.11981 | 0.14042 | 0.16118 | 0.18202 | 0.20341 | 0.22474 | 0.246
SDG&E | GWh | Agricultural | Agr - Dairies | ProcRefrig | No | Ag Refrigeration - O&M (Low Cost) | 0.054606 | 0.10988 | 0.16564 | 0.22197 | 0.27886 | 0.33623 | 0.39396 | 0.45206 | 0.51038 | 0.56875 | 0.6269 | 0.68485
SDG&E | GWh | Agricultural | Agr - Dairies | ProcRefrig | No | Ag Refrigeration - O&M (Mid Cost) | 0.032585 | 0.065482 | 0.098669 | 0.13222 | 0.1661 | 0.20081 | 0.23574 | 0.27091 | 0.3062 | 0.34153 | 0.37673 | 0.41182
SDG&E | GWh | Agricultural | Agr - Dairies | MachDr | No | Ag Process Mtr - Equipment (High Cost) | 0.027758 | 0.055884 | 0.084278 | 0.11302 | 0.14208 | 0.17141 | 0.20095 | 0.23072 | 0.26064 | 0.2906 | 0.3205 | 0.35032
SDG&E | GWh | Agricultural | Agr - Dairies | MachDr | No | Ag Process Mtr - Equipment (Low Cost) | 0.13533 | 0.2718 | 0.40944 | 0.54852 | 0.68896 | 0.83059 | 0.97312 | 1.1166 | 1.2605 | 1.4046 | 1.5482 | 1.6913
SDG&E | GWh | Agricultural | Agr - Dairies | MachDr | No | Ag Process Mtr - Equipment (Mid Cost) | 0.14554 | 0.29239 | 0.44053 | 0.59024 | 0.74144 | 0.89393 | 1.0474 | 1.2019 | 1.357 | 1.5122 | 1.6669 | 1.8211
SDG&E | GWh | Agricultural | Agr - Dairies | MachDr | No | Ag Process Mtr - O&M (High Cost) | 0.010503 | 0.021127 | 0.031849 | 0.042695 | 0.053653 | 0.064709 | 0.075841 | 0.087052 | 0.098308 | 0.10986 | 0.12138 | 0.13286
SDG&E | GWh | Agricultural | Agr - Dairies | MachDr | No | Ag Process Mtr - O&M (Low Cost) | 0.39747 | 0.79825 | 1.2025 | 1.6109 | 2.0233 | 2.4392 | 2.8577 | 3.2789 | 3.7017 | 4.1248 | 4.5463 | 4.9664
SDG&E | GWh | Agricultural | Agr - Dairies | MachDr | No | Ag Process Mtr - O&M (Mid Cost) | 0.04121 | 0.082799 | 0.12475 | 0.16764 | 0.21095 | 0.25462 | 0.29858 | 0.34283 | 0.38724 | 0.43169 | 0.47598 | 0.52012
SDG&E | GWh | Agricultural | Agr - Irrigated Agriculture | MachDr | No | Ag Motor Pmp - Equipment (High Cost) | 0.02673 | 0.053817 | 0.081162 | 0.10885 | 0.13683 | 0.16507 | 0.19352 | 0.2222 | 0.25101 | 0.27987 | 0.30867 | 0.33739
SDG&E | GWh | Agricultural | Agr - Irrigated Agriculture | MachDr | No | Ag Motor Pmp - Equipment (Low Cost) | 0.070966 | 0.14253 | 0.21471 | 0.28765 | 0.3613 | 0.43557 | 0.51032 | 0.58555 | 0.66106 | 0.73662 | 0.81192 | 0.88695
SDG&E | GWh | Agricultural | Agr - Irrigated Agriculture | MachDr | No | Ag Motor Pmp - Equipment (Mid Cost) | 0.11329 | 0.22762 | 0.34295 | 0.45951 | 0.57722 | 0.69595 | 0.81545 | 0.93574 | 1.0565 | 1.1773 | 1.2978 | 1.4178
SDG&E | GWh | Agricultural | Agr - Irrigated Agriculture | MachDr | No | Ag Motor Pmp - O&M (High Cost) | 0.001031 | 0.0020746 | 0.0031279 | 0.0041937 | 0.0052705 | 0.0063573 | 0.0074517 | 0.0085545 | 0.009662 | 0.010771 | 0.011878 | 0.013016
SDG&E | GWh | Agricultural | Agr - Irrigated Agriculture | MachDr | No | Ag Motor Pmp - O&M (Low Cost) | 0.061062 | 0.12263 | 0.18473 | 0.24748 | 0.31083 | 0.37473 | 0.43903 | 0.50374 | 0.56869 | 0.63369 | 0.69845 | 0.76299
SDG&E | GWh | Agricultural | Agr - Irrigated Agriculture | MachDr | No | Ag Motor Pmp - O&M (Mid Cost) | 0.01513 | 0.030399 | 0.045801 | 0.061543 | 0.077439 | 0.093471 | 0.10961 | 0.12585 | 0.14215 | 0.15846 | 0.17472 | 0.19092
SDG&E | GWh | Agricultural | Agr - Post-Harvest Processing | ProcHeat | No | Ag Process Dry - Equipment (High Cost) | 0.00030909 | 0.00062052 | 0.00093371 | 0.00125 | 0.0015675 | 0.0018843 | 0.0022018 | 0.0025199 | 0.0028383 | 0.0031572 | 0.0034781 | 0.0038012
SDG&E | GWh | Agricultural | Agr - Post-Harvest Processing | ProcHeat | No | Ag Process Dry - Equipment (Mid Cost) | 0.00043189 | 0.00086583 | 0.0013017 | 0.0017394 | 0.0021771 | 0.0026147 | 0.0030524 | 0.0034902 | 0.003928 | 0.0043659 | 0.0048062 | 0.0052489
SDG&E | GWh | Agricultural | Agr - Post-Harvest Processing | ProcHeat | No | Ag Process Dry - O&M (High Cost) | -0.00056108 | -0.0011252 | -0.0016921 | -0.0022623 | -0.0028331 | -0.0034034 | -0.0039742 | -0.0045454 | -0.0051168 | -0.0056885 | -0.0062636 | -0.0068422
SDG&E | GWh | Agricultural | Agr - Post-Harvest Processing | ProcHeat | No | Ag Process Dry - O&M (Mid Cost) | -8.5619e-05 | -0.00017165 | -0.00025806 | -0.00034488 | -0.00043169 | -0.00051848 | -0.00060529 | -0.00069212 | -0.00077897 | -0.00086584 | -0.00095318 | -0.001041
SDG&E | GWh | Agricultural | Agr - Post-Harvest Processing | ProcRefrig | No | Ag Refrigeration - Equipment (High Cost) | 0.0065343 | 0.013144 | 0.019814 | 0.026562 | 0.033379 | 0.040258 | 0.047184 | 0.054159 | 0.061163 | 0.068174 | 0.075165 | 0.082134
SDG&E | GWh | Agricultural | Agr - Post-Harvest Processing | ProcRefrig | No | Ag Refrigeration - Equipment (Low Cost) | 1.4485e-05 | 2.9093e-05 | 4.3827e-05 | 5.8715e-05 | 7.3749e-05 | 8.891e-05 | 0.00010417 | 0.00011953 | 0.00013494 | 0.00015037 | 0.00016574 | 0.00018106
SDG&E | GWh | Agricultural | Agr - Post-Harvest Processing | ProcRefrig | No | Ag Refrigeration - Equipment (Mid Cost) | 0.0020685 | 0.0041569 | 0.0062636 | 0.0083933 | 0.010544 | 0.012714 | 0.014898 | 0.017097 | 0.019304 | 0.021513 | 0.023716 | 0.025911
SDG&E | GWh | Agricultural | Agr - Post-Harvest Processing | ProcRefrig | No | Ag Refrigeration - O&M (High Cost) | 0.019348 | 0.03892 | 0.058671 | 0.078651 | 0.098838 | 0.11921 | 0.13972 | 0.16037 | 0.18111 | 0.2024 | 0.22362 | 0.24477
SDG&E | GWh | Agricultural | Agr - Post-Harvest Processing | ProcRefrig | No | Ag Refrigeration - O&M (Low Cost) | 0.054333 | 0.10934 | 0.16481 | 0.22086 | 0.27746 | 0.33455 | 0.39199 | 0.4498 | 0.50783 | 0.5659 | 0.62377 | 0.68143
SDG&E | GWh | Agricultural | Agr - Post-Harvest Processing | ProcRefrig | No | Ag Refrigeration - O&M (Mid Cost) | 0.032422 | 0.065154 | 0.098176 | 0.13156 | 0.16527 | 0.19981 | 0.23456 | 0.26955 | 0.30467 | 0.33982 | 0.37485 | 0.40976
SDG&E | GWh | Agricultural | Agr - Post-Harvest Processing | MachDr | No | Ag Process Mtr - Equipment (High Cost) | 0.027619 | 0.055604 | 0.083857 | 0.11246 | 0.14137 | 0.17055 | 0.19994 | 0.22957 | 0.25933 | 0.28915 | 0.3189 | 0.34857
SDG&E | GWh | Agricultural | Agr - Post-Harvest Processing | MachDr | No | Ag Process Mtr - Equipment (Low Cost) | 0.13465 | 0.27044 | 0.40739 | 0.54577 | 0.68551 | 0.82643 | 0.96826 | 1.111 | 1.2542 | 1.3976 | 1.5405 | 1.6828
SDG&E | GWh | Agricultural | Agr - Post-Harvest Processing | MachDr | No | Ag Process Mtr - Equipment (Mid Cost) | 0.14481 | 0.29093 | 0.43833 | 0.58729 | 0.73773 | 0.88947 | 1.0422 | 1.1959 | 1.3502 | 1.5047 | 1.6586 | 1.812
SDG&E | GWh | Agricultural | Agr - Post-Harvest Processing | MachDr | No | Ag Process Mtr - O&M (High Cost) | 0.010451 | 0.021022 | 0.03169 | 0.042481 | 0.053384 | 0.064386 | 0.075462 | 0.086616 | 0.097816 | 0.10931 | 0.12077 | 0.13219
SDG&E | GWh | Agricultural | Agr - Post-Harvest Processing | MachDr | No | Ag Process Mtr - O&M (Low Cost) | 0.39549 | 0.79426 | 1.1965 | 1.6028 | 2.0132 | 2.427 | 2.8434 | 3.2625 | 3.6832 | 4.1041 | 4.5236 | 4.9416
SDG&E | GWh | Agricultural | Agr - Post-Harvest Processing | MachDr | No | Ag Process Mtr - O&M (Mid Cost) | 0.041004 | 0.082385 | 0.12413 | 0.1668 | 0.20989 | 0.25335 | 0.29709 | 0.34111 | 0.3853 | 0.42953 | 0.4736 | 0.51752
SDG&E | GWh | Agricultural | Agr - Refrigerated Warehouses | ProcRefrig | No | Ag Refrigeration - Equipment (High Cost) | 0.0065671 | 0.01321 | 0.019914 | 0.026695 | 0.033547 | 0.040461 | 0.047421 | 0.054432 | 0.06147 | 0.068517 | 0.075543 | 0.082547
SDG&E | GWh | Agricultural | Agr - Refrigerated Warehouses | ProcRefrig | No | Ag Refrigeration - Equipment (Low Cost) | 1.4557e-05 | 2.9239e-05 | 4.4047e-05 | 5.901e-05 | 7.4119e-05 | 8.9357e-05 | 0.00010469 | 0.00012013 | 0.00013562 | 0.00015112 | 0.00016657 | 0.00018197
SDG&E | GWh | Agricultural | Agr - Refrigerated Warehouses | ProcRefrig | No | Ag Refrigeration - Equipment (Mid Cost) | 0.0020789 | 0.0041778 | 0.0062951 | 0.0084355 | 0.010597 | 0.012778 | 0.014973 | 0.017182 | 0.019401 | 0.021622 | 0.023835 | 0.026041
SDG&E | GWh | Agricultural | Agr - Refrigerated Warehouses | ProcRefrig | No | Ag Refrigeration - O&M (High Cost) | 0.019446 | 0.039116 | 0.058966 | 0.079047 | 0.099335 | 0.11981 | 0.14042 | 0.16118 | 0.18202 | 0.20341 | 0.22474 | 0.246
SDG&E | GWh | Agricultural | Agr - Refrigerated Warehouses | ProcRefrig | No | Ag Refrigeration - O&M (Low Cost) | 0.054606 | 0.10988 | 0.16564 | 0.22197 | 0.27886 | 0.33623 | 0.39396 | 0.45206 | 0.51038 | 0.56875 | 0.6269 | 0.68485
SDG&E | GWh | Agricultural | Agr - Refrigerated Warehouses | ProcRefrig | No | Ag Refrigeration - O&M (Mid Cost) | 0.032585 | 0.065482 | 0.098669 | 0.13222 | 0.1661 | 0.20081 | 0.23574 | 0.27091 | 0.3062 | 0.34153 | 0.37673 | 0.41182
SDG&E | GWh | Agricultural | Agr - Wineries and Vineyards | HVAC | No | Ag HVAC - Equipment (High Cost) | 1.3285e-06 | 2.704e-06 | 4.1045e-06 | 5.5888e-06 | 7.1284e-06 | 8.6427e-06 | 1.018e-05 | 1.1744e-05 | 1.3318e-05 | 1.4915e-05 | 1.654e-05 | 1.8203e-05
SDG&E | GWh | Agricultural | Agr - Wineries and Vineyards | SHW | No | Ag SHWC - Equipment (High Cost) | 7.3659e-09 | 1.4764e-08 | 2.2194e-08 | 2.9651e-08 | 3.7103e-08 | 4.4556e-08 | 5.2008e-08 | 5.9461e-08 | 6.6913e-08 | 7.4366e-08 | 8.1857e-08 | 8.9387e-08
SDG&E | GWh | Agricultural | Agr - Wineries and Vineyards | ProcRefrig | No | Ag Refrigeration - Equipment (High Cost) | 0.0065671 | 0.01321 | 0.019914 | 0.026695 | 0.033547 | 0.040461 | 0.047421 | 0.054432 | 0.06147 | 0.068517 | 0.075543 | 0.082547
SDG&E | GWh | Agricultural | Agr - Wineries and Vineyards | ProcRefrig | No | Ag Refrigeration - Equipment (Low Cost) | 1.4557e-05 | 2.9239e-05 | 4.4047e-05 | 5.901e-05 | 7.4119e-05 | 8.9357e-05 | 0.00010469 | 0.00012013 | 0.00013562 | 0.00015112 | 0.00016657 | 0.00018197
SDG&E | GWh | Agricultural | Agr - Wineries and Vineyards | ProcRefrig | No | Ag Refrigeration - Equipment (Mid Cost) | 0.0020789 | 0.0041778 | 0.0062951 | 0.0084355 | 0.010597 | 0.012778 | 0.014973 | 0.017182 | 0.019401 | 0.021622 | 0.023835 | 0.026041
SDG&E | GWh | Agricultural | Agr - Wineries and Vineyards | ProcRefrig | No | Ag Refrigeration - O&M (High Cost) | 0.019446 | 0.039116 | 0.058966 | 0.079047 | 0.099335 | 0.11981 | 0.14042 | 0.16118 | 0.18202 | 0.20341 | 0.22474 | 0.246
SDG&E | GWh | Agricultural | Agr - Wineries and Vineyards | ProcRefrig | No | Ag Refrigeration - O&M (Low Cost) | 0.054606 | 0.10988 | 0.16564 | 0.22197 | 0.27886 | 0.33623 | 0.39396 | 0.45206 | 0.51038 | 0.56875 | 0.6269 | 0.68485
SDG&E | GWh | Agricultural | Agr - Wineries and Vineyards | ProcRefrig | No | Ag Refrigeration - O&M (Mid Cost) | 0.032585 | 0.065482 | 0.098669 | 0.13222 | 0.1661 | 0.20081 | 0.23574 | 0.27091 | 0.3062 | 0.34153 | 0.37673 | 0.41182
SDG&E | GWh | Street Lighting | Street - Lights | Stl | Yes | StreetLight - Base with Controls | 0.0040207 | 0.012957 | 0.018862 | 0.025405 | 0.031321 | 0.03729 | 0.042191 | 0.045425 | 0.048877 | 0.052972 | 0.056512 | 0.059774
SDG&E | GWh | Street Lighting | Street - Lights | Stl | Yes | StreetLight - Induction with Controls | 0.037757 | 0.12699 | 0.1991 | 0.27474 | 0.34811 | 0.42167 | 0.48607 | 0.53432 | 0.58085 | 0.629 | 0.66856 | 0.70174
SDG&E | GWh | Street Lighting | Street - Lights | Stl | Yes | StreetLight - LED | 0.22668 | 0.92762 | 1.955 | 3.1451 | 4.5137 | 5.9762 | 7.5251 | 9.1496 | 10.5619 | 11.6523 | 12.4332 | 12.8165
SDG&E | GWh | Street Lighting | Street - Lights | Stl | Yes | StreetLight - LED with Controls | 0.036487 | 0.19429 | 0.44917 | 0.76917 | 1.1915 | 1.7275 | 2.3775 | 3.1488 | 4.0162 | 4.9595 | 5.9882 | 7.1443
SDG&E | GWh | Street Lighting | Street - Signs | Stl | Yes | StreetLight - LED | 0.032154 | 0.099599 | 0.19591 | 0.31472 | 0.4599 | 0.62851 | 0.81235 | 1.0041 | 1.1864 | 1.3457 | 1.4861 | 1.6021
SDG&E | GWh | Street Lighting | Street - Signs | Stl | No | StreetLight - Induction | 0.17736 | 0.3528 | 0.47737 | 0.54171 | 0.54314 | 0.54314 | 0.54314 | 0.54314 | 0.54314 | 0.54314 | 0.54314 | 0.54314
SDG&E | MW | Industrial | Ind - Chemicals | HVAC | No | Ind HVAC - Equipment (Electric - High Cost) | 0.00018306 | 0.00035711 | 0.00052132 | 0.00067533 | 0.0008197 | 0.00095476 | 0.0010812 | 0.0011996 | 0.0013104 | 0.001414 | 0.0015108 | 0.0016014
SDG&E | MW | Industrial | Ind - Chemicals | HVAC | No | Ind HVAC - Equipment (Electric - Low Cost) | 8.2009e-05 | 0.0001597 | 0.00023295 | 0.00030155 | 0.00036581 | 0.00042589 | 0.0004821 | 0.00053467 | 0.00058382 | 0.00062975 | 0.00067265 | 0.00071273
SDG&E | MW | Industrial | Ind - Chemicals | HVAC | No | Ind HVAC - Equipment (Electric - Mid Cost) | 6.1545e-05 | 0.00011989 | 0.0001749 | 0.00022643 | 0.00027471 | 0.00031985 | 0.00036209 | 0.00040161 | 0.00043855 | 0.00047308 | 0.00050534 | 0.00053548
SDG&E | MW | Industrial | Ind - Chemicals | HVAC | No | Ind HVAC - Equipment (Gas - High Cost) | -1.5038e-07 | -3.0247e-07 | -4.5374e-07 | -6.0597e-07 | -7.5794e-07 | -9.059e-07 | -1.0525e-06 | -1.1973e-06 | -1.3395e-06 | -1.4792e-06 | -1.6105e-06 | -1.7342e-06
SDG&E | MW | Industrial | Ind - Chemicals | HVAC | No | Ind HVAC - Equipment (Gas - Mid Cost) | -1.5403e-07 | -3.0839e-07 | -4.611e-07 | -6.1136e-07 | -7.5881e-07 | -9.036e-07 | -1.046e-06 | -1.1858e-06 | -1.3226e-06 | -1.4563e-06 | -1.5812e-06 | -1.698e-06
SDG&E | MW | Industrial | Ind - Chemicals | HVAC | No | Ind HVAC - O&M (Electric - High Cost) | 0.00015438 | 0.00031173 | 0.00047989 | 0.00064855 | 0.00081772 | 0.00098708 | 0.0011567 | 0.0013266 | 0.0014967 | 0.0016669 | 0.0018372 | 0.0020075
SDG&E | MW | Industrial | Ind - Chemicals | HVAC | No | Ind HVAC - O&M (Electric - Low Cost) | 0.0025638 | 0.0051636 | 0.0077872 | 0.010417 | 0.013054 | 0.015694 | 0.018337 | 0.020983 | 0.02363 | 0.026279 | 0.028927 | 0.031576
SDG&E | MW | Industrial | Ind - Chemicals | HVAC | No | Ind HVAC - O&M (Electric - Mid Cost) | 0.00054712 | 0.0011021 | 0.0016623 | 0.0022239 | 0.0027872 | 0.0033509 | 0.0039154 | 0.0044807 | 0.0050464 | 0.0056123 | 0.0061783 | 0.0067443
SDG&E | MW | Industrial | Ind - Chemicals | HVAC | No | Ind HVAC - O&M (Gas - High Cost) | 1.892e-05 | 3.9221e-05 | 6.0722e-05 | 8.3364e-05 | 0.00010715 | 0.00013215 | 0.00015848 | 0.00018614 | 0.00021512 | 0.00024543 | 0.00027575 | 0.0003061
SDG&E | MW | Industrial | Ind - Chemicals | HVAC | No | Ind HVAC - O&M (Gas - Mid Cost) | 4.7497e-05 | 9.8422e-05 | 0.00015234 | 0.00020905 | 0.00026858 | 0.00033116 | 0.00039705 | 0.00046623 | 0.0005387 | 0.00061447 | 0.00069025 | 0.00076603
SDG&E | MW | Industrial | Ind - Chemicals | Lighting | No | Ind Lighting - Equipment (High Cost) | 0.0010166 | 0.0019836 | 0.0028952 | 0.0037498 | 0.0045502 | 0.0052985 | 0.0059986 | 0.0066538 | 0.0072663 | 0.0078386 | 0.0083735 | 0.0088731
SDG&E | MW | Industrial | Ind - Chemicals | Lighting | No | Ind Lighting - Equipment (Low Cost) | 0.00023271 | 0.00045296 | 0.00066043 | 0.00085454 | 0.0010362 | 0.0012059 | 0.0013645 | 0.0015127 | 0.0016511 | 0.0017804 | 0.001901 | 0.0020135
SDG&E | MW | Industrial | Ind - Chemicals | Lighting | No | Ind Lighting - Equipment (Mid Cost) | 0.0025386 | 0.0049435 | 0.0072091 | 0.0093296 | 0.011314 | 0.013169 | 0.014902 | 0.016522 | 0.018036 | 0.019449 | 0.020768 | 0.022
SDG&E | MW | Industrial | Ind - Chemicals | Lighting | No | Ind Lighting - O&M (High Cost) | 3.6607e-05 | 7.1381e-05 | 0.00010416 | 0.00013487 | 0.00016362 | 0.0001905 | 0.00021564 | 0.00023916 | 0.00026114 | 0.00028233 | 0.00030211 | 0.00032058
SDG&E | MW | Industrial | Ind - Chemicals | Lighting | No | Ind Lighting - O&M (Low Cost) | 0.00010692 | 0.00020811 | 0.00030341 | 0.00039259 | 0.00047604 | 0.00055399 | 0.00062685 | 0.00069493 | 0.00075851 | 0.00081787 | 0.00087327 | 0.00092498
SDG&E | MW | Industrial | Ind - Chemicals | Lighting | No | Ind Lighting - O&M (Mid Cost) | 0.00065835 | 0.0012821 | 0.0018696 | 0.0024267 | 0.0029481 | 0.0034351 | 0.0038903 | 0.0043157 | 0.0047131 | 0.0050842 | 0.0054305 | 0.0057537
SDG&E | MW | Industrial | Ind - Chemicals | ProcHeat | No | Ind ProcHeat - Equipment (Electric - High Cost) | 0.00080736 | 0.0016297 | 0.0024604 | 0.0032946 | 0.0041317 | 0.0049701 | 0.0058105 | 0.006653 | 0.0074968 | 0.0083416 | 0.0091874 | 0.010034
SDG&E | MW | Industrial | Ind - Chemicals | ProcHeat | No | Ind ProcHeat - Equipment (Electric - Low Cost) | 0.00024167 | 0.00048676 | 0.0007341 | 0.00098206 | 0.0012307 | 0.0014795 | 0.0017287 | 0.0019782 | 0.0022279 | 0.0024776 | 0.0027273 | 0.0029771
SDG&E | MW | Industrial | Ind - Chemicals | ProcHeat | No | Ind ProcHeat - Equipment (Electric - Mid Cost) | 9.0081e-06 | 1.8149e-05 | 2.7376e-05 | 3.6627e-05 | 4.5905e-05 | 5.5192e-05 | 6.4492e-05 | 7.3806e-05 | 8.3127e-05 | 9.2453e-05 | 0.00010178 | 0.00011111
SDG&E | MW | Industrial | Ind - Chemicals | ProcHeat | No | Ind ProcHeat - Equipment (Gas - High Cost) | -3.716e-05 | -7.7115e-05 | -0.00011948 | -0.00016434 | -0.00021165 | -0.00026128 | -0.00031363 | -0.00036871 | -0.00042647 | -0.00048696 | -0.00054752 | -0.00060818
SDG&E | MW | Industrial | Ind - Chemicals | ProcHeat | No | Ind ProcHeat - O&M (Gas - High Cost) | -1.8588e-06 | -3.8573e-06 | -5.9764e-06 | -8.2185e-06 | -1.0583e-05 | -1.3063e-05 | -1.5679e-05 | -1.8432e-05 | -2.1318e-05 | -2.4339e-05 | -2.7363e-05 | -3.0393e-05
SDG&E | MW | Industrial | Ind - Chemicals | ProcHeat | No | Ind ProcHeat - O&M (Gas - Mid Cost) | -5.1673e-06 | -1.0708e-05 | -1.6576e-05 | -2.2751e-05 | -2.9235e-05 | -3.6052e-05 | -4.3228e-05 | -5.0765e-05 | -5.8662e-05 | -6.6918e-05 | -7.5176e-05 | -8.3438e-05
SDG&E | MW | Industrial | Ind - Chemicals | SHW | No | Ind SHW - O&M (Mid Cost) | -1.2807e-06 | -2.6545e-06 | -4.1094e-06 | -5.6415e-06 | -7.2509e-06 | -8.9425e-06 | -1.0724e-05 | -1.2595e-05 | -1.4555e-05 | -1.6606e-05 | -1.8657e-05 | -2.0709e-05
SDG&E | MW | Industrial | Ind - Chemicals | ProcRefrig | No | Ind ProcRefrig - O&M (Low Cost) | 0.00016555 | 0.00033342 | 0.00050283 | 0.00067266 | 0.00084295 | 0.0010134 | 0.001184 | 0.0013549 | 0.0015259 | 0.0016969 | 0.0018679 | 0.0020389
SDG&E | MW | Industrial | Ind - Chemicals | MachDr | No | Ind MachDr - Equipment (High Cost) | 0.0012874 | 0.0025984 | 0.0039225 | 0.0052519 | 0.006586 | 0.0079221 | 0.0092612 | 0.010604 | 0.011948 | 0.013294 | 0.014641 | 0.01599
SDG&E | MW | Industrial | Ind - Chemicals | MachDr | No | Ind MachDr - Equipment (Low Cost) | 0.0052865 | 0.010648 | 0.016058 | 0.021483 | 0.026922 | 0.032365 | 0.037816 | 0.043273 | 0.048735 | 0.054198 | 0.059661 | 0.065124
SDG&E | MW | Industrial | Ind - Chemicals | MachDr | No | Ind MachDr - Equipment (Mid Cost) | 0.0038311 | 0.007719 | 0.011643 | 0.015578 | 0.019524 | 0.023474 | 0.02743 | 0.031391 | 0.035355 | 0.039322 | 0.043289 | 0.047256
SDG&E | MW | Industrial | Ind - Chemicals | MachDr | No | Ind MachDr - O&M (High Cost) | 0.00022866 | 0.00046154 | 0.00069675 | 0.00093292 | 0.0011699 | 0.0014073 | 0.0016452 | 0.0018837 | 0.0021225 | 0.0023616 | 0.002601 | 0.0028405
SDG&E | MW | Industrial | Ind - Chemicals | MachDr | No | Ind MachDr - O&M (Low Cost) | 0.010044 | 0.02023 | 0.030509 | 0.040814 | 0.051146 | 0.061486 | 0.071842 | 0.082208 | 0.092583 | 0.10296 | 0.11334 | 0.12371
SDG&E | MW | Industrial | Ind - Chemicals | MachDr | No | Ind MachDr - O&M (Mid Cost) | 0.0011374 | 0.0022923 | 0.0034581 | 0.0046274 | 0.0058002 | 0.0069741 | 0.0081699 | 0.0093672 | 0.010566 | 0.011764 | 0.012963 | 0.014162
SDG&E | MW | Industrial | Ind - Electronics | HVAC | No | Ind HVAC - Equipment (Electric - High Cost) | 0.0018729 | 0.0036565 | 0.0053398 | 0.0069192 | 0.0084002 | 0.0097861 | 0.011084 | 0.0123 | 0.013437 | 0.014502 | 0.015497 | 0.016428
SDG&E | MW | Industrial | Ind - Electronics | HVAC | No | Ind HVAC - Equipment (Electric - Low Cost) | 0.0088363 | 0.017209 | 0.025102 | 0.032495 | 0.03942 | 0.045895 | 0.051953 | 0.057619 | 0.062916 | 0.067866 | 0.072491 | 0.076811
SDG&E | MW | Industrial | Ind - Electronics | HVAC | No | Ind HVAC - Equipment (Electric - Mid Cost) | 0.0045143 | 0.0087958 | 0.012833 | 0.016616 | 0.02016 | 0.023474 | 0.026575 | 0.029477 | 0.03219 | 0.034726 | 0.037095 | 0.03931
SDG&E | MW | Industrial | Ind - Electronics | HVAC | No | Ind HVAC - Equipment (Gas - High Cost) | -0.00022322 | -0.00044022 | -0.00064901 | -0.00085331 | -0.0010518 | -0.0012388 | -0.0014179 | -0.0015893 | -0.0017523 | -0.0019079 | -0.0020541 | -0.0021919
SDG&E | MW | Industrial | Ind - Electronics | HVAC | No | Ind HVAC - O&M (Electric - High Cost) | 0.0002183 | 0.00044074 | 0.00067759 | 0.00091517 | 0.0011535 | 0.001392 | 0.001631 | 0.0018703 | 0.0021099 | 0.0023497 | 0.0025895 | 0.0028294
SDG&E | MW | Industrial | Ind - Electronics | HVAC | No | Ind HVAC - O&M (Electric - Low Cost) | 0.047595 | 0.09586 | 0.14457 | 0.19339 | 0.24235 | 0.29135 | 0.34042 | 0.38954 | 0.4387 | 0.48787 | 0.53704 | 0.58621
SDG&E | MW | Industrial | Ind - Electronics | HVAC | No | Ind HVAC - O&M (Electric - Mid Cost) | 0.00058911 | 0.0011869 | 0.0017902 | 0.0023952 | 0.0030019 | 0.0036091 | 0.0042173 | 0.0048263 | 0.0054358 | 0.0060455 | 0.0066553 | 0.0072652
SDG&E | MW | Industrial | Ind - Electronics | HVAC | No | Ind HVAC - O&M (Gas - Mid Cost) | -3.2577e-05 | -6.613e-05 | -0.00010049 | -0.00013563 | -0.00017152 | -0.00020804 | -0.00024521 | -0.000283 | -0.00032135 | -0.00036026 | -0.00039918 | -0.00043812
SDG&E | MW | Industrial | Ind - Electronics | Lighting | No | Ind Lighting - Equipment (High Cost) | 0.0059562 | 0.011619 | 0.016958 | 0.021961 | 0.026648 | 0.031029 | 0.035127 | 0.038962 | 0.042547 | 0.045896 | 0.049026 | 0.05195
SDG&E | MW | Industrial | Ind - Electronics | Lighting | No | Ind Lighting - Equipment (Low Cost) | 0.0035448 | 0.0069 | 0.01006 | 0.013017 | 0.015784 | 0.018369 | 0.020785 | 0.023043 | 0.025151 | 0.02712 | 0.028957 | 0.030672
SDG&E | MW | Industrial | Ind - Electronics | Lighting | No | Ind Lighting - Equipment (Mid Cost) | 0.023529 | 0.045821 | 0.066821 | 0.086477 | 0.10488 | 0.12207 | 0.13813 | 0.15315 | 0.16719 | 0.18029 | 0.19252 | 0.20394
SDG&E | MW | Industrial | Ind - Electronics | Lighting | No | Ind Lighting - O&M (High Cost) | 0.00065201 | 0.0012718 | 0.0018561 | 0.0024036 | 0.0029164 | 0.0033958 | 0.0038442 | 0.0042638 | 0.004656 | 0.0050225 | 0.0053649 | 0.0056976
SDG&E | MW | Industrial | Ind - Electronics | Lighting | No | Ind Lighting - O&M (Low Cost) | 0.0027029 | 0.005261 | 0.0076704 | 0.0099247 | 0.012034 | 0.014005 | 0.015847 | 0.017568 | 0.019175 | 0.020676 | 0.022076 | 0.023383
SDG&E | MW | Industrial | Ind - Electronics | Lighting | No | Ind Lighting - O&M (Mid Cost) | 7.8363e-05 | 0.00015262 | 0.00022258 | 0.00028807 | 0.00035033 | 0.00040849 | 0.00046286 | 0.00051367 | 0.00056113 | 0.00060545 | 0.00064681 | 0.00068542
SDG&E | MW | Industrial | Ind - Electronics | ProcHeat | No | Ind ProcHeat - Equipment (Electric - Low Cost) | 0.0012831 | 0.0025843 | 0.0038975 | 0.0052138 | 0.0065338 | 0.0078548 | 0.0091776 | 0.010502 | 0.011827 | 0.013153 | 0.014479 | 0.015804
SDG&E | MW | Industrial | Ind - Electronics | ProcHeat | No | Ind ProcHeat - Equipment (Electric - Mid Cost) | 0.00051805 | 0.0010436 | 0.0015741 | 0.0021059 | 0.0026392 | 0.003173 | 0.0037076 | 0.0042428 | 0.0047785 | 0.0053144 | 0.0058503 | 0.0063862
SDG&E | MW | Industrial | Ind - Electronics | ProcHeat | No | Ind ProcHeat - Equipment (Gas - Mid Cost) | -0.0059611 | -0.012102 | -0.018391 | -0.024825 | -0.031396 | -0.038083 | -0.04489 | -0.051811 | -0.058836 | -0.065963 | -0.073093 | -0.080227
SDG&E | MW | Industrial | Ind - Electronics | ProcHeat | No | Ind ProcHeat - O&M (Gas - High Cost) | -2.2e-06 | -4.4737e-06 | -6.8062e-06 | -9.2081e-06 | -1.1674e-05 | -1.4177e-05 | -1.673e-05 | -1.9333e-05 | -2.1976e-05 | -2.4664e-05 | -2.7357e-05 | -3.0059e-05
SDG&E | MW | Industrial | Ind - Electronics | ProcRefrig | No | Ind ProcRefrig - O&M (High Cost) | 6.3838e-06 | 1.2889e-05 | 1.946e-05 | 2.6059e-05 | 3.2682e-05 | 3.9316e-05 | 4.5965e-05 | 5.2632e-05 | 5.931e-05 | 6.5995e-05 | 7.269e-05 | 7.939e-05
SDG&E | MW | Industrial | Ind - Electronics | ProcRefrig | No | Ind ProcRefrig - O&M (Low Cost) | 0.011209 | 0.022635 | 0.034166 | 0.045726 | 0.057318 | 0.068919 | 0.080537 | 0.092168 | 0.10381 | 0.11545 | 0.12709 | 0.13874
SDG&E | MW | Industrial | Ind - Electronics | ProcRefrig | No | Ind ProcRefrig - O&M (Mid Cost) | 0.0015121 | 0.0030473 | 0.0045968 | 0.0061509 | 0.0077095 | 0.0092926 | 0.010878 | 0.012466 | 0.014055 | 0.015644 | 0.017234 | 0.018823
SDG&E | MW | Industrial | Ind - Electronics | MachDr | No | Ind MachDr - Equipment (High Cost) | 0.0021441 | 0.0043308 | 0.0065398 | 0.0087589 | 0.010986 | 0.013218 | 0.015455 | 0.017698 | 0.019946 | 0.022196 | 0.02445 | 0.026706
SDG&E | MW | Industrial | Ind - Electronics | MachDr | No | Ind MachDr - Equipment (Low Cost) | 0.01195 | 0.02407 | 0.0363 | 0.048561 | 0.060855 | 0.073159 | 0.085481 | 0.097816 | 0.11016 | 0.12251 | 0.13486 | 0.14721
SDG&E | MW | Industrial | Ind - Electronics | MachDr | No | Ind MachDr - Equipment (Mid Cost) | 0.021876 | 0.044079 | 0.066489 | 0.088963 | 0.1115 | 0.13406 | 0.15666 | 0.17928 | 0.20193 | 0.22459 | 0.24725 | 0.26991
SDG&E | MW | Industrial | Ind - Electronics | MachDr | No | Ind MachDr - O&M (High Cost) | 0.0041415 | 0.0083635 | 0.012628 | 0.016912 | 0.021212 | 0.025519 | 0.029836 | 0.034165 | 0.038502 | 0.042844 | 0.047192 | 0.051545
SDG&E | MW | Industrial | Ind - Electronics | MachDr | No | Ind MachDr - O&M (Low Cost) | 0.071811 | 0.14463 | 0.21812 | 0.29179 | 0.36567 | 0.4396 | 0.51363 | 0.58775 | 0.66192 | 0.73612 | 0.8103 | 0.88449
SDG&E | MW | Industrial | Ind - Electronics | MachDr | No | Ind MachDr - O&M (Mid Cost) | 0.011026 | 0.02222 | 0.033519 | 0.044851 | 0.056216 | 0.067756 | 0.079314 | 0.090886 | 0.10247 | 0.11406 | 0.12564 | 0.13723
SDG&E | MW | Industrial | Ind - Food | HVAC | No | Ind HVAC - Equipment (Electric - High Cost) | 0.00018682 | 0.00036482 | 0.00053281 | 0.00069047 | 0.0008383 | 0.00097666 | 0.0011062 | 0.0012276 | 0.0013413 | 0.0014475 | 0.001547 | 0.00164
SDG&E | MW | Industrial | Ind - Food | HVAC | No | Ind HVAC - Equipment (Electric - Low Cost) | 0.00016619 | 0.00032363 | 0.00047206 | 0.00061108 | 0.0007413 | 0.00086305 | 0.00097695 | 0.0010835 | 0.0011831 | 0.0012761 | 0.0013631 | 0.0014443
SDG&E | MW | Industrial | Ind - Food | HVAC | No | Ind HVAC - Equipment (Electric - Mid Cost) | 7.7464e-05 | 0.0001509 | 0.00022015 | 0.00028501 | 0.00034578 | 0.0004026 | 0.00045576 | 0.0005055 | 0.000552 | 0.00059546 | 0.00063606 | 0.000674
SDG&E | MW | Industrial | Ind - Food | HVAC | No | Ind HVAC - Equipment (Gas - High Cost) | -1.1641e-05 | -2.28e-05 | -3.3289e-05 | -4.3304e-05 | -5.2799e-05 | -6.1559e-05 | -6.976e-05 | -7.7428e-05 | -8.4559e-05 | -9.121e-05 | -9.7453e-05 | -0.00010332
SDG&E | MW | Industrial | Ind - Food | HVAC | No | Ind HVAC - Equipment (Gas - Mid Cost) | -9.154e-07 | -1.7851e-06 | -2.5985e-06 | -3.3586e-06 | -4.0674e-06 | -4.7266e-06 | -5.3399e-06 | -5.9093e-06 | -6.4375e-06 | -6.9271e-06 | -7.3846e-06 | -7.8122e-06
SDG&E | MW | Industrial | Ind - Food | HVAC | No | Ind HVAC - O&M (Electric - High Cost) | 9.5902e-05 | 0.000194 | 0.00029311 | 0.00039272 | 0.00049271 | 0.00060066 | 0.00070881 | 0.00081715 | 0.0009256 | 0.0010341 | 0.0011427 | 0.0012513
SDG&E | MW | Industrial | Ind - Food | HVAC | No | Ind HVAC - O&M (Electric - Low Cost) | 0.0013548 | 0.0027286 | 0.004115 | 0.0055048 | 0.0068984 | 0.008293 | 0.0096896 | 0.011088 | 0.012487 | 0.013886 | 0.015286 | 0.016685
SDG&E | MW | Industrial | Ind - Food | HVAC | No | Ind HVAC - O&M (Electric - Mid Cost) | 0.00037261 | 0.00075063 | 0.0011321 | 0.0015147 | 0.0018983 | 0.0022822 | 0.0026667 | 0.0030517 | 0.003437 | 0.0038224 | 0.0042079 | 0.0045934
SDG&E | MW | Industrial | Ind - Food | Lighting | No | Ind Lighting - Equipment (High Cost) | 0.0011115 | 0.0021683 | 0.0031646 | 0.0040984 | 0.004973 | 0.0057906 | 0.0065554 | 0.0072712 | 0.0079402 | 0.0085653 | 0.0091495 | 0.0096952
SDG&E | MW | Industrial | Ind - Food | Lighting | No | Ind Lighting - Equipment (Low Cost) | 0.00068991 | 0.001343 | 0.0019581 | 0.0025337 | 0.0030723 | 0.0035755 | 0.0040458 | 0.0044852 | 0.0048957 | 0.0052789 | 0.0056365 | 0.0059703
SDG&E | MW | Industrial | Ind - Food | Lighting | No | Ind Lighting - Equipment (Mid Cost) | 0.0025924 | 0.0050486 | 0.0073624 | 0.0095281 | 0.011555 | 0.013449 | 0.01522 | 0.016874 | 0.01842 | 0.019864 | 0.021211 | 0.022469
SDG&E | MW | Industrial | Ind - Food | Lighting | No | Ind Lighting - O&M (High Cost) | 1.6262e-05 | 3.1717e-05 | 4.6285e-05 | 5.9937e-05 | 7.2722e-05 | 8.4674e-05 | 9.5852e-05 | 0.00010631 | 0.00011609 | 0.00012522 | 0.00013408 | 0.00014235
SDG&E | MW | Industrial | Ind - Food | Lighting | No | Ind Lighting - O&M (Low Cost) | 0.0004522 | 0.00088017 | 0.0012833 | 0.0016604 | 0.0020134 | 0.002343 | 0.0026512 | 0.0029391 | 0.003208 | 0.0034591 | 0.0036934 | 0.003912
SDG&E | MW | Industrial | Ind - Food | Lighting | No | Ind Lighting - O&M (Mid Cost) | 7.012e-06 | 1.3657e-05 | 1.9916e-05 | 2.5776e-05 | 3.1345e-05 | 3.6548e-05 | 4.1411e-05 | 4.5956e-05 | 5.0201e-05 | 5.4165e-05 | 5.7865e-05 | 6.1318e-05
SDG&E | MW | Industrial | Ind - Food | ProcHeat | No | Ind ProcHeat - Equipment (Electric - High Cost) | 6.6245e-05 | 0.00013346 | 0.0002013 | 0.00026936 | 0.00033766 | 0.00040599 | 0.00047444 | 0.00054298 | 0.00061158 | 0.00068023 | 0.00074888 | 0.00081756
SDG&E | MW | Industrial | Ind - Food | ProcHeat | No | Ind ProcHeat - Equipment (Electric - Low Cost) | 5.2654e-05 | 0.00010605 | 0.00015994 | 0.00021397 | 0.00026814 | 0.00032235 | 0.00037665 | 0.000431 | 0.0004854 | 0.00053982 | 0.00059422 | 0.00064863
SDG&E | MW | Industrial | Ind - Food | ProcHeat | No | Ind ProcHeat - Equipment (Electric - Mid Cost) | 0.00025133 | 0.00050643 | 0.00076393 | 0.0010222 | 0.0012812 | 0.0015405 | 0.0018002 | 0.0020603 | 0.0023206 | 0.002581 | 0.0028415 | 0.0031021
SDG&E | MW | Industrial | Ind - Food | ProcHeat | No | Ind ProcHeat - Equipment (Gas - High Cost) | 4.0161e-05 | 8.1181e-05 | 0.00012233 | 0.0001638 | 0.00020546 | 0.00024681 | 0.0002881 | 0.00032925 | 0.00037015 | 0.00041084 | 0.00045162 | 0.00049256
SDG&E | MW | Industrial | Ind - Food | ProcHeat | No | Ind ProcHeat - O&M (Gas - High Cost) | -9.4066e-05 | -0.00018992 | -0.00028598 | -0.00038234 | -0.00047871 | -0.00057457 | -0.00067009 | -0.00076511 | -0.00085949 | -0.0009532 | -0.001047 | -0.0011409
SDG&E | MW | Industrial | Ind - Food | ProcHeat | No | Ind ProcHeat - O&M (Gas - Mid Cost) | -1.3151e-05 | -2.6527e-05 | -3.9918e-05 | -5.3313e-05 | -6.6686e-05 | -7.9999e-05 | -9.3257e-05 | -0.00010643 | -0.00011952 | -0.0001325 | -0.00014549 | -0.00015848
SDG&E | MW | Industrial | Ind - Food | SHW | No | Ind SHW - Equipment (Mid Cost) | 6.7048e-06 | 1.3197e-05 | 1.9385e-05 | 2.5277e-05 | 3.0876e-05 | 3.6184e-05 | 4.1217e-05 | 4.5979e-05 | 5.0481e-05 | 5.4733e-05 | 5.8784e-05 | 6.2642e-05
SDG&E | MW | Industrial | Ind - Food | SHW | No | Ind SHW - O&M (Mid Cost) | -9.9997e-07 | -2.017e-06 | -3.0352e-06 | -4.0536e-06 | -5.0703e-06 | -6.0824e-06 | -7.0903e-06 | -8.092e-06 | -9.0866e-06 | -1.0073e-05 | -1.1061e-05 | -1.2048e-05
SDG&E | MW | Industrial | Ind - Food | ProcRefrig | No | Ind ProcRefrig - Equipment (High Cost) | 0.00027311 | 0.00055106 | 0.00083175 | 0.0011135 | 0.0013962 | 0.0016793 | 0.001963 | 0.0022474 | 0.0025322 | 0.0028172 | 0.0031025 | 0.003388
SDG&E | MW | Industrial | Ind - Food | ProcRefrig | No | Ind ProcRefrig - Equipment (Mid Cost) | 6.6094e-06 | 1.3321e-05 | 2.0096e-05 | 2.6892e-05 | 3.3707e-05 | 4.053e-05 | 4.7364e-05 | 5.4209e-05 | 6.106e-05 | 6.7915e-05 | 7.4773e-05 | 8.1632e-05
SDG&E | MW | Industrial | Ind - Food | ProcRefrig | No | Ind ProcRefrig - O&M (High Cost) | 0.00064276 | 0.0012983 | 0.0019606 | 0.0026259 | 0.0032937 | 0.0039627 | 0.0046333 | 0.005306 | 0.0059799 | 0.0066546 | 0.0073304 | 0.0080068
SDG&E | MW | Industrial | Ind - Food | ProcRefrig | No | Ind ProcRefrig - O&M (Low Cost) | 0.00073829 | 0.0014873 | 0.0022477 | 0.0030101 | 0.0037745 | 0.0045396 | 0.0053058 | 0.0060728 | 0.0068405 | 0.0076084 | 0.0083763 | 0.0091441
SDG&E | MW | Industrial | Ind - Food | ProcRefrig | No | Ind ProcRefrig - O&M (Mid Cost) | 0.00018424 | 0.00037136 | 0.00056026 | 0.00074973 | 0.00093977 | 0.00113 | 0.0013242 | 0.0015187 | 0.0017134 | 0.0019082 | 0.0021029 | 0.0022977
SDG&E | MW | Industrial | Ind - Food | MachDr | No | Ind MachDr - Equipment (High Cost) | 0.00049104 | 0.00099165 | 0.0014974 | 0.0020054 | 0.0025155 | 0.0030263 | 0.0035384 | 0.004052 | 0.0045665 | 0.0050816 | 0.0055975 | 0.006114
SDG&E | MW | Industrial | Ind - Food | MachDr | No | Ind MachDr - Equipment (Low Cost) | 0.0026026 | 0.0052421 | 0.0079059 | 0.010576 | 0.013254 | 0.015934 | 0.018618 | 0.021304 | 0.023993 | 0.026683 | 0.029372 | 0.032062
SDG&E | MW | Industrial | Ind - Food | MachDr | No | Ind MachDr - Equipment (Mid Cost) | 0.0040874 | 0.0082358 | 0.012423 | 0.016621 | 0.020831 | 0.025046 | 0.029267 | 0.033493 | 0.037724 | 0.041956 | 0.046189 | 0.050422
SDG&E | MW | Industrial | Ind - Food | MachDr | No | Ind MachDr - O&M (High Cost) | 0.00043773 | 0.00088358 | 0.0013339 | 0.0017861 | 0.0022398 | 0.0026943 | 0.0031498 | 0.0036064 | 0.0040638 | 0.0045216 | 0.00498 | 0.0054387
SDG&E | MW | Industrial | Ind - Food | MachDr | No | Ind MachDr - O&M (Low Cost) | 0.01006 | 0.020262 | 0.030557 | 0.040877 | 0.051226 | 0.061582 | 0.071954 | 0.082336 | 0.092727 | 0.10312 | 0.11351 | 0.12391
SDG&E | MW | Industrial | Ind - Food | MachDr | No | Ind MachDr - O&M (Mid Cost) | 0.0018365 | 0.0037011 | 0.0055833 | 0.0074709 | 0.0093641 | 0.011289 | 0.013217 | 0.015147 | 0.017079 | 0.019011 | 0.020944 | 0.022877
SDG&E | MW | Industrial | Ind - Lumber & Furniture | HVAC | No | Ind HVAC - Equipment (Electric - High Cost) | 2.6206e-06 | 5.1137e-06 | 7.4662e-06 | 9.6744e-06 | 1.1746e-05 | 1.3683e-05 | 1.5497e-05 | 1.7197e-05 | 1.8787e-05 | 2.0274e-05 | 2.1665e-05 | 2.2966e-05
SDG&E | MW | Industrial | Ind - Lumber & Furniture | HVAC | No | Ind HVAC - Equipment (Electric - Mid Cost) | 1.2873e-05 | 2.5077e-05 | 3.6584e-05 | 4.7364e-05 | 5.7463e-05 | 6.6906e-05 | 7.5742e-05 | 8.4008e-05 | 9.1736e-05 | 9.896e-05 | 0.00010571 | 0.00011201
SDG&E | MW | Industrial | Ind - Lumber & Furniture | HVAC | No | Ind HVAC - O&M (Electric - High Cost) | 3.1843e-06 | 6.5767e-06 | 1.0001e-05 | 1.3436e-05 | 1.688e-05 | 2.0329e-05 | 2.3783e-05 | 2.7242e-05 | 3.0705e-05 | 3.417e-05 | 3.7636e-05 | 4.1102e-05
SDG&E | MW | Industrial | Ind - Lumber & Furniture | HVAC | No | Ind HVAC - O&M (Electric - Low Cost) | 4.8958e-05 | 9.8606e-05 | 0.00014871 | 0.00019894 | 0.0002493 | 0.0002997 | 0.00035018 | 0.00040071 | 0.00045128 | 0.00050187 | 0.00055244 | 0.00060303
SDG&E | MW | Industrial | Ind - Lumber & Furniture | HVAC | No | Ind HVAC - O&M (Electric - Mid Cost) | 9.0631e-05 | 0.00018257 | 0.00027537 | 0.00036841 | 0.00046171 | 0.00055509 | 0.00064861 | 0.00074225 | 0.00083597 | 0.00092972 | 0.0010235 | 0.0011172
SDG&E | MW | Industrial | Ind - Lumber & Furniture | Lighting | No | Ind Lighting - Equipment (High Cost) | 0.00024626 | 0.0004805 | 0.00070134 | 0.00090835 | 0.0011023 | 0.0012835 | 0.0014531 | 0.0016119 | 0.0017602 | 0.0018989 | 0.0020285 | 0.0021495
SDG&E | MW | Industrial | Ind - Lumber & Furniture | Lighting | No | Ind Lighting - Equipment (Low Cost) | 9.5406e-05 | 0.00018572 | 0.00027079 | 0.00035039 | 0.00042488 | 0.00049447 | 0.00055951 | 0.00062029 | 0.00067706 | 0.00073006 | 0.00077952 | 0.00082569
SDG&E | MW | Industrial | Ind - Lumber & Furniture | Lighting | No | Ind Lighting - Equipment (Mid Cost) | 0.0006053 | 0.0011788 | 0.001719 | 0.0022247 | 0.002698 | 0.0031402 | 0.0035536 | 0.00394 | 0.0043009 | 0.004638 | 0.0049526 | 0.0052463
SDG&E | MW | Industrial | Ind - Lumber & Furniture | Lighting | No | Ind Lighting - O&M (High Cost) | 3.2997e-07 | 6.4404e-07 | 9.4019e-07 | 1.2178e-06 | 1.478e-06 | 1.7212e-06 | 1.9487e-06 | 2.1618e-06 | 2.3609e-06 | 2.547e-06 | 2.721e-06 | 2.8836e-06
SDG&E | MW | Industrial | Ind - Lumber & Furniture | Lighting | No | Ind Lighting - O&M (Low Cost) | 4.1078e-05 | 7.9955e-05 | 0.00011657 | 0.00015083 | 0.0001829 | 0.00021285 | 0.00024084 | 0.000267 | 0.00029142 | 0.00031423 | 0.00033552 | 0.00035538
SDG&E | MW | Industrial | Ind - Lumber & Furniture | Lighting | No | Ind Lighting - O&M (Mid Cost) | 9.5132e-08 | 1.8532e-07 | 2.703e-07 | 3.4986e-07 | 4.2433e-07 | 4.9392e-07 | 5.6034e-07 | 6.2241e-07 | 6.8039e-07 | 7.3453e-07 | 7.8507e-07 | 8.3225e-07
SDG&E | MW | Industrial | Ind - Lumber & Furniture | MachDr | No | Ind MachDr - Equipment (High Cost) | 5.9235e-05 | 0.00011431 | 0.00016507 | 0.00021159 | 0.00025419 | 0.00029312 | 0.00032872 | 0.00036128 | 0.00039104 | 0.00041823 | 0.00044307 | 0.00046575
SDG&E | MW | Industrial | Ind - Lumber & Furniture | MachDr | No | Ind MachDr - Equipment (Low Cost) | 0.00026704 | 0.00051411 | 0.00074158 | 0.00094961 | 0.0011399 | 0.0013137 | 0.0014724 | 0.0016174 | 0.0017497 | 0.0018705 | 0.0019807 | 0.0020812
SDG&E | MW | Industrial | Ind - Lumber & Furniture | MachDr | No | Ind MachDr - Equipment (Mid Cost) | 0.00039336 | 0.00075755 | 0.0010929 | 0.0013997 | 0.0016803 | 0.0019366 | 0.0021708 | 0.0023847 | 0.00258 | 0.0027583 | 0.0029209 | 0.0030693
SDG&E | MW | Industrial | Ind - Lumber & Furniture | MachDr | No | Ind MachDr - O&M (High Cost) | 0.00011529 | 0.00023279 | 0.00035147 | 0.00047067 | 0.0005903 | 0.00071013 | 0.00083024 | 0.00095068 | 0.0010713 | 0.0011921 | 0.001313 | 0.0014341
SDG&E | MW | Industrial | Ind - Lumber & Furniture | MachDr | No | Ind MachDr - O&M (Low Cost) | 0.0018443 | 0.003721 | 0.0056149 | 0.0075135 | 0.0094173 | 0.011323 | 0.013231 | 0.015141 | 0.017052 | 0.018965 | 0.020877 | 0.022789
SDG&E | MW | Industrial | Ind - Lumber & Furniture | MachDr | No | Ind MachDr - O&M (Mid Cost) | 0.0013089 | 0.0026377 | 0.0039789 | 0.005324 | 0.006673 | 0.0080423 | 0.0094137 | 0.010787 | 0.012161 | 0.013536 | 0.014911 | 0.016286
SDG&E | MW | Industrial | Ind - Machinery | HVAC | No | Ind HVAC - Equipment (Electric - High Cost) | 0.0018633 | 0.0036451 | 0.005328 | 0.0069107 | 0.0083967 | 0.0097877 | 0.011091 | 0.012314 | 0.013459 | 0.01453 | 0.015533 | 0.016471
SDG&E | MW | Industrial | Ind - Machinery | HVAC | No | Ind HVAC - Equipment (Electric - Low Cost) | 1.3633e-05 | 2.6551e-05 | 3.8729e-05 | 5.0135e-05 | 6.082e-05 | 7.081e-05 | 8.0156e-05 | 8.8897e-05 | 9.7069e-05 | 0.00010471 | 0.00011184 | 0.00011851
SDG&E | MW | Industrial | Ind - Machinery | HVAC | No | Ind HVAC - Equipment (Electric - Mid Cost) | 0.00075367 | 0.0014683 | 0.0021422 | 0.0027735 | 0.0033651 | 0.0039182 | 0.0044357 | 0.0049199 | 0.0053727 | 0.0057958 | 0.0061912 | 0.0065607
SDG&E | MW | Industrial | Ind - Machinery | HVAC | No | Ind HVAC - Equipment (Gas - High Cost) | -8.943e-06 | -1.7438e-05 | -2.5288e-05 | -3.2603e-05 | -3.9427e-05 | -4.5764e-05 | -5.1705e-05 | -5.7273e-05 | -6.2486e-05 | -6.7365e-05 | -7.1932e-05 | -7.6213e-05
SDG&E | MW | Industrial | Ind - Machinery | HVAC | No | Ind HVAC - Equipment (Gas - Mid Cost) | -2.8163e-06 | -5.4828e-06 | -7.9434e-06 | -1.0223e-05 | -1.234e-05 | -1.4309e-05 | -1.6152e-05 | -1.7876e-05 | -1.9489e-05 | -2.0995e-05 | -2.2403e-05 | -2.3719e-05
SDG&E | MW | Industrial | Ind - Machinery | HVAC | No | Ind HVAC - O&M (Electric - High Cost) | 0.00010371 | 0.00021402 | 0.00032537 | 0.00043705 | 0.00054907 | 0.00066119 | 0.00077351 | 0.000886 | 0.0009986 | 0.0011113 | 0.0012239 | 0.0013367
SDG&E | MW | Industrial | Ind - Machinery | HVAC | No | Ind HVAC - O&M (Electric - Low Cost) | 0.0028991 | 0.0058389 | 0.0088056 | 0.01178 | 0.014762 | 0.017746 | 0.020735 | 0.023727 | 0.026721 | 0.029716 | 0.032711 | 0.035705
SDG&E | MW | Industrial | Ind - Machinery | HVAC | No | Ind HVAC - O&M (Gas - Low Cost) | 3.9771e-05 | 8.0043e-05 | 0.0001198 | 0.00015915 | 0.00019819 | 0.00023712 | 0.00027608 | 0.00031505 | 0.00035407 | 0.00039305 | 0.00043204 | 0.00047103
SDG&E | MW | Industrial | Ind - Machinery | Lighting | No | Ind Lighting - Equipment (High Cost) | 0.0023289 | 0.0045427 | 0.0066296 | 0.0085854 | 0.010417 | 0.01213 | 0.013731 | 0.01523 | 0.016631 | 0.01794 | 0.019163 | 0.020306
SDG&E | MW | Industrial | Ind - Machinery | Lighting | No | Ind Lighting - Equipment (Low Cost) | 0.0010258 | 0.0019968 | 0.0029114 | 0.0037672 | 0.0045681 | 0.0053162 | 0.0060155 | 0.0066689 | 0.0072792 | 0.007849 | 0.0083808 | 0.0088771
SDG&E | MW | Industrial | Ind - Machinery | Lighting | No | Ind Lighting - Equipment (Mid Cost) | 0.008948 | 0.017426 | 0.025412 | 0.032888 | 0.039885 | 0.046422 | 0.052533 | 0.058245 | 0.063581 | 0.068564 | 0.073215 | 0.077558
SDG&E | MW | Industrial | Ind - Machinery | Lighting | No | Ind Lighting - O&M (Low Cost) | 0.00066633 | 0.001297 | 0.001891 | 0.0024468 | 0.0029669 | 0.0034527 | 0.0039068 | 0.0043311 | 0.0047274 | 0.0050974 | 0.0054426 | 0.0057649
SDG&E | MW | Industrial | Ind - Machinery | ProcHeat | No | Ind ProcHeat - Equipment (Electric - High Cost) | 0.00014992 | 0.00030351 | 0.00045882 | 0.00061518 | 0.00077233 | 0.00092983 | 0.0010879 | 0.0012466 | 0.0014058 | 0.0015653 | 0.0017253 | 0.0018857
SDG&E | MW | Industrial | Ind - Machinery | ProcHeat | No | Ind ProcHeat - Equipment (Electric - Low Cost) | 0.00012721 | 0.00025621 | 0.0003864 | 0.00051691 | 0.00064778 | 0.00077876 | 0.00090992 | 0.0010412 | 0.0011726 | 0.0013041 | 0.0014355 | 0.001567
SDG&E | MW | Industrial | Ind - Machinery | ProcHeat | No | Ind ProcHeat - Equipment (Electric - Mid Cost) | 2.0277e-05 | 4.0856e-05 | 6.1627e-05 | 8.2456e-05 | 0.00010334 | 0.00012425 | 0.00014519 | 0.00016616 | 0.00018715 | 0.00020815 | 0.00022915 | 0.00025015
SDG&E | MW | Industrial | Ind - Machinery | ProcHeat | No | Ind ProcHeat - Equipment (Gas - High Cost) | -4.7666e-06 | -9.637e-06 | -1.4466e-05 | -1.933e-05 | -2.4224e-05 | -2.9072e-05 | -3.3951e-05 | -3.8862e-05 | -4.3789e-05 | -4.8732e-05 | -5.3693e-05 | -5.868e-05
SDG&E | MW | Industrial | Ind - Machinery | ProcHeat | No | Ind ProcHeat - O&M (Gas - High Cost) | -0.00039896 | -0.00080405 | -0.0012045 | -0.0016033 | -0.0020004 | -0.0023957 | -0.0027919 | -0.0031888 | -0.0035863 | -0.003984 | -0.0043822 | -0.004781
SDG&E | MW | Industrial | Ind - Machinery | ProcHeat | No | Ind ProcHeat - O&M (Gas - Mid Cost) | -3.5973e-05 | -7.2416e-05 | -0.0001084 | -0.00014405 | -0.00017946 | -0.00021474 | -0.00025007 | -0.00028542 | -0.00032082 | -0.0003562 | -0.00039159 | -0.000427
SDG&E | MW | Industrial | Ind - Machinery | ProcRefrig | No | Ind ProcRefrig - O&M (High Cost) | 0.00018624 | 0.00037602 | 0.00056771 | 0.00076023 | 0.00095343 | 0.001147 | 0.0013409 | 0.0015354 | 0.0017302 | 0.0019253 | 0.0021206 | 0.002316
SDG&E | MW | Industrial | Ind - Machinery | ProcRefrig | No | Ind ProcRefrig - O&M (Low Cost) | 0.00085887 | 0.0017332 | 0.0026156 | 0.0035002 | 0.0043872 | 0.0052749 | 0.0061639 | 0.0070539 | 0.0079445 | 0.0088354 | 0.0097263 | 0.010617
SDG&E | MW | Industrial | Ind - Machinery | ProcRefrig | No | Ind ProcRefrig - O&M (Mid Cost) | 0.00072399 | 0.001459 | 0.0022008 | 0.0029448 | 0.003691 | 0.0044483 | 0.0052067 | 0.0059662 | 0.0067262 | 0.0074865 | 0.0082469 | 0.0090073
SDG&E | MW | Industrial | Ind - Machinery | MachDr | No | Ind MachDr - Equipment (High Cost) | 0.0009849 | 0.0019894 | 0.0030042 | 0.0040237 | 0.0050471 | 0.0060724 | 0.0071001 | 0.008131 | 0.0091637 | 0.010198 | 0.011233 | 0.01227
SDG&E | MW | Industrial | Ind - Machinery | MachDr | No | Ind MachDr - Equipment (Low Cost) | 0.0048146 | 0.0096975 | 0.014625 | 0.019565 | 0.024519 | 0.029477 | 0.034442 | 0.039412 | 0.044386 | 0.049362 | 0.054338 | 0.059313
SDG&E | MW | Industrial | Ind - Machinery | MachDr | No | Ind MachDr - Equipment (Mid Cost) | 0.0028572 | 0.0057573 | 0.0086845 | 0.01162 | 0.014564 | 0.017511 | 0.020463 | 0.023419 | 0.026377 | 0.029337 | 0.032297 | 0.035258
SDG&E | MW | Industrial | Ind - Machinery | MachDr | No | Ind MachDr - O&M (High Cost) | 9.573e-05 | 0.00019329 | 0.00029184 | 0.00039082 | 0.00049015 | 0.00058965 | 0.00068938 | 0.00078939 | 0.00088956 | 0.00098984 | 0.0010903 | 0.0011908
SDG&E | MW | Industrial | Ind - Machinery | MachDr | No | Ind MachDr - O&M (Low Cost) | 0.01426 | 0.028766 | 0.043406 | 0.058082 | 0.072797 | 0.087525 | 0.10227 | 0.11704 | 0.13181 | 0.14659 | 0.16137 | 0.17615
SDG&E | MW | Industrial | Ind - Machinery | MachDr | No | Ind MachDr - O&M (Mid Cost) | 0.0032202 | 0.0064896 | 0.0097897 | 0.013099 | 0.016419 | 0.019792 | 0.023171 | 0.026554 | 0.029939 | 0.033326 | 0.036714 | 0.040101
SDG&E | MW | Industrial | Ind - Metals (Fabricated) | HVAC | No | Ind HVAC - Equipment (Electric - High Cost) | 0.00011411 | 0.00022273 | 0.00032523 | 0.0004214 | 0.00051157 | 0.00059594 | 0.00067494 | 0.00074895 | 0.00081819 | 0.00088296 | 0.00094354 | 0.0010002
SDG&E | MW | Industrial | Ind - Metals (Fabricated) | HVAC | No | Ind HVAC - Equipment (Electric - Low Cost) | 9.8366e-05 | 0.00019156 | 0.00027942 | 0.00036171 | 0.00043879 | 0.00051086 | 0.00057829 | 0.00064135 | 0.0007003 | 0.0007554 | 0.00080686 | 0.00085494
SDG&E | MW | Industrial | Ind - Metals (Fabricated) | HVAC | No | Ind HVAC - Equipment (Electric - Mid Cost) | 1.1035e-05 | 2.1496e-05 | 3.1359e-05 | 4.0599e-05 | 4.9256e-05 | 5.735e-05 | 6.4924e-05 | 7.2009e-05 | 7.8633e-05 | 8.4824e-05 | 9.0609e-05 | 9.6014e-05
SDG&E | MW | Industrial | Ind - Metals (Fabricated) | HVAC | No | Ind HVAC - Equipment (Gas - High Cost) | -6.2111e-06 | -1.2221e-05 | -1.7978e-05 | -2.3569e-05 | -2.896e-05 | -3.4069e-05 | -3.8952e-05 | -4.3614e-05 | -4.805e-05 | -5.2276e-05 | -5.6237e-05 | -5.9956e-05
SDG&E | MW | Industrial | Ind - Metals (Fabricated) | HVAC | No | Ind HVAC - Equipment (Gas - Mid Cost) | 1.0967e-05 | 2.1503e-05 | 3.1557e-05 | 4.1166e-05 | 5.0347e-05 | 5.9086e-05 | 6.7409e-05 | 7.5323e-05 | 8.2842e-05 | 8.9981e-05 | 9.6653e-05 | 0.00010289
SDG&E | MW | Industrial | Ind - Metals (Fabricated) | HVAC | No | Ind HVAC - O&M (Electric - High Cost) | 8.6748e-05 | 0.00017521 | 0.00027048 | 0.00036606 | 0.00046194 | 0.00055792 | 0.00065407 | 0.00075039 | 0.0008468 | 0.00094328 | 0.0010398 | 0.0011364
SDG&E | MW | Industrial | Ind - Metals (Fabricated) | HVAC | No | Ind HVAC - O&M (Electric - Low Cost) | 0.0026122 | 0.0052611 | 0.0079342 | 0.010614 | 0.013301 | 0.01599 | 0.018683 | 0.021379 | 0.024077 | 0.026776 | 0.029474 | 0.032173
SDG&E | MW | Industrial | Ind - Metals (Fabricated) | HVAC | No | Ind HVAC - O&M (Electric - Mid Cost) | 0.00030184 | 0.00060806 | 0.00091712 | 0.001227 | 0.0015378 | 0.0018488 | 0.0021603 | 0.0024722 | 0.0027844 | 0.0030967 | 0.003409 | 0.0037213
SDG&E | MW | Industrial | Ind - Metals (Fabricated) | HVAC | No | Ind HVAC - O&M (Gas - High Cost) | -2.7338e-05 | -5.5516e-05 | -8.4329e-05 | -0.00011395 | -0.00014436 | -0.00017529 | -0.00020687 | -0.00023906 | -0.00027181 | -0.00030513 | -0.00033848 | -0.0003719
SDG&E | MW | Industrial | Ind - Metals (Fabricated) | HVAC | No | Ind HVAC - O&M (Gas - Mid Cost) | -3.5275e-06 | -7.1542e-06 | -1.0858e-05 | -1.4646e-05 | -1.8517e-05 | -2.2463e-05 | -2.6485e-05 | -3.0578e-05 | -3.474e-05 | -3.8969e-05 | -4.32e-05 | -4.7432e-05
SDG&E | MW | Industrial | Ind - Metals (Fabricated) | Lighting | No | Ind Lighting - Equipment (High Cost) | 0.0024641 | 0.0048074 | 0.0070167 | 0.0090874 | 0.011027 | 0.01284 | 0.014536 | 0.016124 | 0.017608 | 0.018994 | 0.02029 | 0.021501
SDG&E | MW | Industrial | Ind - Metals (Fabricated) | Lighting | No | Ind Lighting - Equipment (Low Cost) | 0.0013783 | 0.002683 | 0.0039118 | 0.0050617 | 0.0061378 | 0.007143 | 0.0080825 | 0.0089604 | 0.0097804 | 0.010546 | 0.011261 | 0.011927
SDG&E | MW | Industrial | Ind - Metals (Fabricated) | Lighting | No | Ind Lighting - Equipment (Mid Cost) | 0.018473 | 0.035973 | 0.052459 | 0.06789 | 0.082333 | 0.095825 | 0.10844 | 0.12023 | 0.13124 | 0.14152 | 0.15112 | 0.16009
SDG&E | MW | Industrial | Ind - Metals (Fabricated) | Lighting | No | Ind Lighting - O&M (High Cost) | 2.7954e-06 | 5.4513e-06 | 7.9547e-06 | 1.03e-05 | 1.2497e-05 | 1.455e-05 | 1.6471e-05 | 1.8268e-05 | 1.9947e-05 | 2.1516e-05 | 2.3031e-05 | 2.4446e-05
SDG&E | MW | Industrial | Ind - Metals (Fabricated) | Lighting | No | Ind Lighting - O&M (Low Cost) | 0.00066082 | 0.0012862 | 0.0018753 | 0.0024265 | 0.0029422 | 0.003424 | 0.0038743 | 0.0042951 | 0.0046881 | 0.005055 | 0.0053973 | 0.0057169
SDG&E | MW | Industrial | Ind - Metals (Fabricated) | Lighting | No | Ind Lighting - O&M (Mid Cost) | 0.00018877 | 0.00036759 | 0.00053605 | 0.00069561 | 0.00084494 | 0.00098444 | 0.0011148 | 0.0012367 | 0.0013505 | 0.0014568 | 0.001556 | 0.0016486
SDG&E | MW | Industrial | Ind - Metals (Fabricated) | ProcHeat | No | Ind ProcHeat - Equipment (Electric - High Cost) | 1.1251e-06 | 2.1925e-06 | 3.1994e-06 | 4.1445e-06 | 5.0312e-06 | 5.8597e-06 | 6.6353e-06 | 7.3614e-06 | 8.0404e-06 | 8.6754e-06 | 9.269e-06 | 9.8241e-06
SDG&E | MW | Industrial | Ind - Metals (Fabricated) | ProcHeat | No | Ind ProcHeat - Equipment (Electric - Low Cost) | 0.00046481 | 0.00090514 | 0.0013203 | 0.001709 | 0.0020732 | 0.0024137 | 0.0027322 | 0.0030301 | 0.0033086 | 0.0035689 | 0.003812 | 0.0040391
SDG&E | MW | Industrial | Ind - Metals (Fabricated) | ProcHeat | No | Ind ProcHeat - Equipment (Electric - Mid Cost) | 1.3279e-05 | 2.5869e-05 | 3.7742e-05 | 4.8864e-05 | 5.9284e-05 | 6.9028e-05 | 7.8145e-05 | 8.6675e-05 | 9.465e-05 | 0.0001021 | 0.00010907 | 0.00011558
SDG&E | MW | Industrial | Ind - Metals (Fabricated) | ProcHeat | No | Ind ProcHeat - Equipment (Gas - High Cost) | 3.0841e-06 | 6.0584e-06 | 8.9017e-06 | 1.1641e-05 | 1.4274e-05 | 1.6773e-05 | 1.9159e-05 | 2.1434e-05 | 2.3598e-05 | 2.5657e-05 | 2.7586e-05 | 2.9394e-05
SDG&E | MW | Industrial | Ind - Metals (Fabricated) | ProcHeat | No | Ind ProcHeat - O&M (Electric - High Cost) | 0.0012783 | 0.002582 | 0.0038991 | 0.0052223 | 0.0065505 | 0.0078811 | 0.009215 | 0.010553 | 0.011893 | 0.013235 | 0.014579 | 0.015925
SDG&E | MW | Industrial | Ind - Metals (Fabricated) | ProcHeat | No | Ind ProcHeat - O&M (Electric - Low Cost) | 0.00016742 | 0.00033814 | 0.00051043 | 0.00068315 | 0.00085635 | 0.0010297 | 0.0012033 | 0.0013771 | 0.001551 | 0.001725 | 0.0018989 | 0.0020729
SDG&E | MW | Industrial | Ind - Metals (Fabricated) | ProcHeat | No | Ind ProcHeat - O&M (Electric - Mid Cost) | 6.1886e-06 | 1.2473e-05 | 1.8817e-05 | 2.5179e-05 | 3.1561e-05 | 3.7949e-05 | 4.4458e-05 | 5.0977e-05 | 5.7501e-05 | 6.4027e-05 | 7.0554e-05 | 7.7082e-05
SDG&E | MW | Industrial | Ind - Metals (Fabricated) | ProcHeat | No | Ind ProcHeat - O&M (Gas - High Cost) | -2.5861e-05 | -5.2534e-05 | -7.9817e-05 | -0.0001079 | -0.00013675 | -0.00016608 | -0.00019604 | -0.0002266 | -0.0002577 | -0.00028937 | -0.0003211 | -0.00035292
SDG&E | MW | Industrial | Ind - Metals (Fabricated) | ProcHeat | No | Ind ProcHeat - O&M (Gas - Mid Cost) | -0.00012789 | -0.00025941 | -0.00039373 | -0.00053118 | -0.00067174 | -0.00081497 | -0.00096097 | -0.0011096 | -0.0012607 | -0.0014143 | -0.001568 | -0.0017217
SDG&E | MW | Industrial | Ind - Metals (Fabricated) | SHW | No | Ind SHW - Equipment (High Cost) | 4.571e-08 | 9.0778e-08 | 1.3475e-07 | 1.7807e-07 | 2.2057e-07 | 2.6166e-07 | 3.0166e-07 | 3.4057e-07 | 3.783e-07 | 4.1491e-07 | 4.4988e-07 | 4.8333e-07
SDG&E | MW | Industrial | Ind - Metals (Fabricated) | ProcRefrig | No | Ind ProcRefrig - O&M (Low Cost) | 3.1181e-05 | 6.28e-05 | 9.4709e-05 | 0.0001267 | 0.00015877 | 0.00019087 | 0.00022302 | 0.0002552 | 0.00028741 | 0.00031962 | 0.00035183 | 0.00038404
SDG&E | MW | Industrial | Ind - Metals (Fabricated) | ProcRefrig | No | Ind ProcRefrig - O&M (Mid Cost) | 0.00064743 | 0.001305 | 0.0019689 | 0.0026347 | 0.0033026 | 0.0039712 | 0.0046409 | 0.0053249 | 0.0060096 | 0.0066945 | 0.0073795 | 0.0080646
SDG&E | MW | Industrial | Ind - Metals (Fabricated) | MachDr | No | Ind MachDr - Equipment (High Cost) | 0.00061008 | 0.0011771 | 0.0016997 | 0.0021784 | 0.0026169 | 0.0030174 | 0.0033837 | 0.0037187 | 0.0040249 | 0.0043045 | 0.0045599 | 0.0047931
SDG&E | MW | Industrial | Ind - Metals (Fabricated) | MachDr | No | Ind MachDr - Equipment (Low Cost) | 0.0022396 | 0.0043116 | 0.0062193 | 0.0079639 | 0.0095599 | 0.011017 | 0.012348 | 0.013564 | 0.014674 | 0.015687 | 0.016611 | 0.017454
SDG&E | MW | Industrial | Ind - Metals (Fabricated) | MachDr | No | Ind MachDr - Equipment (Mid Cost) | 0.0044834 | 0.0086343 | 0.012456 | 0.015953 | 0.019151 | 0.022072 | 0.024741 | 0.027179 | 0.029405 | 0.031437 | 0.03329 | 0.034982
SDG&E | MW | Industrial | Ind - Metals (Fabricated) | MachDr | No | Ind MachDr - O&M (High Cost) | 0.00082404 | 0.0016636 | 0.0025117 | 0.0033633 | 0.004218 | 0.005074 | 0.005932 | 0.0067924 | 0.007654 | 0.0085166 | 0.0093804 | 0.010245
SDG&E | MW | Industrial | Ind - Metals (Fabricated) | MachDr | No | Ind MachDr - O&M (Low Cost) | 0.028571 | 0.057544 | 0.086783 | 0.11609 | 0.14548 | 0.1749 | 0.20435 | 0.23384 | 0.26335 | 0.29287 | 0.32239 | 0.3519
SDG&E | MW | Industrial | Ind - Metals (Fabricated) | MachDr | No | Ind MachDr - O&M (Mid Cost) | 0.0023308 | 0.0046973 | 0.0070861 | 0.0094818 | 0.011885 | 0.014328 | 0.016775 | 0.019225 | 0.021677 | 0.02413 | 0.026583 | 0.029036
SDG&E | MW | Industrial | Ind - Metals (Primary) | HVAC | No | Ind HVAC - Equipment (Electric - High Cost) | 2.6664e-07 | 5.2196e-07 | 7.6316e-07 | 9.8994e-07 | 1.2028e-06 | 1.4022e-06 | 1.589e-06 | 1.7644e-06 | 1.9287e-06 | 2.0825e-06 | 2.2266e-06 | 2.3615e-06
SDG&E | MW | Industrial | Ind - Metals (Primary) | HVAC | No | Ind HVAC - Equipment (Electric - Low Cost) | 4.1171e-06 | 8.018e-06 | 1.1696e-05 | 1.514e-05 | 1.8367e-05 | 2.1384e-05 | 2.4207e-05 | 2.6847e-05 | 2.9315e-05 | 3.1621e-05 | 3.3776e-05 | 3.5789e-05
SDG&E | MW | Industrial | Ind - Metals (Primary) | HVAC | No | Ind HVAC - Equipment (Electric - Mid Cost) | 5.5995e-06 | 1.0908e-05 | 1.5912e-05 | 2.06e-05 | 2.499e-05 | 2.9096e-05 | 3.2937e-05 | 3.653e-05 | 3.989e-05 | 4.303e-05 | 4.5963e-05 | 4.8703e-05
SDG&E | MW | Industrial | Ind - Metals (Primary) | HVAC | No | Ind HVAC - Equipment (Gas - High Cost) | -3.065e-07 | -6.0034e-07 | -8.7741e-07 | -1.1399e-06 | -1.3884e-06 | -1.6211e-06 | -1.8403e-06 | -2.0465e-06 | -2.2401e-06 | -2.4222e-06 | -2.5926e-06 | -2.7524e-06
SDG&E | MW | Industrial | Ind - Metals (Primary) | HVAC | No | Ind HVAC - Equipment (Gas - Mid Cost) | -2.4046e-07 | -4.7015e-07 | -6.8636e-07 | -8.8972e-07 | -1.0811e-06 | -1.2608e-06 | -1.4297e-06 | -1.5882e-06 | -1.7369e-06 | -1.8764e-06 | -2.0067e-06 | -2.1285e-06
SDG&E | MW | Industrial | Ind - Metals (Primary) | HVAC | No | Ind HVAC - O&M (Electric - Low Cost) | 7.9764e-06 | 1.6065e-05 | 2.4228e-05 | 3.2411e-05 | 4.0616e-05 | 4.8828e-05 | 5.7051e-05 | 6.5283e-05 | 7.3522e-05 | 8.1763e-05 | 9.0003e-05 | 9.8243e-05
SDG&E | MW | Industrial | Ind - Metals (Primary) | HVAC | No | Ind HVAC - O&M (Electric - Mid Cost) | 1.7901e-05 | 3.6062e-05 | 5.4391e-05 | 7.2768e-05 | 9.1197e-05 | 0.00010964 | 0.00012811 | 0.00014661 | 0.00016512 | 0.00018364 | 0.00020216 | 0.00022068
SDG&E | MW | Industrial | Ind - Metals (Primary) | HVAC | No | Ind HVAC - O&M (Gas - High Cost) | 4.3704e-07 | 8.8522e-07 | 1.3374e-06 | 1.7953e-06 | 2.2586e-06 | 2.7233e-06 | 3.1917e-06 | 3.663e-06 | 4.1369e-06 | 4.6133e-06 | 5.0907e-06 | 5.5694e-06
SDG&E | MW | Industrial | Ind - Metals (Primary) | HVAC | No | Ind HVAC - O&M (Gas - Mid Cost) | -5.0481e-07 | -1.0209e-06 | -1.5408e-06 | -2.064e-06 | -2.591e-06 | -3.1207e-06 | -3.6535e-06 | -4.1885e-06 | -4.726e-06 | -5.2653e-06 | -5.8049e-06 | -6.3446e-06
SDG&E | MW | Industrial | Ind - Metals (Primary) | Lighting | No | Ind Lighting - Equipment (High Cost) | 3.7062e-05 | 7.2286e-05 | 0.00010549 | 0.0001366 | 0.00016575 | 0.00019299 | 0.00021847 | 0.00024231 | 0.00026459 | 0.00028541 | 0.00030486 | 0.00032303
SDG&E | MW | Industrial | Ind - Metals (Primary) | Lighting | No | Ind Lighting - Equipment (Low Cost) | 8.3778e-05 | 0.00016308 | 0.00023777 | 0.00030765 | 0.00037305 | 0.00043414 | 0.00049124 | 0.0005446 | 0.00059443 | 0.00064096 | 0.00068438 | 0.00072491
SDG&E | MW | Industrial | Ind - Metals (Primary) | Lighting | No | Ind Lighting - Equipment (Mid Cost) | 0.00017871 | 0.00034799 | 0.00050747 | 0.00065673 | 0.00079644 | 0.00092695 | 0.001049 | 0.001163 | 0.0012695 | 0.001369 | 0.0014618 | 0.0015485
SDG&E | MW | Industrial | Ind - Metals (Primary) | Lighting | No | Ind Lighting - O&M (High Cost) | 2.4131e-07 | 4.7096e-07 | 6.8749e-07 | 8.9049e-07 | 1.0807e-06 | 1.2585e-06 | 1.4248e-06 | 1.5806e-06 | 1.7261e-06 | 1.8622e-06 | 1.9894e-06 | 2.1082e-06
SDG&E | MW | Industrial | Ind - Metals (Primary) | Lighting | No | Ind Lighting - O&M (Low Cost) | 3.6348e-05 | 7.0747e-05 | 0.00010315 | 0.00013346 | 0.00016183 | 0.00018833 | 0.0002131 | 0.00023624 | 0.00025785 | 0.00027803 | 0.00029686 | 0.00031443
SDG&E | MW | Industrial | Ind - Metals (Primary) | Lighting | No | Ind Lighting - O&M (Mid Cost) | 1.2296e-06 | 2.3967e-06 | 3.4964e-06 | 4.5261e-06 | 5.4901e-06 | 6.3909e-06 | 7.2331e-06 | 8.04e-06 | 8.7937e-06 | 9.4976e-06 | 1.0155e-05 | 1.0768e-05
SDG&E | MW | Industrial | Ind - Metals (Primary) | ProcHeat | No | Ind ProcHeat - Equipment (Electric - High Cost) | 1.7516e-05 | 3.4163e-05 | 4.9867e-05 | 6.4597e-05 | 7.8409e-05 | 9.1327e-05 | 0.00010342 | 0.00011474 | 0.00012533 | 0.00013522 | 0.00014447 | 0.00015312
SDG&E | MW | Industrial | Ind - Metals (Primary) | ProcHeat | No | Ind ProcHeat - Equipment (Electric - Low Cost) | 1.3567e-05 | 2.642e-05 | 3.8537e-05 | 4.9884e-05 | 6.0514e-05 | 7.0453e-05 | 7.975e-05 | 8.8446e-05 | 9.6575e-05 | 0.00010417 | 0.00011127 | 0.0001179
SDG&E | MW | Industrial | Ind - Metals (Primary) | ProcHeat | No | Ind ProcHeat - Equipment (Electric - Mid Cost) | 1.4612e-06 | 2.8466e-06 | 4.1529e-06 | 5.3767e-06 | 6.5233e-06 | 7.5955e-06 | 8.5987e-06 | 9.5372e-06 | 1.0415e-05 | 1.1235e-05 | 1.2001e-05 | 1.2717e-05
SDG&E | MW | Industrial | Ind - Metals (Primary) | ProcHeat | No | Ind ProcHeat - Equipment (Gas - Mid Cost) | -1.1281e-07 | -2.2053e-07 | -3.2191e-07 | -4.1721e-07 | -5.0685e-07 | -5.9105e-07 | -6.7016e-07 | -7.4436e-07 | -8.14e-07 | -8.7929e-07 | -9.4029e-07 | -9.9729e-07
SDG&E | MW | Industrial | Ind - Metals (Primary) | ProcHeat | No | Ind ProcHeat - O&M (Electric - Low Cost) | 1.2552e-07 | 2.528e-07 | 3.8125e-07 | 5.1001e-07 | 6.3911e-07 | 7.6832e-07 | 8.9771e-07 | 1.0272e-06 | 1.1569e-06 | 1.2865e-06 | 1.4162e-06 | 1.5458e-06
SDG&E | MW | Industrial | Ind - Metals (Primary) | ProcHeat | No | Ind ProcHeat - O&M (Gas - High Cost) | -1.3706e-05 | -2.7756e-05 | -4.1932e-05 | -5.628e-05 | -7.0796e-05 | -8.5358e-05 | -0.00010003 | -0.0001148 | -0.00012964 | -0.00014456 | -0.00015951 | -0.00017449
SDG&E | MW | Industrial | Ind - Metals (Primary) | ProcHeat | No | Ind ProcHeat - O&M (Gas - Mid Cost) | -1.7694e-06 | -3.5786e-06 | -5.4014e-06 | -7.2366e-06 | -9.0853e-06 | -1.0944e-05 | -1.2813e-05 | -1.469e-05 | -1.6576e-05 | -1.8469e-05 | -2.0363e-05 | -2.2258e-05
SDG&E | MW | Industrial | Ind - Metals (Primary) | SHW | No | Ind SHW - O&M (Mid Cost) | -2.0209e-06 | -4.0872e-06 | -6.169e-06 | -8.2648e-06 | -1.0376e-05 | -1.2498e-05 | -1.4633e-05 | -1.6776e-05 | -1.893e-05 | -2.1092e-05 | -2.3254e-05 | -2.5417e-05
SDG&E | MW | Industrial | Ind - Metals (Primary) | MachDr | No | Ind MachDr - Equipment (High Cost) | 5.0537e-05 | 9.7507e-05 | 0.00014079 | 0.00018044 | 0.00021675 | 0.00024992 | 0.00028025 | 0.000308 | 0.00033335 | 0.0003565 | 0.00037766 | 0.00039697
SDG&E | MW | Industrial | Ind - Metals (Primary) | MachDr | No | Ind MachDr - Equipment (Low Cost) | 0.0001601 | 0.00030823 | 0.0004446 | 0.00056933 | 0.00068343 | 0.0007876 | 0.00088277 | 0.00096969 | 0.0010491 | 0.0011215 | 0.0011875 | 0.0012478
SDG&E | MW | Industrial | Ind - Metals (Primary) | MachDr | No | Ind MachDr - Equipment (Mid Cost) | 0.00011947 | 0.00023011 | 0.00033198 | 0.00042518 | 0.00051045 | 0.00058831 | 0.00065946 | 0.00072446 | 0.00078381 | 0.00083798 | 0.00088741 | 0.00093251
SDG&E | MW | Industrial | Ind - Metals (Primary) | MachDr | No | Ind MachDr - O&M (High Cost) | 5.2568e-06 | 1.0613e-05 | 1.6024e-05 | 2.1458e-05 | 2.6912e-05 | 3.2374e-05 | 3.7849e-05 | 4.3339e-05 | 4.8837e-05 | 5.4342e-05 | 5.9855e-05 | 6.5372e-05
SDG&E | MW | Industrial | Ind - Metals (Primary) | MachDr | No | Ind MachDr - O&M (Low Cost) | 0.00059662 | 0.0012016 | 0.0018122 | 0.0024243 | 0.003038 | 0.0036522 | 0.0042673 | 0.0048831 | 0.0054994 | 0.0061158 | 0.0067321 | 0.0073485
SDG&E | MW | Industrial | Ind - Metals (Primary) | MachDr | No | Ind MachDr - O&M (Mid Cost) | 8.7425e-05 | 0.00017617 | 0.00026574 | 0.00035557 | 0.00044685 | 0.00053821 | 0.0006297 | 0.00072131 | 0.00081299 | 0.00090471 | 0.00099643 | 0.0010882
SDG&E | MW | Industrial | Ind - Other | HVAC | No | Ind HVAC - Equipment (Electric - High Cost) | 0.00057499 | 0.001123 | 0.0016403 | 0.0021258 | 0.0025811 | 0.0030072 | 0.0034063 | 0.0037803 | 0.0041303 | 0.0044578 | 0.0047642 | 0.0050508
SDG&E | MW | Industrial | Ind - Other | HVAC | No | Ind HVAC - O&M (Electric - High Cost) | 0.0014405 | 0.0029105 | 0.0043957 | 0.005888 | 0.0074966 | 0.009107 | 0.01072 | 0.012336 | 0.013954 | 0.015573 | 0.017193 | 0.018813
SDG&E | MW | Industrial | Ind - Other | HVAC | No | Ind HVAC - O&M (Electric - Low Cost) | 0.00067943 | 0.0013684 | 0.0020638 | 0.0027608 | 0.0034598 | 0.0041593 | 0.0048598 | 0.005561 | 0.0062628 | 0.0069649 | 0.0076668 | 0.0083687
SDG&E | MW | Industrial | Ind - Other | HVAC | No | Ind HVAC - O&M (Electric - Mid Cost) | 0.0002125 | 0.00042815 | 0.0006458 | 0.00086405 | 0.0010829 | 0.001302 | 0.0015214 | 0.0017411 | 0.001961 | 0.002181 | 0.002401 | 0.0026211
SDG&E | MW | Industrial | Ind - Other | Lighting | No | Ind Lighting - Equipment (High Cost) | 0.0016936 | 0.0033029 | 0.0048199 | 0.0062414 | 0.0075727 | 0.008817 | 0.0099809 | 0.01107 | 0.012088 | 0.013039 | 0.013927 | 0.014757
SDG&E | MW | Industrial | Ind - Other | Lighting | No | Ind Lighting - Equipment (Low Cost) | 0.0006995 | 0.0013616 | 0.0019853 | 0.0025689 | 0.003115 | 0.0036252 | 0.004102 | 0.0045476 | 0.0049637 | 0.0053523 | 0.0057149 | 0.0060534
SDG&E | MW | Industrial | Ind - Other | Lighting | No | Ind Lighting - Equipment (Mid Cost) | 0.0060722 | 0.011825 | 0.017245 | 0.022318 | 0.027066 | 0.031502 | 0.035649 | 0.039525 | 0.043146 | 0.046528 | 0.049684 | 0.052631
SDG&E | MW | Industrial | Ind - Other | Lighting | No | Ind Lighting - O&M (High Cost) | 0.00012479 | 0.00024352 | 0.00035547 | 0.00046041 | 0.00055873 | 0.00065064 | 0.00073663 | 0.00081712 | 0.00089237 | 0.00096269 | 0.0010284 | 0.0010898
SDG&E | MW | Industrial | Ind - Other | Lighting | No | Ind Lighting - O&M (Low Cost) | 0.0022498 | 0.004379 | 0.0063844 | 0.0082608 | 0.010017 | 0.011657 | 0.01319 | 0.014622 | 0.01596 | 0.017209 | 0.018375 | 0.019463
SDG&E | MW | Industrial | Ind - Other | Lighting | No | Ind Lighting - O&M (Mid Cost) | 5.0258e-05 | 9.7883e-05 | 0.00014275 | 0.00018475 | 0.00022467 | 0.00026197 | 0.00029683 | 0.00032941 | 0.00035984 | 0.00038826 | 0.00041478 | 0.00043954
SDG&E | MW | Industrial | Ind - Other | MachDr | No | Ind MachDr - Equipment (High Cost) | 0.0050319 | 0.010155 | 0.015328 | 0.020523 | 0.025735 | 0.030955 | 0.036186 | 0.04143 | 0.046681 | 0.051937 | 0.0572 | 0.062466
SDG&E | MW | Industrial | Ind - Other | MachDr | No | Ind MachDr - Equipment (Low Cost) | 0.0079662 | 0.016045 | 0.024197 | 0.03237 | 0.040564 | 0.048766 | 0.056979 | 0.065201 | 0.073429 | 0.08166 | 0.08989 | 0.09812
SDG&E | MW | Industrial | Ind - Other | MachDr | No | Ind MachDr - Equipment (Mid Cost) | 0.0067065 | 0.013513 | 0.020384 | 0.027274 | 0.034183 | 0.041099 | 0.048026 | 0.054963 | 0.061906 | 0.068852 | 0.0758 | 0.082748
SDG&E | MW | Industrial | Ind - Other | MachDr | No | Ind MachDr - O&M (High Cost) | 0.00024987 | 0.00050435 | 0.00076138 | 0.0010194 | 0.0012784 | 0.0015378 | 0.0017977 | 0.0020584 | 0.0023193 | 0.0025806 | 0.0028422 | 0.003104
SDG&E | MW | Industrial | Ind - Other | MachDr | No | Ind MachDr - O&M (Low Cost) | 0.012896 | 0.025973 | 0.03917 | 0.0524 | 0.065665 | 0.078941 | 0.092236 | 0.10555 | 0.11887 | 0.13219 | 0.14551 | 0.15883
SDG&E | MW | Industrial | Ind - Other | MachDr | No | Ind MachDr - O&M (Mid Cost) | 0.0011966 | 0.0024118 | 0.0036384 | 0.0048688 | 0.0061028 | 0.007338 | 0.0085974 | 0.0098585 | 0.011121 | 0.012383 | 0.013646 | 0.014909
SDG&E | MW | Industrial | Ind - Paper | HVAC | No | Ind HVAC - Equipment (Electric - High Cost) | 2.8246e-06 | 5.527e-06 | 8.0795e-06 | 1.0479e-05 | 1.273e-05 | 1.4838e-05 | 1.6814e-05 | 1.8669e-05 | 2.0405e-05 | 2.203e-05 | 2.3553e-05 | 2.4978e-05
SDG&E | MW | Industrial | Ind - Paper | HVAC | No | Ind HVAC - Equipment (Electric - Low Cost) | 9.0606e-07 | 1.7645e-06 | 2.5738e-06 | 3.3317e-06 | 4.0417e-06 | 4.7056e-06 | 5.3266e-06 | 5.9075e-06 | 6.4505e-06 | 6.958e-06 | 7.4321e-06 | 7.8749e-06
SDG&E | MW | Industrial | Ind - Paper | HVAC | No | Ind HVAC - Equipment (Electric - Mid Cost) | 4.4978e-06 | 8.7614e-06 | 1.2782e-05 | 1.6548e-05 | 2.0078e-05 | 2.3377e-05 | 2.6465e-05 | 2.9353e-05 | 3.2054e-05 | 3.4578e-05 | 3.6937e-05 | 3.914e-05
SDG&E | MW | Industrial | Ind - Paper | HVAC | No | Ind HVAC - Equipment (Gas - High Cost) | -1.2511e-08 | -2.4198e-08 | -3.5173e-08 | -4.5616e-08 | -5.5517e-08 | -6.4784e-08 | -7.3523e-08 | -8.1736e-08 | -8.9429e-08 | -9.6624e-08 | -1.0336e-07 | -1.0968e-07
SDG&E | MW | Industrial | Ind - Paper | HVAC | No | Ind HVAC - O&M (Electric - High Cost) | 4.087e-06 | 8.25e-06 | 1.2658e-05 | 1.7079e-05 | 2.1513e-05 | 2.5952e-05 | 3.0399e-05 | 3.4852e-05 | 3.931e-05 | 4.377e-05 | 4.8232e-05 | 5.2694e-05
SDG&E | MW | Industrial | Ind - Paper | HVAC | No | Ind HVAC - O&M (Electric - Low Cost) | 1.9161e-05 | 3.8591e-05 | 5.82e-05 | 7.7857e-05 | 9.7568e-05 | 0.00011729 | 0.00013705 | 0.00015683 | 0.00017662 | 0.00019641 | 0.00021621 | 0.00023601
SDG&E | MW | Industrial | Ind - Paper | HVAC | No | Ind HVAC - O&M (Electric - Mid Cost) | 1.2281e-05 | 2.4742e-05 | 3.7319e-05 | 4.9929e-05 | 6.2575e-05 | 7.5232e-05 | 8.7908e-05 | 0.0001006 | 0.0001133 | 0.00012601 | 0.00013872 | 0.00015143
SDG&E | MW | Industrial | Ind - Paper | Lighting | No | Ind Lighting - Equipment (High Cost) | 6.6899e-05 | 0.00013049 | 0.00019043 | 0.00024661 | 0.00029922 | 0.0003484 | 0.0003944 | 0.00043745 | 0.00047768 | 0.00051527 | 0.0005504 | 0.00058321
SDG&E | MW | Industrial | Ind - Paper | Lighting | No | Ind Lighting - Equipment (Low Cost) | 3.2772e-05 | 6.3794e-05 | 9.3015e-05 | 0.00012036 | 0.00014594 | 0.00016985 | 0.00019219 | 0.00021306 | 0.00023256 | 0.00025077 | 0.00026776 | 0.00028362
SDG&E | MW | Industrial | Ind - Paper | Lighting | No | Ind Lighting - Equipment (Mid Cost) | 0.00026048 | 0.00050723 | 0.00073968 | 0.00095725 | 0.0011609 | 0.0013511 | 0.001529 | 0.0016952 | 0.0018505 | 0.0019955 | 0.0021308 | 0.0022572
SDG&E | MW | Industrial | Ind - Paper | Lighting | No | Ind Lighting - O&M (Low Cost) | 2.4926e-05 | 4.8516e-05 | 7.0735e-05 | 9.1524e-05 | 0.00011098 | 0.00012915 | 0.00014614 | 0.00016201 | 0.00017683 | 0.00019067 | 0.00020358 | 0.00021564
SDG&E | MW | Industrial | Ind - Paper | Lighting | No | Ind Lighting - O&M (Mid Cost) | 2.6802e-06 | 5.2207e-06 | 7.6142e-06 | 9.8549e-06 | 1.1952e-05 | 1.3949e-05 | 1.5814e-05 | 1.7558e-05 | 1.9187e-05 | 2.0708e-05 | 2.2128e-05 | 2.3453e-05
SDG&E | MW | Industrial | Ind - Paper | ProcHeat | No | Ind ProcHeat - Equipment (Gas - High Cost) | -4.9503e-07 | -9.5924e-07 | -1.3961e-06 | -1.8151e-06 | -2.215e-06 | -2.5881e-06 | -2.9408e-06 | -3.2732e-06 | -3.5849e-06 | -3.8767e-06 | -4.1503e-06 | -4.4072e-06
SDG&E | MW | Industrial | Ind - Paper | ProcHeat | No | Ind ProcHeat - Equipment (Gas - Mid Cost) | -3.9328e-05 | -7.5903e-05 | -0.00011023 | -0.00014281 | -0.00017362 | -0.00020247 | -0.00022964 | -0.00025513 | -0.00027899 | -0.00030127 | -0.0003221 | -0.0003416
SDG&E | MW | Industrial | Ind - Paper | ProcHeat | No | Ind ProcHeat - O&M (Gas - High Cost) | -2.6271e-06 | -5.2503e-06 | -7.8856e-06 | -1.0564e-05 | -1.3276e-05 | -1.5996e-05 | -1.874e-05 | -2.1498e-05 | -2.4262e-05 | -2.7027e-05 | -2.9797e-05 | -3.2576e-05
SDG&E | MW | Industrial | Ind - Paper | MachDr | No | Ind MachDr - Equipment (High Cost) | 6.8177e-05 | 0.00013147 | 0.00018979 | 0.00024319 | 0.00029207 | 0.00033673 | 0.00037755 | 0.00041488 | 0.00044898 | 0.00048012 | 0.00050855 | 0.00053451
SDG&E | MW | Industrial | Ind - Paper | MachDr | No | Ind MachDr - Equipment (Low Cost) | 0.00020123 | 0.00038742 | 0.00055883 | 0.0007156 | 0.00085901 | 0.00098994 | 0.0011096 | 0.0012188 | 0.0013186 | 0.0014096 | 0.0014926 | 0.0015684
SDG&E | MW | Industrial | Ind - Paper | MachDr | No | Ind MachDr - Equipment (Mid Cost) | 0.00017535 | 0.00033772 | 0.00048722 | 0.000624 | 0.00074914 | 0.0008634 | 0.00096781 | 0.0010632 | 0.0011503 | 0.0012298 | 0.0013023 | 0.0013685
SDG&E | MW | Industrial | Ind - Paper | MachDr | No | Ind MachDr - O&M (High Cost) | 2.5169e-05 | 5.0793e-05 | 7.6672e-05 | 0.00010265 | 0.00012872 | 0.00015483 | 0.00018099 | 0.00020722 | 0.00023348 | 0.00025977 | 0.00028609 | 0.00031334
SDG&E | MW | Industrial | Ind - Paper | MachDr | No | Ind MachDr - O&M (Low Cost) | 0.00099618 | 0.0020064 | 0.0030258 | 0.0040478 | 0.0050725 | 0.0060981 | 0.0071251 | 0.0081532 | 0.0091821 | 0.010211 | 0.01124 | 0.01227
SDG&E | MW | Industrial | Ind - Paper | MachDr | No | Ind MachDr - O&M (Mid Cost) | 0.00011299 | 0.00022771 | 0.00034351 | 0.00045965 | 0.00057613 | 0.00069457 | 0.00081319 | 0.00093196 | 0.0010508 | 0.0011698 | 0.0012887 | 0.0014076
SDG&E | MW | Industrial | Ind - Petroleum | Lighting | No | Ind Lighting - Equipment (High Cost) | 4.6828e-06 | 9.1354e-06 | 1.3333e-05 | 1.7267e-05 | 2.0952e-05 | 2.4396e-05 | 2.7618e-05 | 3.0634e-05 | 3.3452e-05 | 3.6086e-05 | 3.8547e-05 | 4.0846e-05
SDG&E | MW | Industrial | Ind - Petroleum | Lighting | No | Ind Lighting - Equipment (Low Cost) | 3.8775e-06 | 7.5475e-06 | 1.1004e-05 | 1.4239e-05 | 1.7266e-05 | 2.0093e-05 | 2.2736e-05 | 2.5205e-05 | 2.7511e-05 | 2.9664e-05 | 3.1674e-05 | 3.355e-05
SDG&E | MW | Industrial | Ind - Petroleum | Lighting | No | Ind Lighting - Equipment (Mid Cost) | 5.079e-06 | 9.8896e-06 | 1.4421e-05 | 1.8662e-05 | 2.2632e-05 | 2.6341e-05 | 2.9807e-05 | 3.3047e-05 | 3.6074e-05 | 3.89e-05 | 4.1537e-05 | 4.4e-05
SDG&E | MW | Industrial | Ind - Petroleum | MachDr | No | Ind MachDr - Equipment (High Cost) | 2.3958e-05 | 4.6221e-05 | 6.6734e-05 | 8.5526e-05 | 0.00010273 | 0.00011845 | 0.00013282 | 0.00014597 | 0.00015798 | 0.00016895 | 0.00017897 | 0.00018812
SDG&E | MW | Industrial | Ind - Petroleum | MachDr | No | Ind MachDr - Equipment (Low Cost) | 6.8083e-05 | 0.00013107 | 0.00018907 | 0.0002421 | 0.00029062 | 0.00033492 | 0.00037539 | 0.00041235 | 0.0004461 | 0.00047689 | 0.00050498 | 0.00053061
SDG&E | MW | Industrial | Ind - Petroleum | MachDr | No | Ind MachDr - Equipment (Mid Cost) | 5.1805e-05 | 9.9774e-05 | 0.00014394 | 0.00018435 | 0.00022132 | 0.00025508 | 0.00028593 | 0.00031411 | 0.00033984 | 0.00036333 | 0.00038476 | 0.00040431
SDG&E | MW | Industrial | Ind - Petroleum | MachDr | No | Ind MachDr - O&M (High Cost) | 7.5521e-05 | 0.00015254 | 0.00023035 | 0.00030851 | 0.00038697 | 0.00046556 | 0.00054435 | 0.00062338 | 0.00070254 | 0.0007818 | 0.00086119 | 0.00094065
SDG&E | MW | Industrial | Ind - Petroleum | MachDr | No | Ind MachDr - O&M (Low Cost) | 0.00029224 | 0.00058858 | 0.00088765 | 0.0011875 | 0.0014881 | 0.0017889 | 0.0020902 | 0.0023918 | 0.0026937 | 0.0029956 | 0.0032975 | 0.0035994
SDG&E | MW | Industrial | Ind - Petroleum | MachDr | No | Ind MachDr - O&M (Mid Cost) | 4.2316e-05 | 8.5278e-05 | 0.00012864 | 0.00017213 | 0.00021575 | 0.00026007 | 0.00030445 | 0.00034889 | 0.00039337 | 0.00043786 | 0.00048235 | 0.00052686
SDG&E | MW | Industrial | Ind - Plastics | HVAC | No | Ind HVAC - Equipment (Electric - High Cost) | 0.00014743 | 0.00028779 | 0.00042026 | 0.00054454 | 0.00066107 | 0.00077011 | 0.00087222 | 0.00096788 | 0.0010574 | 0.0011411 | 0.0012194 | 0.0012927
SDG&E | MW | Industrial | Ind - Plastics | HVAC | No | Ind HVAC - Equipment (Electric - Low Cost) | 0.00023742 | 0.00046237 | 0.00067444 | 0.00087306 | 0.0010591 | 0.0012331 | 0.0013958 | 0.0015481 | 0.0016904 | 0.0018234 | 0.0019476 | 0.0020637
SDG&E | MW | Industrial | Ind - Plastics | HVAC | No | Ind HVAC - Equipment (Electric - Mid Cost) | 3.963e-05 | 7.72e-05 | 0.00011262 | 0.00014581 | 0.00017689 | 0.00020596 | 0.00023316 | 0.0002586 | 0.00028239 | 0.00030463 | 0.0003254 | 0.00034481
SDG&E | MW | Industrial | Ind - Plastics | HVAC | No | Ind HVAC - Equipment (Gas - High Cost) | -1.5512e-06 | -3.116e-06 | -4.6671e-06 | -6.2038e-06 | -7.7226e-06 | -9.2153e-06 | -1.0692e-05 | -1.2147e-05 | -1.3578e-05 | -1.4981e-05 | -1.6294e-05 | -1.7524e-05
SDG&E | MW | Industrial | Ind - Plastics | HVAC | No | Ind HVAC - Equipment (Gas - Mid Cost) | -1.7568e-06 | -3.5237e-06 | -5.2727e-06 | -6.9952e-06 | -8.6897e-06 | -1.0359e-05 | -1.2006e-05 | -1.3628e-05 | -1.5219e-05 | -1.6778e-05 | -1.8235e-05 | -1.9596e-05
SDG&E | MW | Industrial | Ind - Plastics | HVAC | No | Ind HVAC - O&M (Electric - High Cost) | 0.00013183 | 0.0002657 | 0.00040083 | 0.00053638 | 0.00067234 | 0.00080844 | 0.00094476 | 0.0010813 | 0.001218 | 0.0013547 | 0.0014915 | 0.0016284
SDG&E | MW | Industrial | Ind - Plastics | HVAC | No | Ind HVAC - O&M (Electric - Low Cost) | 0.0013904 | 0.0028004 | 0.0042233 | 0.0056498 | 0.0070801 | 0.0085115 | 0.0099449 | 0.01138 | 0.012816 | 0.014253 | 0.015689 | 0.017125
SDG&E | MW | Industrial | Ind - Plastics | HVAC | No | Ind HVAC - O&M (Electric - Mid Cost) | 0.00013662 | 0.00027523 | 0.00041512 | 0.00055538 | 0.00069604 | 0.00083682 | 0.00097781 | 0.001119 | 0.0012603 | 0.0014016 | 0.001543 | 0.0016843
SDG&E | MW | Industrial | Ind - Plastics | Lighting | No | Ind Lighting - Equipment (High Cost) | 0.00090506 | 0.0017657 | 0.0025772 | 0.0033377 | 0.00405 | 0.004716 | 0.0053389 | 0.005922 | 0.006467 | 0.0069762 | 0.0074521 | 0.0078967
SDG&E | MW | Industrial | Ind - Plastics | Lighting | No | Ind Lighting - Equipment (Low Cost) | 0.00062863 | 0.0012237 | 0.0017842 | 0.0023086 | 0.0027994 | 0.0032579 | 0.0036864 | 0.0040869 | 0.0044609 | 0.0048101 | 0.0051359 | 0.0054401
SDG&E | MW | Industrial | Ind - Plastics | Lighting | No | Ind Lighting - Equipment (Mid Cost) | 0.0068434 | 0.013327 | 0.019435 | 0.025152 | 0.030503 | 0.035502 | 0.040176 | 0.044544 | 0.048625 | 0.052435 | 0.055992 | 0.059313
SDG&E | MW | Industrial | Ind - Plastics | Lighting | No | Ind Lighting - O&M (Low Cost) | 0.00030572 | 0.00059506 | 0.0008676 | 0.0011226 | 0.0013612 | 0.0015841 | 0.0017925 | 0.0019871 | 0.0021689 | 0.0023387 | 0.0024971 | 0.002645
SDG&E | MW | Industrial | Ind - Plastics | Lighting | No | Ind Lighting - O&M (Mid Cost) | 1.6432e-05 | 3.2005e-05 | 4.6676e-05 | 6.041e-05 | 7.3478e-05 | 8.5686e-05 | 9.7098e-05 | 0.00010776 | 0.00011772 | 0.00012703 | 0.00013571 | 0.00014381
SDG&E | MW | Industrial | Ind - Plastics | ProcHeat | No | Ind ProcHeat - Equipment (Electric - High Cost) | 1.2002e-06 | 2.4193e-06 | 3.6504e-06 | 4.887e-06 | 6.129e-06 | 7.3713e-06 | 8.6162e-06 | 9.8638e-06 | 1.1113e-05 | 1.2363e-05 | 1.3614e-05 | 1.4866e-05
SDG&E | MW | Industrial | Ind - Plastics | ProcHeat | No | Ind ProcHeat - Equipment (Electric - Low Cost) | 0.00098866 | 0.0019912 | 0.003003 | 0.0040173 | 0.0050343 | 0.0060521 | 0.0070714 | 0.0080918 | 0.009113 | 0.010135 | 0.011156 | 0.012177
SDG&E | MW | Industrial | Ind - Plastics | ProcHeat | No | Ind ProcHeat - Equipment (Electric - Mid Cost) | 0.00047115 | 0.00094917 | 0.0014316 | 0.0019154 | 0.0024004 | 0.002886 | 0.0033722 | 0.0038591 | 0.0043464 | 0.0048339 | 0.0053214 | 0.0058089
SDG&E | MW | Industrial | Ind - Plastics | ProcHeat | No | Ind ProcHeat - Equipment (Gas - High Cost) | -1.722e-06 | -3.5835e-06 | -5.5596e-06 | -7.6598e-06 | -9.8853e-06 | -1.2225e-05 | -1.4703e-05 | -1.7322e-05 | -2.0076e-05 | -2.297e-05 | -2.5871e-05 | -2.8783e-05
SDG&E | MW | Industrial | Ind - Plastics | ProcHeat | No | Ind ProcHeat - Equipment (Gas - Mid Cost) | 3.3484e-06 | 6.9545e-06 | 1.0776e-05 | 1.4806e-05 | 1.9053e-05 | 2.3529e-05 | 2.826e-05 | 3.3244e-05 | 3.8482e-05 | 4.3973e-05 | 4.9468e-05 | 5.4965e-05
SDG&E | MW | Industrial | Ind - Plastics | ProcRefrig | No | Ind ProcRefrig - O&M (High Cost) | 0.00050977 | 0.0010293 | 0.001554 | 0.0020811 | 0.00261 | 0.0031398 | 0.0036708 | 0.0042034 | 0.0047367 | 0.0052707 | 0.0058054 | 0.0063406
SDG&E | MW | Industrial | Ind - Plastics | ProcRefrig | No | Ind ProcRefrig - O&M (Low Cost) | 0.00096347 | 0.0019409 | 0.0029332 | 0.003928 | 0.0049255 | 0.0059238 | 0.0069236 | 0.0079245 | 0.0089262 | 0.0099282 | 0.01093 | 0.011932
SDG&E | MW | Industrial | Ind - Plastics | ProcRefrig | No | Ind ProcRefrig - O&M (Mid Cost) | 0.00040406 | 0.00081435 | 0.0012285 | 0.0016439 | 0.0020605 | 0.0024776 | 0.0029023 | 0.0033277 | 0.0037533 | 0.0041792 | 0.0046051 | 0.005031
SDG&E | MW | Industrial | Ind - Plastics | MachDr | No | Ind MachDr - Equipment (High Cost) | 0.001418 | 0.0028625 | 0.0043214 | 0.0057864 | 0.0072565 | 0.008729 | 0.010205 | 0.011684 | 0.013166 | 0.01465 | 0.016135 | 0.017622
SDG&E | MW | Industrial | Ind - Plastics | MachDr | No | Ind MachDr - Equipment (Low Cost) | 0.0031299 | 0.0063041 | 0.0095074 | 0.012719 | 0.015939 | 0.019161 | 0.022389 | 0.025619 | 0.028853 | 0.032087 | 0.035321 | 0.038555
SDG&E | MW | Industrial | Ind - Plastics | MachDr | No | Ind MachDr - Equipment (Mid Cost) | 0.0079478 | 0.016015 | 0.024159 | 0.032325 | 0.040515 | 0.048713 | 0.056924 | 0.065147 | 0.073377 | 0.081612 | 0.089848 | 0.098085
SDG&E | MW | Industrial | Ind - Plastics | MachDr | No | Ind MachDr - O&M (High Cost) | 5.6339e-05 | 0.00011373 | 0.0001717 | 0.00022991 | 0.00028833 | 0.00034683 | 0.00040547 | 0.00046427 | 0.00052315 | 0.0005821 | 0.00064113 | 0.0007002
SDG&E | MW | Industrial | Ind - Plastics | MachDr | No | Ind MachDr - O&M (Low Cost) | 0.013957 | 0.028157 | 0.042489 | 0.056855 | 0.071261 | 0.085678 | 0.10012 | 0.11457 | 0.12903 | 0.1435 | 0.15797 | 0.17244
SDG&E | MW | Industrial | Ind - Plastics | MachDr | No | Ind MachDr - O&M (Mid Cost) | 0.0011071 | 0.0022312 | 0.0033659 | 0.0045038 | 0.0056452 | 0.0068056 | 0.0079679 | 0.0091316 | 0.010296 | 0.011462 | 0.012627 | 0.013792
SDG&E | MW | Industrial | Ind - Printing & Publishing | HVAC | No | Ind HVAC - Equipment (Electric - High Cost) | 0.00061522 | 0.0012013 | 0.0017545 | 0.0022736 | 0.0027604 | 0.003216 | 0.0036426 | 0.0040424 | 0.0044165 | 0.0047665 | 0.0050939 | 0.0054001
SDG&E | MW | Industrial | Ind - Printing & Publishing | HVAC | No | Ind HVAC - Equipment (Electric - Low Cost) | 0.00025251 | 0.00049176 | 0.00071733 | 0.00092858 | 0.0011265 | 0.0013115 | 0.0014846 | 0.0016465 | 0.0017979 | 0.0019393 | 0.0020715 | 0.0021949
SDG&E | MW | Industrial | Ind - Printing & Publishing | HVAC | No | Ind HVAC - Equipment (Electric - Mid Cost) | 0.0011399 | 0.0022208 | 0.00324 | 0.0041948 | 0.0050894 | 0.005926 | 0.0067087 | 0.007441 | 0.0081258 | 0.0087658 | 0.0093637 | 0.0099225
SDG&E | MW | Industrial | Ind - Printing & Publishing | HVAC | No | Ind HVAC - Equipment (Gas - High Cost) | -1.71e-05 | -3.3702e-05 | -4.9738e-05 | -6.5545e-05 | -8.0999e-05 | -9.568e-05 | -0.00010983 | -0.00012346 | -0.00013651 | -0.00014904 | -0.00016081 | -0.00017191
SDG&E | MW | Industrial | Ind - Printing & Publishing | HVAC | No | Ind HVAC - Equipment (Gas - Mid Cost) | -6.5656e-06 | -1.288e-05 | -1.8945e-05 | -2.4784e-05 | -3.039e-05 | -3.5763e-05 | -4.0908e-05 | -4.5824e-05 | -5.0516e-05 | -5.4994e-05 | -5.9179e-05 | -6.309e-05
SDG&E | MW | Industrial | Ind - Printing & Publishing | HVAC | No | Ind HVAC - O&M (Electric - High Cost) | 8.042e-05 | 0.00016581 | 0.00025201 | 0.00033846 | 0.00042516 | 0.00051195 | 0.00059889 | 0.00068596 | 0.00077311 | 0.00086031 | 0.00094754 | 0.0010348
SDG&E | MW | Industrial | Ind - Printing & Publishing | HVAC | No | Ind HVAC - O&M (Electric - Low Cost) | 0.003309 | 0.0066647 | 0.010051 | 0.013446 | 0.01685 | 0.020257 | 0.023669 | 0.027084 | 0.030503 | 0.033922 | 0.037341 | 0.04076
SDG&E | MW | Industrial | Ind - Printing & Publishing | Lighting | No | Ind Lighting - Equipment (High Cost) | 0.00082202 | 0.0016033 | 0.0023397 | 0.0030298 | 0.0036761 | 0.0042803 | 0.0048454 | 0.0053742 | 0.0058684 | 0.0063301 | 0.0067616 | 0.0071646
SDG&E | MW | Industrial | Ind - Printing & Publishing | Lighting | No | Ind Lighting - Equipment (Low Cost) | 0.0014932 | 0.0029066 | 0.0042379 | 0.0054835 | 0.0066493 | 0.0077382 | 0.008756 | 0.009707 | 0.010595 | 0.011425 | 0.012199 | 0.012921
SDG&E | MW | Industrial | Ind - Printing & Publishing | Lighting | No | Ind Lighting - Equipment (Mid Cost) | 0.0048954 | 0.0095324 | 0.013901 | 0.017989 | 0.021816 | 0.02539 | 0.028732 | 0.031856 | 0.034773 | 0.037498 | 0.040041 | 0.042415
SDG&E | MW | Industrial | Ind - Printing & Publishing | Lighting | No | Ind Lighting - O&M (Low Cost) | 0.0016606 | 0.0032323 | 0.0047127 | 0.0060977 | 0.0073939 | 0.0086046 | 0.0097362 | 0.010794 | 0.011781 | 0.012703 | 0.013564 | 0.014367
SDG&E | MW | Industrial | Ind - Printing & Publishing | Lighting | No | Ind Lighting - O&M (Mid Cost) | 4.9013e-05 | 9.5464e-05 | 0.00013923 | 0.00018019 | 0.00021919 | 0.00025562 | 0.00028967 | 0.0003215 | 0.00035123 | 0.00037899 | 0.00040489 | 0.00042908
SDG&E | MW | Industrial | Ind - Printing & Publishing | ProcHeat | No | Ind ProcHeat - Equipment (Gas - Mid Cost) | -3.6526e-06 | -7.1673e-06 | -1.0544e-05 | -1.3799e-05 | -1.6927e-05 | -1.9924e-05 | -2.2795e-05 | -2.5539e-05 | -2.8159e-05 | -3.066e-05 | -3.2998e-05 | -3.5184e-05
SDG&E | MW | Industrial | Ind - Printing & Publishing | ProcHeat | No | Ind ProcHeat - O&M (Gas - High Cost) | -1.7197e-05 | -3.494e-05 | -5.3202e-05 | -7.2103e-05 | -9.158e-05 | -0.00011154 | -0.00013202 | -0.00015299 | -0.00017442 | -0.00019632 | -0.00021825 | -0.00024022
SDG&E | MW | Industrial | Ind - Printing & Publishing | MachDr | No | Ind MachDr - Equipment (High Cost) | 0.00056946 | 0.0010983 | 0.0015856 | 0.0020319 | 0.0024404 | 0.0028136 | 0.0031548 | 0.0034668 | 0.0037519 | 0.0040122 | 0.0042499 | 0.0044669
SDG&E | MW | Industrial | Ind - Printing & Publishing | MachDr | No | Ind MachDr - Equipment (Low Cost) | 0.0020569 | 0.0039598 | 0.0057118 | 0.007314 | 0.0087797 | 0.010118 | 0.01134 | 0.012457 | 0.013476 | 0.014407 | 0.015255 | 0.016029
SDG&E | MW | Industrial | Ind - Printing & Publishing | MachDr | No | Ind MachDr - Equipment (Mid Cost) | 0.0034621 | 0.0066674 | 0.0096188 | 0.012319 | 0.014789 | 0.017044 | 0.019105 | 0.020988 | 0.022707 | 0.024276 | 0.025707 | 0.027014
SDG&E | MW | Industrial | Ind - Printing & Publishing | MachDr | No | Ind MachDr - O&M (Low Cost) | 0.025473 | 0.051304 | 0.077372 | 0.1035 | 0.12971 | 0.15593 | 0.18219 | 0.20848 | 0.23479 | 0.26111 | 0.28743 | 0.31374
SDG&E | MW | Industrial | Ind - Printing & Publishing | MachDr | No | Ind MachDr - O&M (Mid Cost) | 0.0016593 | 0.003344 | 0.0050447 | 0.0067504 | 0.0084611 | 0.010202 | 0.011945 | 0.01369 | 0.015437 | 0.017185 | 0.018933 | 0.020681
SDG&E | MW | Industrial | Ind - Stone, Glass & Clay | HVAC | No | Ind HVAC - Equipment (Gas - High Cost) | -3.2782e-07 | -6.4225e-07 | -9.4346e-07 | -1.2353e-06 | -1.5175e-06 | -1.787e-06 | -2.0454e-06 | -2.2927e-06 | -2.5286e-06 | -2.7538e-06 | -2.9646e-06 | -3.1622e-06
SDG&E | MW | Industrial | Ind - Stone, Glass & Clay | HVAC | No | Ind HVAC - O&M (Electric - Low Cost) | 0.00023784 | 0.00047903 | 0.00072243 | 0.00096644 | 0.0012111 | 0.001456 | 0.0017012 | 0.0019467 | 0.0021923 | 0.0024381 | 0.0026838 | 0.0029295
SDG&E | MW | Industrial | Ind - Stone, Glass & Clay | Lighting | No | Ind Lighting - Equipment (High Cost) | 0.00017554 | 0.00034246 | 0.00049982 | 0.0006473 | 0.00078544 | 0.00091458 | 0.0010354 | 0.0011484 | 0.0012541 | 0.0013528 | 0.0014451 | 0.0015313
SDG&E | MW | Industrial | Ind - Stone, Glass & Clay | Lighting | No | Ind Lighting - Equipment (Low Cost) | 4.9882e-05 | 9.7095e-05 | 0.00014157 | 0.00018317 | 0.00022212 | 0.00025849 | 0.00029249 | 0.00032425 | 0.00035392 | 0.00038163 | 0.00040748 | 0.00043161
SDG&E | MW | Industrial | Ind - Stone, Glass & Clay | Lighting | No | Ind Lighting - Equipment (Mid Cost) | 0.0013783 | 0.0026838 | 0.0039138 | 0.0050649 | 0.0061423 | 0.0071488 | 0.0080898 | 0.0089692 | 0.0097907 | 0.010558 | 0.011274 | 0.011942
SDG&E | MW | Industrial | Ind - Stone, Glass & Clay | Lighting | No | Ind Lighting - O&M (Low Cost) | 5.7109e-05 | 0.00011116 | 0.00016208 | 0.00020971 | 0.0002543 | 0.00029594 | 0.00033486 | 0.00037123 | 0.0004052 | 0.00043692 | 0.00046651 | 0.00049414
SDG&E | MW | Industrial | Ind - Stone, Glass & Clay | Lighting | No | Ind Lighting - O&M (Mid Cost) | 2.4034e-05 | 4.6802e-05 | 6.8251e-05 | 8.8569e-05 | 0.00010759 | 0.00012535 | 0.00014196 | 0.00015747 | 0.00017197 | 0.0001855 | 0.00019813 | 0.00020992
SDG&E | MW | Industrial | Ind - Stone, Glass & Clay | ProcHeat | No | Ind ProcHeat - Equipment (Gas - High Cost) | -2.3966e-05 | -4.7041e-05 | -6.9187e-05 | -9.0808e-05 | -0.00011178 | -0.00013178 | -0.00015098 | -0.00016938 | -0.00018694 | -0.00020371 | -0.00021943 | -0.00023419
SDG&E | MW | Industrial | Ind - Stone, Glass & Clay | ProcHeat | No | Ind ProcHeat - O&M (Gas - Mid Cost) | -0.000179 | -0.00036211 | -0.00054955 | -0.00074251 | -0.00094116 | -0.0011447 | -0.0013532 | -0.0015662 | -0.0017835 | -0.002005 | -0.0022265 | -0.0024482
SDG&E | MW | Industrial | Ind - Stone, Glass & Clay | MachDr | No | Ind MachDr - Equipment (High Cost) | 0.0002577 | 0.000497 | 0.00071747 | 0.00091937 | 0.0011042 | 0.001273 | 0.0014274 | 0.0015685 | 0.0016975 | 0.0018152 | 0.0019228 | 0.0020209
SDG&E | MW | Industrial | Ind - Stone, Glass & Clay | MachDr | No | Ind MachDr - Equipment (Low Cost) | 0.00059655 | 0.0011484 | 0.0016566 | 0.0021212 | 0.0025463 | 0.0029344 | 0.003289 | 0.0036128 | 0.0039084 | 0.0041782 | 0.0044243 | 0.0046489
SDG&E | MW | Industrial | Ind - Stone, Glass & Clay | MachDr | No | Ind MachDr - Equipment (Mid Cost) | 0.00047224 | 0.00090949 | 0.0013121 | 0.0016804 | 0.0020174 | 0.0023251 | 0.0026063 | 0.0028631 | 0.0030976 | 0.0033117 | 0.003507 | 0.0036852
SDG&E | MW | Industrial | Ind - Stone, Glass & Clay | MachDr | No | Ind MachDr - O&M (High Cost) | 0.0020044 | 0.0040489 | 0.0061143 | 0.0081893 | 0.010272 | 0.012359 | 0.014451 | 0.016549 | 0.01865 | 0.020755 | 0.022863 | 0.024973
SDG&E | MW | Industrial | Ind - Stone, Glass & Clay | MachDr | No | Ind MachDr - O&M (Low Cost) | 0.0032703 | 0.0065867 | 0.0099335 | 0.013289 | 0.016653 | 0.020019 | 0.023391 | 0.026766 | 0.030144 | 0.033523 | 0.036902 | 0.04028
SDG&E | MW | Industrial | Ind - Stone, Glass & Clay | MachDr | No | Ind MachDr - O&M (Mid Cost) | 0.00046575 | 0.00093871 | 0.0014161 | 0.001895 | 0.0023752 | 0.002856 | 0.0033459 | 0.0038364 | 0.0043274 | 0.0048185 | 0.0053097 | 0.005801
SDG&E | MW | Industrial | Ind - Textiles | HVAC | No | Ind HVAC - Equipment (Electric - High Cost) | 2.5068e-05 | 4.8927e-05 | 7.144e-05 | 9.256e-05 | 0.00011236 | 0.00013089 | 0.00014824 | 0.00016449 | 0.00017969 | 0.00019391 | 0.00020721 | 0.00021964
SDG&E | MW | Industrial | Ind - Textiles | HVAC | No | Ind HVAC - Equipment (Electric - Mid Cost) | 1.2688e-05 | 2.4715e-05 | 3.6056e-05 | 4.6679e-05 | 5.6632e-05 | 6.5938e-05 | 7.4645e-05 | 8.279e-05 | 9.0406e-05 | 9.7523e-05 | 0.00010417 | 0.00011039
SDG&E | MW | Industrial | Ind - Textiles | HVAC | No | Ind HVAC - O&M (Electric - Low Cost) | 0.0001503 | 0.00030272 | 0.00045655 | 0.00061076 | 0.00076539 | 0.00092014 | 0.0010751 | 0.0012303 | 0.0013855 | 0.0015409 | 0.0016962 | 0.0018515
SDG&E | MW | Industrial | Ind - Textiles | Lighting | No | Ind Lighting - Equipment (High Cost) | 0.00011323 | 0.00022085 | 0.0003223 | 0.00041737 | 0.00050641 | 0.00058964 | 0.00066749 | 0.00074034 | 0.00080843 | 0.00087204 | 0.00093149 | 0.00098701
SDG&E | MW | Industrial | Ind - Textiles | Lighting | No | Ind Lighting - Equipment (Low Cost) | 2.8141e-05 | 5.4779e-05 | 7.987e-05 | 0.00010335 | 0.00012532 | 0.00014584 | 0.00016502 | 0.00018295 | 0.00019969 | 0.00021532 | 0.00022991 | 0.00024352
SDG&E | MW | Industrial | Ind - Textiles | Lighting | No | Ind Lighting - Equipment (Mid Cost) | 0.00065191 | 0.0012696 | 0.0018515 | 0.0023961 | 0.0029059 | 0.0033822 | 0.0038274 | 0.0042436 | 0.0046324 | 0.0049954 | 0.0053343 | 0.0056507
SDG&E | MW | Industrial | Ind - Textiles | Lighting | No | Ind Lighting - O&M (Low Cost) | 4.1018e-05 | 7.9839e-05 | 0.0001164 | 0.00015061 | 0.00018263 | 0.00021254 | 0.00024049 | 0.0002666 | 0.000291 | 0.00031377 | 0.00033502 | 0.00035486
SDG&E | MW | Industrial | Ind - Textiles | Lighting | No | Ind Lighting - O&M (Mid Cost) | 2.7853e-05 | 5.4237e-05 | 7.9369e-05 | 0.00010289 | 0.0001249 | 0.00014546 | 0.00016467 | 0.00018263 | 0.00019941 | 0.00021507 | 0.00022969 | 0.00024333
SDG&E | MW | Industrial | Ind - Textiles | ProcHeat | No | Ind ProcHeat - Equipment (Gas - High Cost) | -1.859e-05 | -3.7068e-05 | -5.552e-05 | -7.4397e-05 | -9.3555e-05 | -0.0001124 | -0.00013134 | -0.00015021 | -0.00016895 | -0.00018754 | -0.00020621 | -0.00022501
SDG&E | MW | Industrial | Ind - Textiles | ProcHeat | No | Ind ProcHeat - Equipment (Gas - Mid Cost) | 3.0602e-07 | 6.0797e-07 | 9.0762e-07 | 1.2057e-06 | 1.5023e-06 | 1.7971e-06 | 2.091e-06 | 2.3824e-06 | 2.6711e-06 | 2.9559e-06 | 3.2408e-06 | 3.5258e-06
SDG&E | MW | Industrial | Ind - Textiles | ProcHeat | No | Ind ProcHeat - O&M (Gas - High Cost) | -3.4352e-06 | -6.8338e-06 | -1.0211e-05 | -1.3591e-05 | -1.6971e-05 | -2.0322e-05 | -2.3669e-05 | -2.6994e-05 | -3.0291e-05 | -3.355e-05 | -3.6812e-05 | -4.0081e-05
SDG&E | MW | Industrial | Ind - Textiles | ProcHeat | No | Ind ProcHeat - O&M (Gas - Low Cost) | 1.5342e-06 | 3.0476e-06 | 4.5492e-06 | 6.0416e-06 | 7.5264e-06 | 9.0021e-06 | 1.0473e-05 | 1.1931e-05 | 1.3375e-05 | 1.48e-05 | 1.6225e-05 | 1.765e-05
SDG&E | MW | Industrial | Ind - Textiles | MachDr | No | Ind MachDr - Equipment (Low Cost) | 0.00014099 | 0.00028398 | 0.00042827 | 0.00057293 | 0.00071798 | 0.00086315 | 0.0010085 | 0.0011541 | 0.0012997 | 0.0014454 | 0.0015911 | 0.0017368
SDG&E | MW | Industrial | Ind - Textiles | MachDr | No | Ind MachDr - Equipment (Mid Cost) | 0.00028197 | 0.00056815 | 0.000857 | 0.0011466 | 0.0014371 | 0.0017279 | 0.0020191 | 0.0023107 | 0.0026026 | 0.0028946 | 0.0031867 | 0.0034788
SDG&E | MW | Industrial | Ind - Textiles | MachDr | No | Ind MachDr - O&M (High Cost) | 3.4946e-05 | 7.0553e-05 | 0.00010652 | 0.00014264 | 0.00017889 | 0.0002152 | 0.00025159 | 0.00028808 | 0.00032463 | 0.00036122 | 0.00039786 | 0.00043453
SDG&E | MW | Industrial | Ind - Textiles | MachDr | No | Ind MachDr - O&M (Low Cost) | 0.00088833 | 0.0017923 | 0.0027045 | 0.003619 | 0.004536 | 0.0054538 | 0.0063728 | 0.0072929 | 0.0082136 | 0.0091347 | 0.010056 | 0.010977
SDG&E | MW | Industrial | Ind - Textiles | MachDr | No | Ind MachDr - O&M (Mid Cost) | 0.00024735 | 0.00049854 | 0.0007521 | 0.0010064 | 0.0012615 | 0.0015168 | 0.001777 | 0.0020376 | 0.0022984 | 0.0025593 | 0.0028203 | 0.0030812
SDG&E | MW | Industrial | Ind - Transportation Equipment | HVAC | No | Ind HVAC - Equipment (Electric - High Cost) | 0.00013916 | 0.00027167 | 0.00039672 | 0.00051406 | 0.00062408 | 0.00072703 | 0.00082343 | 0.00091376 | 0.00099827 | 0.0010773 | 0.0011513 | 0.0012204
SDG&E | MW | Industrial | Ind - Transportation Equipment | HVAC | No | Ind HVAC - Equipment (Electric - Low Cost) | 0.00053108 | 0.0010342 | 0.0015086 | 0.0019529 | 0.0023691 | 0.0027582 | 0.0031222 | 0.0034627 | 0.003781 | 0.0040785 | 0.0043563 | 0.0046159
SDG&E | MW | Industrial | Ind - Transportation Equipment | HVAC | No | Ind HVAC - Equipment (Electric - Mid Cost) | 0.00017943 | 0.00034959 | 0.00051005 | 0.00066037 | 0.00080122 | 0.00093292 | 0.0010562 | 0.0011715 | 0.0012793 | 0.00138 | 0.0014742 | 0.0015622
SDG&E | MW | Industrial | Ind - Transportation Equipment | HVAC | No | Ind HVAC - Equipment (Gas - High Cost) | -1.2845e-05 | -2.5126e-05 | -3.6827e-05 | -4.8029e-05 | -5.8697e-05 | -6.8732e-05 | -7.8213e-05 | -8.7149e-05 | -9.555e-05 | -0.00010345 | -0.00011085 | -0.00011779
SDG&E | MW | Industrial | Ind - Transportation Equipment | HVAC | No | Ind HVAC - Equipment (Gas - Low Cost) | 9.3109e-07 | 1.8178e-06 | 2.661e-06 | 3.4617e-06 | 4.2195e-06 | 4.9345e-06 | 5.6083e-06 | 6.2415e-06 | 6.8361e-06 | 7.3942e-06 | 7.9157e-06 | 8.4028e-06
SDG&E | MW | Industrial | Ind - Transportation Equipment | HVAC | No | Ind HVAC - Equipment (Gas - Mid Cost) | -3.6654e-06 | -7.1579e-06 | -1.048e-05 | -1.3638e-05 | -1.6629e-05 | -1.945e-05 | -2.2109e-05 | -2.4609e-05 | -2.6957e-05 | -2.9162e-05 | -3.1222e-05 | -3.3148e-05
SDG&E | MW | Industrial | Ind - Transportation Equipment | HVAC | No | Ind HVAC - O&M (Electric - High Cost) | 0.00035974 | 0.00072652 | 0.001097 | 0.0014919 | 0.001888 | 0.0022845 | 0.0026817 | 0.0030796 | 0.0034779 | 0.0038764 | 0.0042751 | 0.0046739
SDG&E | MW | Industrial | Ind - Transportation Equipment | HVAC | No | Ind HVAC - O&M (Electric - Low Cost) | 0.0045162 | 0.0090959 | 0.013718 | 0.018351 | 0.022997 | 0.027646 | 0.032302 | 0.036963 | 0.041628 | 0.046294 | 0.050959 | 0.055625
SDG&E | MW | Industrial | Ind - Transportation Equipment | HVAC | No | Ind HVAC - O&M (Electric - Mid Cost) | 0.00065091 | 0.0013113 | 0.0019778 | 0.0026461 | 0.0033163 | 0.003987 | 0.0046588 | 0.0053314 | 0.0060046 | 0.006678 | 0.0073515 | 0.0080251
SDG&E | MW | Industrial | Ind - Transportation Equipment | Lighting | No | Ind Lighting - Equipment (High Cost) | 0.004048 | 0.0078983 | 0.011528 | 0.014931 | 0.018118 | 0.021098 | 0.023885 | 0.026494 | 0.028933 | 0.031212 | 0.033342 | 0.035331
SDG&E | MW | Industrial | Ind - Transportation Equipment | Lighting | No | Ind Lighting - Equipment (Low Cost) | 0.0013353 | 0.0025991 | 0.0037895 | 0.0049032 | 0.0059456 | 0.0069192 | 0.0078292 | 0.0086795 | 0.0094736 | 0.010215 | 0.010907 | 0.011553
SDG&E | MW | Industrial | Ind - Transportation Equipment | Lighting | No | Ind Lighting - Equipment (Mid Cost) | 0.0122 | 0.023758 | 0.034646 | 0.044838 | 0.054377 | 0.06329 | 0.071621 | 0.079408 | 0.086683 | 0.093476 | 0.099817 | 0.10574
SDG&E | MW | Industrial | Ind - Transportation Equipment | Lighting | No | Ind Lighting - O&M (High Cost) | 4.8922e-06 | 9.5512e-06 | 1.3945e-05 | 1.8065e-05 | 2.1925e-05 | 2.5535e-05 | 2.8912e-05 | 3.2075e-05 | 3.5032e-05 | 3.7795e-05 | 4.0379e-05 | 4.2793e-05
SDG&E | MW | Industrial | Ind - Transportation Equipment | Lighting | No | Ind Lighting - O&M (Low Cost) | 0.0013765 | 0.0026792 | 0.0039062 | 0.0050543 | 0.0061287 | 0.0071322 | 0.0080702 | 0.0089466 | 0.0097652 | 0.010529 | 0.011243 | 0.011908
SDG&E | MW | Industrial | Ind - Transportation Equipment | Lighting | No | Ind Lighting - O&M (Mid Cost) | 8.0776e-05 | 0.00015735 | 0.0002295 | 0.00029704 | 0.00036028 | 0.00042055 | 0.0004769 | 0.00052956 | 0.00057875 | 0.00062469 | 0.00066756 | 0.00070759
SDG&E | MW | Industrial | Ind - Transportation Equipment | ProcHeat | No | Ind ProcHeat - Equipment (Electric - Low Cost) | 0.00071635 | 0.0014428 | 0.0021759 | 0.0029108 | 0.0036477 | 0.0043852 | 0.0051237 | 0.0058631 | 0.006603 | 0.0073432 | 0.0080832 | 0.0088233
SDG&E | MW | Industrial | Ind - Transportation Equipment | ProcHeat | No | Ind ProcHeat - Equipment (Electric - Mid Cost) | 0.00052613 | 0.0010604 | 0.0015997 | 0.0021406 | 0.0026831 | 0.0032261 | 0.0037701 | 0.0043149 | 0.0048603 | 0.0054059 | 0.0059517 | 0.0064977
SDG&E | MW | Industrial | Ind - Transportation Equipment | ProcHeat | No | Ind ProcHeat - Equipment (Gas - High Cost) | -0.0001645 | -0.00033288 | -0.00050466 | -0.00068098 | -0.00086095 | -0.001042 | -0.0012252 | -0.0014101 | -0.0015962 | -0.0017837 | -0.0019717 | -0.0021603
SDG&E | MW | Industrial | Ind - Transportation Equipment | ProcHeat | No | Ind ProcHeat - O&M (Gas - High Cost) | -2.4299e-05 | -4.917e-05 | -7.4535e-05 | -0.00010052 | -0.00012702 | -0.0001537 | -0.00018068 | -0.0002079 | -0.00023529 | -0.00026288 | -0.00029053 | -0.00031827
SDG&E | MW | Industrial | Ind - Transportation Equipment | SHW | No | Ind SHW - O&M (Mid Cost) | -2.4709e-06 | -4.9922e-06 | -7.5598e-06 | -1.0175e-05 | -1.2828e-05 | -1.5506e-05 | -1.8209e-05 | -2.093e-05 | -2.3666e-05 | -2.6416e-05 | -2.9168e-05 | -3.1922e-05
SDG&E | MW | Industrial | Ind - Transportation Equipment | ProcRefrig | No | Ind ProcRefrig - O&M (High Cost) | 2.6537e-05 | 5.3597e-05 | 8.0935e-05 | 0.0001084 | 0.00013596 | 0.00016357 | 0.00019125 | 0.00021902 | 0.00024683 | 0.00027467 | 0.00030256 | 0.00033048
SDG&E | MW | Industrial | Ind - Transportation Equipment | MachDr | No | Ind MachDr - Equipment (High Cost) | 0.00032088 | 0.0006476 | 0.00097758 | 0.0013089 | 0.0016414 | 0.0019744 | 0.0023081 | 0.0026427 | 0.0029777 | 0.0033131 | 0.0036489 | 0.003985
SDG&E | MW | Industrial | Ind - Transportation Equipment | MachDr | No | Ind MachDr - Equipment (Low Cost) | 0.0049929 | 0.010056 | 0.015166 | 0.020289 | 0.025425 | 0.030565 | 0.035713 | 0.040867 | 0.046024 | 0.051184 | 0.056342 | 0.061501
SDG&E | MW | Industrial | Ind - Transportation Equipment | MachDr | No | Ind MachDr - Equipment (Mid Cost) | 0.0073573 | 0.014823 | 0.022359 | 0.029914 | 0.037492 | 0.045076 | 0.052672 | 0.060278 | 0.067891 | 0.075506 | 0.083123 | 0.090741
SDG&E | MW | Industrial | Ind - Transportation Equipment | MachDr | No | Ind MachDr - O&M (High Cost) | 0.00086111 | 0.0017381 | 0.0026238 | 0.0035131 | 0.0044056 | 0.0052994 | 0.0061952 | 0.0070932 | 0.0079926 | 0.0088929 | 0.0097943 | 0.010696
SDG&E | MW | Industrial | Ind - Transportation Equipment | MachDr | No | Ind MachDr - O&M (Low Cost) | 0.029317 | 0.059138 | 0.089234 | 0.1194 | 0.14966 | 0.17993 | 0.21025 | 0.2406 | 0.27098 | 0.30136 | 0.33174 | 0.36213
SDG&E | MW | Industrial | Ind - Transportation Equipment | MachDr | No | Ind MachDr - O&M (Mid Cost) | 0.0028873 | 0.005818 | 0.0087761 | 0.011743 | 0.014754 | 0.017768 | 0.020787 | 0.02381 | 0.026835 | 0.029861 | 0.032887 | 0.035913
SDG&E | MW | Agricultural | Agr - Concentrated Animal Feeding Operation | SHW | No | Ag SHWC - Equipment (Low Cost) | 1.5609e-05 | 3.1287e-05 | 4.7032e-05 | 6.2837e-05 | 7.8633e-05 | 9.4429e-05 | 0.00011023 | 0.00012602 | 0.00014182 | 0.00015762 | 0.0001735 | 0.00018946
SDG&E | MW | Agricultural | Agr - Concentrated Animal Feeding Operation | SHW | No | Ag SHWC - O&M (Mid Cost) | -7.4345e-07 | -1.4905e-06 | -2.2408e-06 | -2.9945e-06 | -3.7481e-06 | -4.5016e-06 | -5.2553e-06 | -6.0091e-06 | -6.7631e-06 | -7.5172e-06 | -8.2755e-06 | -9.0379e-06
SDG&E | MW | Agricultural | Agr - Dairies | ProcRefrig | No | Ag Refrigeration - Equipment (High Cost) | 0.00069533 | 0.0013987 | 0.0021085 | 0.0028265 | 0.003552 | 0.004284 | 0.005021 | 0.0057632 | 0.0065085 | 0.0072546 | 0.0079985 | 0.0087401
SDG&E | MW | Agricultural | Agr - Dairies | ProcRefrig | No | Ag Refrigeration - Equipment (Mid Cost) | 1.6716e-05 | 3.3591e-05 | 5.0616e-05 | 6.7826e-05 | 8.5207e-05 | 0.00010274 | 0.00012039 | 0.00013816 | 0.00015599 | 0.00017385 | 0.00019165 | 0.00020938
SDG&E | MW | Agricultural | Agr - Dairies | ProcRefrig | No | Ag Refrigeration - O&M (High Cost) | 0.0018718 | 0.0037652 | 0.0056759 | 0.0076088 | 0.0095617 | 0.011532 | 0.013516 | 0.015514 | 0.017521 | 0.01958 | 0.021633 | 0.023679
SDG&E | MW | Agricultural | Agr - Dairies | ProcRefrig | No | Ag Refrigeration - O&M (Low Cost) | 0.0018308 | 0.003684 | 0.0055533 | 0.007442 | 0.0093492 | 0.011273 | 0.013208 | 0.015156 | 0.017111 | 0.019068 | 0.021018 | 0.022961
SDG&E | MW | Agricultural | Agr - Dairies | ProcRefrig | No | Ag Refrigeration - O&M (Mid Cost) | 0.0024907 | 0.0050053 | 0.0075421 | 0.010106 | 0.012696 | 0.015349 | 0.01802 | 0.020707 | 0.023405 | 0.026106 | 0.028797 | 0.031479
SDG&E | MW | Agricultural | Agr - Dairies | MachDr | No | Ag Process Mtr - Equipment (High Cost) | 0.0021185 | 0.0042652 | 0.0064324 | 0.0086264 | 0.010844 | 0.013082 | 0.015337 | 0.01761 | 0.019893 | 0.022179 | 0.024462 | 0.026738
SDG&E | MW | Agricultural | Agr - Dairies | MachDr | No | Ag Process Mtr - Equipment (Low Cost) | 0.0075717 | 0.015207 | 0.022909 | 0.03069 | 0.038548 | 0.046472 | 0.054447 | 0.062473 | 0.070529 | 0.078591 | 0.086624 | 0.094629
SDG&E | MW | Agricultural | Agr - Dairies | MachDr | No | Ag Process Mtr - Equipment (Mid Cost) | 0.011437 | 0.022978 | 0.03462 | 0.046386 | 0.058268 | 0.070252 | 0.082314 | 0.094456 | 0.10664 | 0.11884 | 0.131 | 0.14312
SDG&E | MW | Agricultural | Agr - Dairies | MachDr | No | Ag Process Mtr - O&M (High Cost) | 0.00063688 | 0.0012811 | 0.0019312 | 0.0025889 | 0.0032533 | 0.0039238 | 0.0045988 | 0.0052786 | 0.0059611 | 0.0066617 | 0.0073601 | 0.008056
SDG&E | MW | Agricultural | Agr - Dairies | MachDr | No | Ag Process Mtr - O&M (Low Cost) | 0.023396 | 0.046987 | 0.07078 | 0.094821 | 0.1191 | 0.14358 | 0.16821 | 0.19301 | 0.21789 | 0.24279 | 0.26761 | 0.29233
SDG&E | MW | Agricultural | Agr - Dairies | MachDr | No | Ag Process Mtr - O&M (Mid Cost) | 0.0033221 | 0.0066749 | 0.010057 | 0.013514 | 0.017006 | 0.020527 | 0.02407 | 0.027637 | 0.031218 | 0.034801 | 0.038372 | 0.04193
SDG&E | MW | Agricultural | Agr - Irrigated Agriculture | MachDr | No | Ag Motor Pmp - Equipment (High Cost) | 0.0020079 | 0.0040426 | 0.0060966 | 0.0081762 | 0.010278 | 0.0124 | 0.014537 | 0.016691 | 0.018855 | 0.021023 | 0.023186 | 0.025344
SDG&E | MW | Agricultural | Agr - Irrigated Agriculture | MachDr | No | Ag Motor Pmp - Equipment (Low Cost) | 0.0029341 | 0.005893 | 0.0088774 | 0.011893 | 0.014938 | 0.018009 | 0.021099 | 0.02421 | 0.027332 | 0.030456 | 0.033569 | 0.036671
SDG&E | MW | Agricultural | Agr - Irrigated Agriculture | MachDr | No | Ag Motor Pmp - Equipment (Mid Cost) | 0.0084356 | 0.016948 | 0.025535 | 0.034214 | 0.042978 | 0.051818 | 0.060716 | 0.069672 | 0.078663 | 0.087662 | 0.096631 | 0.10557
SDG&E | MW | Agricultural | Agr - Irrigated Agriculture | MachDr | No | Ag Motor Pmp - O&M (High Cost) | 0.00015399 | 0.00030985 | 0.00046716 | 0.00062633 | 0.00078717 | 0.00094947 | 0.0011129 | 0.0012776 | 0.001443 | 0.0016087 | 0.0017739 | 0.001944
SDG&E | MW | Agricultural | Agr - Irrigated Agriculture | MachDr | No | Ag Motor Pmp - O&M (Low Cost) | 0.0036315 | 0.0072932 | 0.010986 | 0.014718 | 0.018486 | 0.022286 | 0.02611 | 0.029958 | 0.033821 | 0.037687 | 0.041538 | 0.045376
SDG&E | MW | Agricultural | Agr - Irrigated Agriculture | MachDr | No | Ag Motor Pmp - O&M (Mid Cost) | 0.0015091 | 0.0030321 | 0.0045685 | 0.0061386 | 0.0077242 | 0.0093233 | 0.010933 | 0.012553 | 0.014179 | 0.015806 | 0.017428 | 0.019044
SDG&E | MW | Agricultural | Agr - Post-Harvest Processing | ProcHeat | No | Ag Process Dry - Equipment (High Cost) | 3.8845e-05 | 7.7985e-05 | 0.00011734 | 0.00015709 | 0.00019699 | 0.00023681 | 0.00027671 | 0.00031669 | 0.0003567 | 0.00039678 | 0.00043711 | 0.00047771
SDG&E | MW | Agricultural | Agr - Post-Harvest Processing | ProcHeat | No | Ag Process Dry - O&M (High Cost) | -7.099e-05 | -0.00014237 | -0.00021409 | -0.00028623 | -0.00035845 | -0.00043062 | -0.00050283 | -0.0005751 | -0.00064739 | -0.00071973 | -0.00079249 | -0.0008657
SDG&E | MW | Agricultural | Agr - Post-Harvest Processing | ProcHeat | No | Ag Process Dry - O&M (Mid Cost) | -9.7788e-06 | -1.9605e-05 | -2.9474e-05 | -3.9389e-05 | -4.9304e-05 | -5.9217e-05 | -6.9131e-05 | -7.9049e-05 | -8.8968e-05 | -9.889e-05 | -0.00010887 | -0.0001189
SDG&E | MW | Agricultural | Agr - Post-Harvest Processing | ProcRefrig | No | Ag Refrigeration - Equipment (High Cost) | 0.00069185 | 0.0013917 | 0.0020979 | 0.0028124 | 0.0035342 | 0.0042626 | 0.0049959 | 0.0057344 | 0.006476 | 0.0072183 | 0.0079585 | 0.0086964
SDG&E | MW | Agricultural | Agr - Post-Harvest Processing | ProcRefrig | No | Ag Refrigeration - Equipment (Mid Cost) | 1.6632e-05 | 3.3423e-05 | 5.0363e-05 | 6.7487e-05 | 8.4781e-05 | 0.00010223 | 0.00011979 | 0.00013747 | 0.00015521 | 0.00017298 | 0.00019069 | 0.00020834
SDG&E | MW | Agricultural | Agr - Post-Harvest Processing | ProcRefrig | No | Ag Refrigeration - O&M (High Cost) | 0.0018624 | 0.0037463 | 0.0056475 | 0.0075708 | 0.0095139 | 0.011475 | 0.013449 | 0.015437 | 0.017433 | 0.019482 | 0.021525 | 0.023561
SDG&E | MW | Agricultural | Agr - Post-Harvest Processing | ProcRefrig | No | Ag Refrigeration - O&M (Low Cost) | 0.0018216 | 0.0036656 | 0.0055255 | 0.0074048 | 0.0093024 | 0.011216 | 0.013142 | 0.01508 | 0.017026 | 0.018973 | 0.020913 | 0.022846
SDG&E | MW | Agricultural | Agr - Post-Harvest Processing | ProcRefrig | No | Ag Refrigeration - O&M (Mid Cost) | 0.0024783 | 0.0049803 | 0.0075043 | 0.010056 | 0.012633 | 0.015273 | 0.01793 | 0.020604 | 0.023288 | 0.025975 | 0.028653 | 0.031321
SDG&E | MW | Agricultural | Agr - Post-Harvest Processing | MachDr | No | Ag Process Mtr - Equipment (High Cost) | 0.002108 | 0.0042439 | 0.0064002 | 0.0085832 | 0.01079 | 0.013017 | 0.01526 | 0.017521 | 0.019793 | 0.022068 | 0.024339 | 0.026604
SDG&E | MW | Agricultural | Agr - Post-Harvest Processing | MachDr | No | Ag Process Mtr - Equipment (Low Cost) | 0.0075339 | 0.015131 | 0.022794 | 0.030537 | 0.038355 | 0.04624 | 0.054175 | 0.062161 | 0.070176 | 0.078198 | 0.086191 | 0.094156
SDG&E | MW | Agricultural | Agr - Post-Harvest Processing | MachDr | No | Ag Process Mtr - Equipment (Mid Cost) | 0.01138 | 0.022864 | 0.034447 | 0.046154 | 0.057976 | 0.069901 | 0.081903 | 0.093984 | 0.10611 | 0.11825 | 0.13035 | 0.1424
SDG&E | MW | Agricultural | Agr - Post-Harvest Processing | MachDr | No | Ag Process Mtr - O&M (High Cost) | 0.00063369 | 0.0012747 | 0.0019216 | 0.0025759 | 0.0032371 | 0.0039042 | 0.0045758 | 0.0052522 | 0.0059313 | 0.0066284 | 0.0073233 | 0.0080157
SDG&E | MW | Agricultural | Agr - Post-Harvest Processing | MachDr | No | Ag Process Mtr - O&M (Low Cost) | 0.023279 | 0.046752 | 0.070426 | 0.094346 | 0.1185 | 0.14286 | 0.16737 | 0.19204 | 0.2168 | 0.24158 | 0.26627 | 0.29087
SDG&E | MW | Agricultural | Agr - Post-Harvest Processing | MachDr | No | Ag Process Mtr - O&M (Mid Cost) | 0.0033055 | 0.0066415 | 0.010007 | 0.013447 | 0.016921 | 0.020424 | 0.02395 | 0.027499 | 0.031061 | 0.034627 | 0.03818 | 0.04172
SDG&E | MW | Agricultural | Agr - Refrigerated Warehouses | ProcRefrig | No | Ag Refrigeration - Equipment (High Cost) | 0.00069533 | 0.0013987 | 0.0021085 | 0.0028265 | 0.003552 | 0.004284 | 0.005021 | 0.0057632 | 0.0065085 | 0.0072546 | 0.0079985 | 0.0087401
SDG&E | MW | Agricultural | Agr - Refrigerated Warehouses | ProcRefrig | No | Ag Refrigeration - Equipment (Mid Cost) | 1.6716e-05 | 3.3591e-05 | 5.0616e-05 | 6.7826e-05 | 8.5207e-05 | 0.00010274 | 0.00012039 | 0.00013816 | 0.00015599 | 0.00017385 | 0.00019165 | 0.00020938
SDG&E | MW | Agricultural | Agr - Refrigerated Warehouses | ProcRefrig | No | Ag Refrigeration - O&M (High Cost) | 0.0018718 | 0.0037652 | 0.0056759 | 0.0076088 | 0.0095617 | 0.011532 | 0.013516 | 0.015514 | 0.017521 | 0.01958 | 0.021633 | 0.023679
SDG&E | MW | Agricultural | Agr - Refrigerated Warehouses | ProcRefrig | No | Ag Refrigeration - O&M (Low Cost) | 0.0018308 | 0.003684 | 0.0055533 | 0.007442 | 0.0093492 | 0.011273 | 0.013208 | 0.015156 | 0.017111 | 0.019068 | 0.021018 | 0.022961
SDG&E | MW | Agricultural | Agr - Refrigerated Warehouses | ProcRefrig | No | Ag Refrigeration - O&M (Mid Cost) | 0.0024907 | 0.0050053 | 0.0075421 | 0.010106 | 0.012696 | 0.015349 | 0.01802 | 0.020707 | 0.023405 | 0.026106 | 0.028797 | 0.031479
SDG&E | MW | Agricultural | Agr - Wineries and Vineyards | HVAC | No | Ag HVAC - Equipment (High Cost) | 7.1184e-07 | 1.4489e-06 | 2.1993e-06 | 2.9947e-06 | 3.8196e-06 | 4.6311e-06 | 5.4549e-06 | 6.2928e-06 | 7.1362e-06 | 7.9918e-06 | 8.8625e-06 | 9.7536e-06
SDG&E | MW | Agricultural | Agr - Wineries and Vineyards | SHW | No | Ag SHWC - Equipment (High Cost) | 1.7538e-09 | 3.5153e-09 | 5.2842e-09 | 7.0597e-09 | 8.8341e-09 | 1.0609e-08 | 1.2383e-08 | 1.4157e-08 | 1.5932e-08 | 1.7706e-08 | 1.949e-08 | 2.1283e-08
SDG&E | MW | Agricultural | Agr - Wineries and Vineyards | ProcRefrig | No | Ag Refrigeration - Equipment (High Cost) | 0.00069533 | 0.0013987 | 0.0021085 | 0.0028265 | 0.003552 | 0.004284 | 0.005021 | 0.0057632 | 0.0065085 | 0.0072546 | 0.0079985 | 0.0087401
SDG&E | MW | Agricultural | Agr - Wineries and Vineyards | ProcRefrig | No | Ag Refrigeration - Equipment (Mid Cost) | 1.6716e-05 | 3.3591e-05 | 5.0616e-05 | 6.7826e-05 | 8.5207e-05 | 0.00010274 | 0.00012039 | 0.00013816 | 0.00015599 | 0.00017385 | 0.00019165 | 0.00020938
SDG&E | MW | Agricultural | Agr - Wineries and Vineyards | ProcRefrig | No | Ag Refrigeration - O&M (High Cost) | 0.0018718 | 0.0037652 | 0.0056759 | 0.0076088 | 0.0095617 | 0.011532 | 0.013516 | 0.015514 | 0.017521 | 0.01958 | 0.021633 | 0.023679
SDG&E | MW | Agricultural | Agr - Wineries and Vineyards | ProcRefrig | No | Ag Refrigeration - O&M (Low Cost) | 0.0018308 | 0.003684 | 0.0055533 | 0.007442 | 0.0093492 | 0.011273 | 0.013208 | 0.015156 | 0.017111 | 0.019068 | 0.021018 | 0.022961
SDG&E | MW | Agricultural | Agr - Wineries and Vineyards | ProcRefrig | No | Ag Refrigeration - O&M (Mid Cost) | 0.0024907 | 0.0050053 | 0.0075421 | 0.010106 | 0.012696 | 0.015349 | 0.01802 | 0.020707 | 0.023405 | 0.026106 | 0.028797 | 0.031479
SDG&E | MM Therms | Industrial | Ind - Chemicals | HVAC | No | Ind HVAC - Equipment (Electric - High Cost) | 5.3626e-06 | 1.0461e-05 | 1.5272e-05 | 1.9783e-05 | 2.4013e-05 | 2.7969e-05 | 3.1673e-05 | 3.5142e-05 | 3.8387e-05 | 4.1421e-05 | 4.4259e-05 | 4.6911e-05
SDG&E | MM Therms | Industrial | Ind - Chemicals | HVAC | No | Ind HVAC - Equipment (Electric - Mid Cost) | 4.8331e-06 | 9.4146e-06 | 1.3735e-05 | 1.7781e-05 | 2.1573e-05 | 2.5118e-05 | 2.8435e-05 | 3.1538e-05 | 3.4439e-05 | 3.7151e-05 | 3.9684e-05 | 4.2051e-05
SDG&E | MM Therms | Industrial | Ind - Chemicals | HVAC | No | Ind HVAC - Equipment (Gas - High Cost) | 3.6633e-05 | 7.368e-05 | 0.00011053 | 0.00014761 | 0.00018463 | 0.00022068 | 0.00025637 | 0.00029166 | 0.00032629 | 0.00036034 | 0.00039232 | 0.00042245
SDG&E | MM Therms | Industrial | Ind - Chemicals | HVAC | No | Ind HVAC - Equipment (Gas - Low Cost) | 2.2659e-07 | 4.5353e-07 | 6.7799e-07 | 8.9855e-07 | 1.1148e-06 | 1.3272e-06 | 1.5361e-06 | 1.7411e-06 | 1.9416e-06 | 2.1375e-06 | 2.3205e-06 | 2.4914e-06
SDG&E | MM Therms | Industrial | Ind - Chemicals | HVAC | No | Ind HVAC - Equipment (Gas - Mid Cost) | 4.4084e-06 | 8.8258e-06 | 1.3197e-05 | 1.7497e-05 | 2.1717e-05 | 2.5861e-05 | 2.9937e-05 | 3.3937e-05 | 3.7853e-05 | 4.1679e-05 | 4.5254e-05 | 4.8596e-05
SDG&E | MM Therms | Industrial | Ind - Chemicals | HVAC | No | Ind HVAC - O&M (Electric - Low Cost) | 0.00086853 | 0.0017492 | 0.002638 | 0.003529 | 0.0044224 | 0.0053165 | 0.0062118 | 0.0071082 | 0.0080052 | 0.0089025 | 0.0097996 | 0.010697
SDG&E | MM Therms | Industrial | Ind - Chemicals | HVAC | No | Ind HVAC - O&M (Electric - Mid Cost) | 0.0003201 | 0.0006448 | 0.00097251 | 0.0013011 | 0.0016306 | 0.0019604 | 0.0022907 | 0.0026214 | 0.0029524 | 0.0032835 | 0.0036146 | 0.0039458
SDG&E | MM Therms | Industrial | Ind - Chemicals | HVAC | No | Ind HVAC - O&M (Gas - High Cost) | 6.4878e-05 | 0.00013449 | 0.00020822 | 0.00028587 | 0.00036742 | 0.00045316 | 0.00054344 | 0.00063828 | 0.00073766 | 0.0008416 | 0.00094559 | 0.0010496
SDG&E | MM Therms | Industrial | Ind - Chemicals | HVAC | No | Ind HVAC - O&M (Gas - Low Cost) | 0.00018012 | 0.00037319 | 0.00057758 | 0.00079251 | 0.001018 | 0.0012552 | 0.0015048 | 0.0017669 | 0.0020414 | 0.0023284 | 0.0026153 | 0.0029023
SDG&E | MM Therms | Industrial | Ind - Chemicals | HVAC | No | Ind HVAC - O&M (Gas - Mid Cost) | 4.1418e-05 | 8.5825e-05 | 0.00013284 | 0.0001823 | 0.0002342 | 0.00028878 | 0.00034623 | 0.00040655 | 0.00046975 | 0.00053582 | 0.0006019 | 0.00066799
SDG&E | MM Therms | Industrial | Ind - Chemicals | ProcHeat | No | Ind ProcHeat - Equipment (Electric - High Cost) | 7.2995e-06 | 1.4735e-05 | 2.2245e-05 | 2.9787e-05 | 3.7356e-05 | 4.4936e-05 | 5.2534e-05 | 6.0151e-05 | 6.7781e-05 | 7.5418e-05 | 8.3065e-05 | 9.0719e-05
SDG&E | MM Therms | Industrial | Ind - Chemicals | ProcHeat | No | Ind ProcHeat - Equipment (Gas - High Cost) | 0.00022572 | 0.00046841 | 0.00072576 | 0.00099821 | 0.0012856 | 0.0015871 | 0.001905 | 0.0022396 | 0.0025905 | 0.0029579 | 0.0033257 | 0.0036942
SDG&E | MM Therms | Industrial | Ind - Chemicals | ProcHeat | No | Ind ProcHeat - Equipment (Gas - Low Cost) | 5.7749e-05 | 0.00011965 | 0.00018518 | 0.0002541 | 0.00032641 | 0.00040245 | 0.00048249 | 0.00056652 | 0.00065455 | 0.00074657 | 0.00083859 | 0.00093061
SDG&E | MM Therms | Industrial | Ind - Chemicals | ProcHeat | No | Ind ProcHeat - Equipment (Gas - Mid Cost) | 0.00013793 | 0.00028588 | 0.00044257 | 0.00060757 | 0.00078088 | 0.00096305 | 0.0011549 | 0.0013564 | 0.0015675 | 0.0017883 | 0.0020092 | 0.0022302
SDG&E | MM Therms | Industrial | Ind - Chemicals | ProcHeat | No | Ind ProcHeat - O&M (Gas - High Cost) | 0.00011261 | 0.00023368 | 0.00036205 | 0.00049789 | 0.0006411 | 0.00079137 | 0.00094985 | 0.0011166 | 0.0012914 | 0.0014745 | 0.0016577 | 0.0018412
SDG&E | MM Therms | Industrial | Ind - Chemicals | ProcHeat | No | Ind ProcHeat - O&M (Gas - Low Cost) | 7.5276e-05 | 0.00015597 | 0.0002414 | 0.00033125 | 0.00042554 | 0.0005247 | 0.00062906 | 0.00073864 | 0.00085344 | 0.00097344 | 0.0010935 | 0.0012135
SDG&E | MM Therms | Industrial | Ind - Chemicals | ProcHeat | No | Ind ProcHeat - O&M (Gas - Mid Cost) | 0.00046983 | 0.00097365 | 0.0015072 | 0.0020687 | 0.0026582 | 0.003278 | 0.0039305 | 0.0046158 | 0.0053338 | 0.0060845 | 0.0068354 | 0.0075866
SDG&E | MM Therms | Industrial | Ind - Chemicals | SHW | No | Ind SHW - Equipment (High Cost) | 0.00014153 | 0.00028626 | 0.00043228 | 0.00057897 | 0.0007259 | 0.00087286 | 0.0010203 | 0.0011678 | 0.0013151 | 0.0014618 | 0.0016016 | 0.0017349
SDG&E | MM Therms | Industrial | Ind - Chemicals | SHW | No | Ind SHW - Equipment (Low Cost) | 8.84e-05 | 0.00017862 | 0.00026957 | 0.00036063 | 0.00045161 | 0.00054271 | 0.000634 | 0.00072526 | 0.0008163 | 0.0009069 | 0.00099317 | 0.0010753
SDG&E | MM Therms | Industrial | Ind - Chemicals | SHW | No | Ind SHW - Equipment (Mid Cost) | 0.00012308 | 0.00024873 | 0.00037541 | 0.00050233 | 0.00062919 | 0.00075619 | 0.0008835 | 0.0010108 | 0.0011378 | 0.0012642 | 0.0013845 | 0.0014992
SDG&E | MM Therms | Industrial | Ind - Chemicals | SHW | No | Ind SHW - O&M (High Cost) | 0.00037719 | 0.0007829 | 0.0012131 | 0.0016686 | 0.0021491 | 0.0026532 | 0.0031849 | 0.0037444 | 0.0043312 | 0.0049459 | 0.0055616 | 0.0061791
SDG&E | MM Therms | Industrial | Ind - Chemicals | SHW | No | Ind SHW - O&M (Low Cost) | 1.3323e-05 | 2.7603e-05 | 4.2722e-05 | 5.8618e-05 | 7.5298e-05 | 9.2839e-05 | 0.0001113 | 0.00013068 | 0.00015099 | 0.00017221 | 0.00019344 | 0.00021466
SDG&E | MM Therms | Industrial | Ind - Chemicals | SHW | No | Ind SHW - O&M (Mid Cost) | 0.00042344 | 0.00087763 | 0.0013587 | 0.0018652 | 0.0023973 | 0.0029566 | 0.0035455 | 0.0041641 | 0.0048123 | 0.0054902 | 0.0061683 | 0.0068468
SDG&E | MM Therms | Industrial | Ind - Chemicals | MachDr | No | Ind MachDr - Equipment (Low Cost) | 0.00019018 | 0.00038306 | 0.0005777 | 0.00077284 | 0.0009685 | 0.0011643 | 0.0013604 | 0.0015568 | 0.0017532 | 0.0019498 | 0.0021463 | 0.0023428
SDG&E | MM Therms | Industrial | Ind - Chemicals | MachDr | No | Ind MachDr - Equipment (Mid Cost) | -6.5362e-07 | -1.3169e-06 | -1.9864e-06 | -2.6578e-06 | -3.331e-06 | -4.0049e-06 | -4.6798e-06 | -5.3556e-06 | -6.032e-06 | -6.7087e-06 | -7.3855e-06 | -8.0624e-06
SDG&E | MM Therms | Industrial | Ind - Electronics | HVAC | No | Ind HVAC - Equipment (Electric - High Cost) | 9.2192e-06 | 1.7999e-05 | 2.6284e-05 | 3.4059e-05 | 4.1349e-05 | 4.8171e-05 | 5.4559e-05 | 6.0544e-05 | 6.6144e-05 | 7.1383e-05 | 7.6284e-05 | 8.0866e-05
SDG&E | MM Therms | Industrial | Ind - Electronics | HVAC | No | Ind HVAC - Equipment (Gas - High Cost) | 0.0016278 | 0.0032102 | 0.0047327 | 0.0062224 | 0.0076696 | 0.0090333 | 0.010339 | 0.01159 | 0.012778 | 0.013913 | 0.014979 | 0.015984
SDG&E | MM Therms | Industrial | Ind - Electronics | HVAC | No | Ind HVAC - Equipment (Gas - Low Cost) | 2.7585e-05 | 5.411e-05 | 7.9481e-05 | 0.0001037 | 0.00012678 | 0.00014873 | 0.00016959 | 0.0001894 | 0.00020818 | 0.00022597 | 0.00024259 | 0.00025812
SDG&E | MM Therms | Industrial | Ind - Electronics | HVAC | No | Ind HVAC - Equipment (Gas - Mid Cost) | 0.0026097 | 0.0051206 | 0.007523 | 0.0098184 | 0.012008 | 0.01409 | 0.016069 | 0.017949 | 0.019732 | 0.021421 | 0.023 | 0.024476
SDG&E | MM Therms | Industrial | Ind - Electronics | HVAC | No | Ind HVAC - O&M (Electric - High Cost) | 3.1566e-05 | 6.3731e-05 | 9.7978e-05 | 0.00013233 | 0.00016679 | 0.00020128 | 0.00023584 | 0.00027045 | 0.00030509 | 0.00033976 | 0.00037444 | 0.00040913
SDG&E | MM Therms | Industrial | Ind - Electronics | HVAC | No | Ind HVAC - O&M (Electric - Low Cost) | 4.0253e-05 | 8.1073e-05 | 0.00012227 | 0.00016356 | 0.00020497 | 0.00024641 | 0.00028791 | 0.00032945 | 0.00037103 | 0.00041261 | 0.0004542 | 0.00049578
SDG&E | MM Therms | Industrial | Ind - Electronics | HVAC | No | Ind HVAC - O&M (Electric - Mid Cost) | 0.00011658 | 0.00023488 | 0.00035428 | 0.00047401 | 0.00059407 | 0.00071424 | 0.0008346 | 0.00095511 | 0.0010757 | 0.0011964 | 0.0013171 | 0.0014378
SDG&E | MM Therms | Industrial | Ind - Electronics | HVAC | No | Ind HVAC - O&M (Gas - High Cost) | 0.00024731 | 0.00050261 | 0.00076426 | 0.0010326 | 0.0013068 | 0.0015858 | 0.00187 | 0.002159 | 0.0024525 | 0.0027504 | 0.0030485 | 0.003347
SDG&E | MM Therms | Industrial | Ind - Electronics | HVAC | No | Ind HVAC - O&M (Gas - Low Cost) | 3.8753e-05 | 7.8643e-05 | 0.00011948 | 0.00016121 | 0.00020378 | 0.00024712 | 0.00029121 | 0.00033602 | 0.0003815 | 0.00042761 | 0.00047373 | 0.00051985
SDG&E | MM Therms | Industrial | Ind - Electronics | HVAC | No | Ind HVAC - O&M (Gas - Mid Cost) | 0.0010597 | 0.0021511 | 0.0032689 | 0.004412 | 0.0055793 | 0.0067672 | 0.0079763 | 0.0092055 | 0.010453 | 0.011719 | 0.012985 | 0.014252
SDG&E | MM Therms | Industrial | Ind - Electronics | ProcHeat | No | Ind ProcHeat - Equipment (Gas - High Cost) | 0.0059329 | 0.012062 | 0.018349 | 0.024819 | 0.031457 | 0.038198 | 0.045072 | 0.052077 | 0.059191 | 0.066423 | 0.073669 | 0.080937
SDG&E | MM Therms | Industrial | Ind - Electronics | ProcHeat | No | Ind ProcHeat - Equipment (Gas - Low Cost) | 2.0881e-05 | 4.2374e-05 | 6.4381e-05 | 8.6868e-05 | 0.00010981 | 0.00013317 | 0.00015694 | 0.00018109 | 0.0002056 | 0.00023046 | 0.00025532 | 0.00028018
SDG&E | MM Therms | Industrial | Ind - Electronics | ProcHeat | No | Ind ProcHeat - Equipment (Gas - Mid Cost) | 0.0027707 | 0.0056248 | 0.0085479 | 0.011538 | 0.014593 | 0.017701 | 0.020865 | 0.024082 | 0.027347 | 0.030659 | 0.033973 | 0.037289
SDG&E | MM Therms | Industrial | Ind - Electronics | ProcHeat | No | Ind ProcHeat - O&M (Gas - High Cost) | 0.014363 | 0.029206 | 0.044433 | 0.060114 | 0.076211 | 0.092552 | 0.10922 | 0.12621 | 0.14347 | 0.16101 | 0.1786 | 0.19624
SDG&E | MM Therms | Industrial | Ind - Electronics | ProcHeat | No | Ind ProcHeat - O&M (Gas - Low Cost) | 0.00047357 | 0.00096103 | 0.0014601 | 0.0019701 | 0.0024904 | 0.00302 | 0.003559 | 0.0041067 | 0.0046625 | 0.0052261 | 0.0057898 | 0.0063536
SDG&E | MM Therms | Industrial | Ind - Electronics | ProcHeat | No | Ind ProcHeat - O&M (Gas - Mid Cost) | 0.012397 | 0.025164 | 0.038239 | 0.051612 | 0.065268 | 0.079164 | 0.093309 | 0.10769 | 0.12228 | 0.13709 | 0.1519 | 0.16672
SDG&E | MM Therms | Industrial | Ind - Electronics | SHW | No | Ind SHW - Equipment (High Cost) | 0.0010321 | 0.0020487 | 0.0030422 | 0.0040183 | 0.0049737 | 0.0058965 | 0.0067935 | 0.0076644 | 0.0085071 | 0.0093233 | 0.010102 | 0.010847
SDG&E | MM Therms | Industrial | Ind - Electronics | SHW | No | Ind SHW - Equipment (Low Cost) | 0.0021901 | 0.0043368 | 0.0064296 | 0.0084659 | 0.010444 | 0.012362 | 0.01422 | 0.016018 | 0.017755 | 0.019433 | 0.02103 | 0.022551
SDG&E | MM Therms | Industrial | Ind - Electronics | SHW | No | Ind SHW - Equipment (Mid Cost) | 0.0001364 | 0.00027013 | 0.00040053 | 0.00052747 | 0.00065086 | 0.00077043 | 0.00088631 | 0.00099846 | 0.0011068 | 0.0012115 | 0.0013112 | 0.0014062
SDG&E | MM Therms | Industrial | Ind - Electronics | SHW | No | Ind SHW - O&M (High Cost) | 0.00035046 | 0.00071264 | 0.0010842 | 0.0014667 | 0.0018594 | 0.0022581 | 0.0026647 | 0.0030791 | 0.0035001 | 0.0039281 | 0.004357 | 0.0047872
SDG&E | MM Therms | Industrial | Ind - Electronics | SHW | No | Ind SHW - O&M (Low Cost) | 0.0011257 | 0.0022844 | 0.0034707 | 0.0046826 | 0.0059191 | 0.0071778 | 0.0084586 | 0.0097601 | 0.011081 | 0.01242 | 0.01376 | 0.015099
SDG&E | MM Therms | Industrial | Ind - Electronics | SHW | No | Ind SHW - O&M (Mid Cost) | 0.00043365 | 0.00088022 | 0.0013375 | 0.0018052 | 0.0022827 | 0.0027686 | 0.0032632 | 0.003766 | 0.0042763 | 0.0047939 | 0.0053117 | 0.0058297
SDG&E | MM Therms | Industrial | Ind - Electronics | MachDr | No | Ind MachDr - Equipment (Mid Cost) | 0.00029758 | 0.00059961 | 0.00090446 | 0.0012102 | 0.0015168 | 0.0018236 | 0.002131 | 0.0024388 | 0.0027469 | 0.0030551 | 0.0033634 | 0.0036717
SDG&E | MM Therms | Industrial | Ind - Electronics | MachDr | No | Ind MachDr - O&M (Low Cost) | 0.00019913 | 0.00040107 | 0.00060486 | 0.00080915 | 0.001014 | 0.001219 | 0.0014243 | 0.0016298 | 0.0018355 | 0.0020413 | 0.002247 | 0.0024527
SDG&E | MM Therms | Industrial | Ind - Food | HVAC | No | Ind HVAC - Equipment (Electric - Low Cost) | 5.7444e-06 | 1.1187e-05 | 1.6317e-05 | 2.1122e-05 | 2.5624e-05 | 2.9832e-05 | 3.3769e-05 | 3.7452e-05 | 4.0894e-05 | 4.4111e-05 | 4.7116e-05 | 4.9924e-05
SDG&E | MM Therms | Industrial | Ind - Food | HVAC | No | Ind HVAC - Equipment (Electric - Mid Cost) | -1.1894e-05 | -2.317e-05 | -3.3802e-05 | -4.3762e-05 | -5.3092e-05 | -6.1817e-05 | -6.998e-05 | -7.7616e-05 | -8.4756e-05 | -9.143e-05 | -9.7664e-05 | -0.00010349
SDG&E | MM Therms | Industrial | Ind - Food | HVAC | No | Ind HVAC - Equipment (Gas - High Cost) | 5.5855e-05 | 0.00010939 | 0.00015972 | 0.00020778 | 0.00025334 | 0.00029537 | 0.00033472 | 0.00037151 | 0.00040572 | 0.00043763 | 0.00046759 | 0.00049576
SDG&E | MM Therms | Industrial | Ind - Food | HVAC | No | Ind HVAC - Equipment (Gas - Low Cost) | 3.8722e-05 | 7.5493e-05 | 0.00010987 | 0.00014196 | 0.00017186 | 0.00019968 | 0.00022555 | 0.00024957 | 0.00027184 | 0.00029247 | 0.00031175 | 0.00032976
SDG&E | MM Therms | Industrial | Ind - Food | HVAC | No | Ind HVAC - Equipment (Gas - Mid Cost) | 1.9006e-05 | 3.7063e-05 | 5.3951e-05 | 6.9731e-05 | 8.4449e-05 | 9.8136e-05 | 0.00011087 | 0.00012269 | 0.00013366 | 0.00014382 | 0.00015332 | 0.0001622
SDG&E | MM Therms | Industrial | Ind - Food | HVAC | No | Ind HVAC - O&M (Electric - Low Cost) | 0.00062109 | 0.0012509 | 0.0018865 | 0.0025236 | 0.0031624 | 0.0038018 | 0.004442 | 0.005083 | 0.0057244 | 0.006366 | 0.0070075 | 0.0076491
SDG&E | MM Therms | Industrial | Ind - Food | HVAC | No | Ind HVAC - O&M (Electric - Mid Cost) | 2.6274e-06 | 5.293e-06 | 7.9832e-06 | 1.0681e-05 | 1.3385e-05 | 1.6093e-05 | 1.8804e-05 | 2.1519e-05 | 2.4236e-05 | 2.6954e-05 | 2.9672e-05 | 3.239e-05
SDG&E | MM Therms | Industrial | Ind - Food | ProcHeat | No | Ind ProcHeat - Equipment (Electric - High Cost) | 0.00088223 | 0.0017773 | 0.0026808 | 0.0035873 | 0.0044968 | 0.0054068 | 0.0063184 | 0.0072312 | 0.0081449 | 0.0090591 | 0.0099734 | 0.010888
SDG&E | MM Therms | Industrial | Ind - Food | ProcHeat | No | Ind ProcHeat - Equipment (Electric - Low Cost) | -1.8164e-06 | -3.6584e-06 | -5.5175e-06 | -7.3811e-06 | -9.2498e-06 | -1.112e-05 | -1.2993e-05 | -1.4868e-05 | -1.6745e-05 | -1.8622e-05 | -2.0499e-05 | -2.2375e-05
SDG&E | MM Therms | Industrial | Ind - Food | ProcHeat | No | Ind ProcHeat - Equipment (Electric - Mid Cost) | 7.262e-05 | 0.00014633 | 0.00022073 | 0.00029536 | 0.00037021 | 0.00044512 | 0.00052016 | 0.00059531 | 0.00067052 | 0.00074578 | 0.00082105 | 0.00089634
SDG&E | MM Therms | Industrial | Ind - Food | ProcHeat | No | Ind ProcHeat - Equipment (Gas - High Cost) | 0.0012268 | 0.0024799 | 0.0037368 | 0.0050037 | 0.0062762 | 0.0075396 | 0.0088007 | 0.010058 | 0.011307 | 0.01255 | 0.013796 | 0.015047
SDG&E | MM Therms | Industrial | Ind - Food | ProcHeat | No | Ind ProcHeat - Equipment (Gas - Low Cost) | 0.00052425 | 0.0010571 | 0.0015905 | 0.0021233 | 0.0026548 | 0.0031841 | 0.003711 | 0.0042345 | 0.0047542 | 0.0052696 | 0.0057851 | 0.0063006
SDG&E | MM Therms | Industrial | Ind - Food | ProcHeat | No | Ind ProcHeat - Equipment (Gas - Mid Cost) | 0.0031982 | 0.0064504 | 0.009706 | 0.012961 | 0.016209 | 0.019444 | 0.022664 | 0.025864 | 0.029041 | 0.032193 | 0.035346 | 0.0385
SDG&E | MM Therms | Industrial | Ind - Food | ProcHeat | No | Ind ProcHeat - O&M (Gas - High Cost) | 0.0034615 | 0.0069888 | 0.010524 | 0.014069 | 0.017616 | 0.021143 | 0.024658 | 0.028155 | 0.031628 | 0.035076 | 0.038528 | 0.041985
SDG&E | MM Therms | Industrial | Ind - Food | ProcHeat | No | Ind ProcHeat - O&M (Gas - Low Cost) | 0.0013903 | 0.0028036 | 0.004218 | 0.0056312 | 0.0070407 | 0.0084446 | 0.0098419 | 0.01123 | 0.012609 | 0.013976 | 0.015343 | 0.01671
SDG&E | MM Therms | Industrial | Ind - Food | ProcHeat | No | Ind ProcHeat - O&M (Gas - Mid Cost) | 0.0027604 | 0.005568 | 0.0083789 | 0.01119 | 0.013998 | 0.016792 | 0.019575 | 0.022341 | 0.025087 | 0.027812 | 0.030538 | 0.033266
SDG&E | MM Therms | Industrial | Ind - Food | SHW | No | Ind SHW - Equipment (High Cost) | 0.00045256 | 0.0008925 | 0.0013126 | 0.0017157 | 0.0021011 | 0.0024654 | 0.0028116 | 0.0031402 | 0.0034511 | 0.0037455 | 0.0040265 | 0.004295
SDG&E | MM Therms | Industrial | Ind - Food | SHW | No | Ind SHW - Equipment (Low Cost) | 0.00019934 | 0.00039227 | 0.00057612 | 0.000751 | 0.00091707 | 0.0010746 | 0.0012238 | 0.001365 | 0.0014985 | 0.0016245 | 0.0017445 | 0.0018588
SDG&E | MM Therms | Industrial | Ind - Food | SHW | No | Ind SHW - Equipment (Mid Cost) | 0.0003398 | 0.00066882 | 0.00098244 | 0.001281 | 0.0015648 | 0.0018338 | 0.0020889 | 0.0023302 | 0.0025584 | 0.0027739 | 0.0029792 | 0.0031747
SDG&E | MM Therms | Industrial | Ind - Food | SHW | No | Ind SHW - O&M (High Cost) | 0.00081354 | 0.0016434 | 0.0024754 | 0.0033123 | 0.0041515 | 0.0049853 | 0.005817 | 0.0066454 | 0.0074687 | 0.0082869 | 0.0091066 | 0.0099287
SDG&E | MM Therms | Industrial | Ind - Food | SHW | No | Ind SHW - O&M (Low Cost) | 0.0013333 | 0.0026886 | 0.0040451 | 0.0054003 | 0.0067522 | 0.0080985 | 0.0094386 | 0.01077 | 0.012092 | 0.013403 | 0.014714 | 0.016025
SDG&E | MM Therms | Industrial | Ind - Food | SHW | No | Ind SHW - O&M (Mid Cost) | 0.0025826 | 0.0052093 | 0.0078389 | 0.010469 | 0.013095 | 0.015709 | 0.018312 | 0.020899 | 0.023468 | 0.026017 | 0.028566 | 0.031117
SDG&E | MM Therms | Industrial | Ind - Food | MachDr | No | Ind MachDr - Equipment (High Cost) | 5.1184e-05 | 0.00010337 | 0.00015608 | 0.00020904 | 0.0002622 | 0.00031545 | 0.00036883 | 0.00042237 | 0.00047599 | 0.00052969 | 0.00058346 | 0.0006373
SDG&E | MM Therms | Industrial | Ind - Food | MachDr | No | Ind MachDr - Equipment (Mid Cost) | -0.00024928 | -0.00050227 | -0.00075761 | -0.0010137 | -0.0012704 | -0.0015274 | -0.0017849 | -0.0020426 | -0.0023006 | -0.0025587 | -0.0028169 | -0.003075
SDG&E | MM Therms | Industrial | Ind - Lumber & Furniture | HVAC | No | Ind HVAC - Equipment (Electric - High Cost) | 3.4307e-07 | 6.6943e-07 | 9.774e-07 | 1.2665e-06 | 1.5376e-06 | 1.7912e-06 | 2.0287e-06 | 2.2512e-06 | 2.4593e-06 | 2.654e-06 | 2.8361e-06 | 3.0064e-06
SDG&E | MM Therms | Industrial | Ind - Lumber & Furniture | HVAC | No | Ind HVAC - O&M (Electric - Low Cost) | 8.5504e-06 | 1.7221e-05 | 2.5972e-05 | 3.4744e-05 | 4.354e-05 | 5.2342e-05 | 6.1158e-05 | 6.9983e-05 | 7.8815e-05 | 8.7649e-05 | 9.6483e-05 | 0.00010532
SDG&E | MM Therms | Industrial | Ind - Lumber & Furniture | HVAC | No | Ind HVAC - O&M (Electric - Mid Cost) | 9.179e-06 | 1.8491e-05 | 2.7889e-05 | 3.7311e-05 | 4.6761e-05 | 5.6219e-05 | 6.569e-05 | 7.5174e-05 | 8.4665e-05 | 9.416e-05 | 0.00010366 | 0.00011315
SDG&E | MM Therms | Industrial | Ind - Lumber & Furniture | MachDr | No | Ind MachDr - Equipment (High Cost) | 5.1702e-06 | 9.9774e-06 | 1.4408e-05 | 1.8468e-05 | 2.2187e-05 | 2.5585e-05 | 2.8692e-05 | 3.1534e-05 | 3.4132e-05 | 3.6505e-05 | 3.8673e-05 | 4.0652e-05
SDG&E | MM Therms | Industrial | Ind - Machinery | HVAC | No | Ind HVAC - Equipment (Electric - High Cost) | 7.6516e-05 | 0.00014968 | 0.0002188 | 0.00028379 | 0.00034481 | 0.00040193 | 0.00045547 | 0.00050569 | 0.00055269 | 0.00059667 | 0.00063786 | 0.00067638
SDG&E | MM Therms | Industrial | Ind - Machinery | HVAC | No | Ind HVAC - Equipment (Electric - Mid Cost) | 3.206e-05 | 6.246e-05 | 9.1125e-05 | 0.00011798 | 0.00014314 | 0.00016667 | 0.00018869 | 0.00020928 | 0.00022854 | 0.00024654 | 0.00026336 | 0.00027908
SDG&E | MM Therms | Industrial | Ind - Machinery | HVAC | No | Ind HVAC - Equipment (Gas - High Cost) | 0.0022221 | 0.0043328 | 0.0062832 | 0.0081009 | 0.0097965 | 0.011371 | 0.012847 | 0.014231 | 0.015526 | 0.016738 | 0.017873 | 0.018937
SDG&E | MM Therms | Industrial | Ind - Machinery | HVAC | No | Ind HVAC - Equipment (Gas - Low Cost) | 0.00014851 | 0.00028901 | 0.00041859 | 0.0005384 | 0.00064948 | 0.00075293 | 0.00084966 | 0.00094007 | 0.0010246 | 0.0011035 | 0.0011773 | 0.0012462
SDG&E | MM Therms | Industrial | Ind - Machinery | HVAC | No | Ind HVAC - Equipment (Gas - Mid Cost) | 0.0042278 | 0.0082309 | 0.011925 | 0.015347 | 0.018524 | 0.021482 | 0.024248 | 0.026836 | 0.029256 | 0.031518 | 0.033631 | 0.035607
SDG&E | MM Therms | Industrial | Ind - Machinery | HVAC | No | Ind HVAC - O&M (Electric - High Cost) | 2.7538e-06 | 5.6829e-06 | 8.6396e-06 | 1.1605e-05 | 1.4579e-05 | 1.7557e-05 | 2.0539e-05 | 2.3526e-05 | 2.6516e-05 | 2.9507e-05 | 3.25e-05 | 3.5493e-05
SDG&E | MM Therms | Industrial | Ind - Machinery | HVAC | No | Ind HVAC - O&M (Electric - Low Cost) | 0.00051594 | 0.0010391 | 0.0015671 | 0.0020964 | 0.0026271 | 0.0031582 | 0.0036901 | 0.0042226 | 0.0047554 | 0.0052884 | 0.0058214 | 0.0063543
SDG&E | MM Therms | Industrial | Ind - Machinery | HVAC | No | Ind HVAC - O&M (Electric - Mid Cost) | 0.0007648 | 0.0015407 | 0.0023237 | 0.0031089 | 0.0038965 | 0.0046846 | 0.0054739 | 0.0062643 | 0.0070553 | 0.0078467 | 0.008638 | 0.0094295
SDG&E | MM Therms | Industrial | Ind - Machinery | HVAC | No | Ind HVAC - O&M (Gas - High Cost) | 0.0011766 | 0.0023699 | 0.0035487 | 0.0047178 | 0.00588 | 0.0070379 | 0.0081976 | 0.0093589 | 0.010522 | 0.011685 | 0.012849 | 0.014014
SDG&E | MM Therms | Industrial | Ind - Machinery | HVAC | No | Ind HVAC - O&M (Gas - Low Cost) | 0.0045557 | 0.0091688 | 0.013723 | 0.01823 | 0.022703 | 0.027161 | 0.031624 | 0.036088 | 0.040557 | 0.045023 | 0.049489 | 0.053955
SDG&E | MM Therms | Industrial | Ind - Machinery | HVAC | No | Ind HVAC - O&M (Gas - Mid Cost) | 0.00024999 | 0.00050325 | 0.00075334 | 0.0010011 | 0.0012471 | 0.0014923 | 0.0017378 | 0.0019834 | 0.0022294 | 0.0024753 | 0.0027212 | 0.0029672
SDG&E | MM Therms | Industrial | Ind - Machinery | Lighting | No | Ind Lighting - Equipment (Mid Cost) | 1.572e-07 | 3.0615e-07 | 4.4646e-07 | 5.7779e-07 | 7.0073e-07 | 8.1557e-07 | 9.2294e-07 | 1.0233e-06 | 1.117e-06 | 1.2046e-06 | 1.2863e-06 | 1.3626e-06
SDG&E | MM Therms | Industrial | Ind - Machinery | ProcHeat | No | Ind ProcHeat - Equipment (Electric - High Cost) | 7.2688e-06 | 1.4716e-05 | 2.2246e-05 | 2.9827e-05 | 3.7446e-05 | 4.5083e-05 | 5.2745e-05 | 6.0443e-05 | 6.8161e-05 | 7.5895e-05 | 8.3653e-05 | 9.1426e-05
SDG&E | MM Therms | Industrial | Ind - Machinery | ProcHeat | No | Ind ProcHeat - Equipment (Gas - High Cost) | 0.00063042 | 0.0012746 | 0.0019132 | 0.0025566 | 0.0032038 | 0.0038449 | 0.0044902 | 0.0051398 | 0.0057913 | 0.0064451 | 0.0071012 | 0.0077608
SDG&E | MM Therms | Industrial | Ind - Machinery | ProcHeat | No | Ind ProcHeat - Equipment (Gas - Low Cost) | 0.0012284 | 0.0024723 | 0.0037004 | 0.004916 | 0.0061225 | 0.0073251 | 0.0085289 | 0.0097332 | 0.010939 | 0.012144 | 0.013349 | 0.014554
SDG&E | MM Therms | Industrial | Ind - Machinery | ProcHeat | No | Ind ProcHeat - Equipment (Gas - Mid Cost) | 0.0027802 | 0.0055972 | 0.008379 | 0.011136 | 0.013874 | 0.016602 | 0.019334 | 0.022069 | 0.024806 | 0.027543 | 0.030281 | 0.03302
SDG&E | MM Therms | Industrial | Ind - Machinery | ProcHeat | No | Ind ProcHeat - O&M (Gas - High Cost) | 0.0054585 | 0.011001 | 0.016481 | 0.021936 | 0.02737 | 0.032778 | 0.038198 | 0.043628 | 0.049067 | 0.054509 | 0.059957 | 0.065414
SDG&E | MM Therms | Industrial | Ind - Machinery | ProcHeat | No | Ind ProcHeat - O&M (Gas - Low Cost) | 0.0029314 | 0.0058997 | 0.0088301 | 0.01173 | 0.014609 | 0.017478 | 0.020349 | 0.023222 | 0.026098 | 0.028972 | 0.031847 | 0.034721
SDG&E | MM Therms | Industrial | Ind - Machinery | ProcHeat | No | Ind ProcHeat - O&M (Gas - Mid Cost) | 0.012331 | 0.024824 | 0.03716 | 0.049381 | 0.061518 | 0.073613 | 0.085722 | 0.097841 | 0.10997 | 0.1221 | 0.13423 | 0.14637
SDG&E | MM Therms | Industrial | Ind - Machinery | MachDr | No | Ind MachDr - Equipment (High Cost) | 1.1401e-05 | 2.3028e-05 | 3.4775e-05 | 4.6576e-05 | 5.8423e-05 | 7.029e-05 | 8.2187e-05 | 9.412e-05 | 0.00010607 | 0.00011804 | 0.00013003 | 0.00014203
SDG&E | MM Therms | Industrial | Ind - Machinery | MachDr | No | Ind MachDr - Equipment (Mid Cost) | 0.00031316 | 0.00063102 | 0.00095185 | 0.0012736 | 0.0015963 | 0.0019193 | 0.0022428 | 0.0025667 | 0.002891 | 0.0032154 | 0.0035399 | 0.0038644
SDG&E | MM Therms | Industrial | Ind - Metals (Fabricated) | HVAC | No | Ind HVAC - Equipment (Electric - High Cost) | 2.608e-06 | 5.0904e-06 | 7.433e-06 | 9.6309e-06 | 1.1692e-05 | 1.362e-05 | 1.5425e-05 | 1.7117e-05 | 1.8699e-05 | 2.018e-05 | 2.1564e-05 | 2.2859e-05
SDG&E | MM Therms | Industrial | Ind - Metals (Fabricated) | HVAC | No | Ind HVAC - Equipment (Electric - Low Cost) | -5.4302e-05 | -0.00010575 | -0.00015425 | -0.00019968 | -0.00024223 | -0.00028202 | -0.00031924 | -0.00035405 | -0.0003866 | -0.00041701 | -0.00044542 | -0.00047196
SDG&E | MM Therms | Industrial | Ind - Metals (Fabricated) | HVAC | No | Ind HVAC - Equipment (Electric - Mid Cost) | 6.5153e-06 | 1.2692e-05 | 1.8516e-05 | 2.3971e-05 | 2.9083e-05 | 3.3862e-05 | 3.8334e-05 | 4.2517e-05 | 4.6428e-05 | 5.0084e-05 | 5.3499e-05 | 5.6691e-05
SDG&E | MM Therms | Industrial | Ind - Metals (Fabricated) | HVAC | No | Ind HVAC - Equipment (Gas - High Cost) | 0.00032286 | 0.00063527 | 0.00093451 | 0.0012252 | 0.0015054 | 0.001771 | 0.0020248 | 0.0022671 | 0.0024977 | 0.0027174 | 0.0029232 | 0.0031166
SDG&E | MM Therms | Industrial | Ind - Metals (Fabricated) | HVAC | No | Ind HVAC - Equipment (Gas - Low Cost) | 0.00012552 | 0.00024603 | 0.00036098 | 0.00047073 | 0.00057547 | 0.00067523 | 0.00077019 | 0.00086045 | 0.00094619 | 0.0010276 | 0.0011036 | 0.0011746
SDG&E | MM Therms | Industrial | Ind - Metals (Fabricated) | HVAC | No | Ind HVAC - Equipment (Gas - Mid Cost) | 0.0003458 | 0.00067802 | 0.00099502 | 0.001298 | 0.0015875 | 0.0018631 | 0.0021255 | 0.002375 | 0.0026121 | 0.0028372 | 0.0030476 | 0.0032442
SDG&E | MM Therms | Industrial | Ind - Metals (Fabricated) | HVAC | No | Ind HVAC - O&M (Electric - High Cost) | 9.3638e-06 | 1.8912e-05 | 2.9196e-05 | 3.9514e-05 | 4.9863e-05 | 6.0223e-05 | 7.0602e-05 | 8.0999e-05 | 9.1406e-05 | 0.00010182 | 0.00011224 | 0.00012266
SDG&E | MM Therms | Industrial | Ind - Metals (Fabricated) | HVAC | No | Ind HVAC - O&M (Electric - Low Cost) | 0.00017029 | 0.00034297 | 0.00051724 | 0.00069193 | 0.0008671 | 0.0010424 | 0.001218 | 0.0013937 | 0.0015696 | 0.0017455 | 0.0019214 | 0.0020973
SDG&E | MM Therms | Industrial | Ind - Metals (Fabricated) | HVAC | No | Ind HVAC - O&M (Electric - Mid Cost) | 9.7333e-05 | 0.00019608 | 0.00029574 | 0.00039567 | 0.00049589 | 0.00059619 | 0.00069664 | 0.00079722 | 0.00089788 | 0.00099858 | 0.0010993 | 0.0012
SDG&E | MM Therms | Industrial | Ind - Metals (Fabricated) | HVAC | No | Ind HVAC - O&M (Gas - High Cost) | 0.00031765 | 0.00064505 | 0.00097984 | 0.001324 | 0.0016773 | 0.0020367 | 0.0024036 | 0.0027777 | 0.0031583 | 0.0035454 | 0.0039329 | 0.0043211
SDG&E | MM Therms | Industrial | Ind - Metals (Fabricated) | HVAC | No | Ind HVAC - O&M (Gas - Low Cost) | 7.8333e-05 | 0.00015884 | 0.00024104 | 0.00032504 | 0.00041086 | 0.00049835 | 0.00058749 | 0.00067819 | 0.00077042 | 0.0008641 | 0.0009578 | 0.0010515
SDG&E | MM Therms | Industrial | Ind - Metals (Fabricated) | HVAC | No | Ind HVAC - O&M (Gas - Mid Cost) | 0.00046822 | 0.00094959 | 0.0014412 | 0.001944 | 0.0024579 | 0.0029816 | 0.0035154 | 0.0040587 | 0.0046112 | 0.0051725 | 0.005734 | 0.0062957
SDG&E | MM Therms | Industrial | Ind - Metals (Fabricated) | ProcHeat | No | Ind ProcHeat - Equipment (Electric - High Cost) | 1.0004e-05 | 1.9494e-05 | 2.8446e-05 | 3.6848e-05 | 4.4732e-05 | 5.2098e-05 | 5.8994e-05 | 6.545e-05 | 7.1487e-05 | 7.7133e-05 | 8.241e-05 | 8.7345e-05
SDG&E | MM Therms | Industrial | Ind - Metals (Fabricated) | ProcHeat | No | Ind ProcHeat - Equipment (Electric - Low Cost) | 1.3812e-06 | 2.6897e-06 | 3.9232e-06 | 5.0785e-06 | 6.1607e-06 | 7.1724e-06 | 8.1189e-06 | 9.0042e-06 | 9.8318e-06 | 1.0605e-05 | 1.1328e-05 | 1.2002e-05
SDG&E | MM Therms | Industrial | Ind - Metals (Fabricated) | ProcHeat | No | Ind ProcHeat - Equipment (Gas - High Cost) | 0.00032668 | 0.00064173 | 0.0009429 | 0.0012331 | 0.001512 | 0.0017767 | 0.0020294 | 0.0022704 | 0.0024996 | 0.0027177 | 0.002922 | 0.0031135
SDG&E | MM Therms | Industrial | Ind - Metals (Fabricated) | ProcHeat | No | Ind ProcHeat - Equipment (Gas - Low Cost) | 0.00015979 | 0.00031319 | 0.00045952 | 0.0005992 | 0.0007325 | 0.00085946 | 0.00098031 | 0.0010952 | 0.0012043 | 0.0013078 | 0.0014046 | 0.0014949
SDG&E | MM Therms | Industrial | Ind - Metals (Fabricated) | ProcHeat | No | Ind ProcHeat - Equipment (Gas - Mid Cost) | 0.00044299 | 0.00086856 | 0.0012746 | 0.0016627 | 0.0020335 | 0.0023865 | 0.0027226 | 0.0030421 | 0.0033458 | 0.0036341 | 0.0039035 | 0.0041553
SDG&E | MM Therms | Industrial | Ind - Metals (Fabricated) | ProcHeat | No | Ind ProcHeat - O&M (Gas - High Cost) | 0.0021917 | 0.0044523 | 0.0067645 | 0.0091444 | 0.011589 | 0.014075 | 0.016614 | 0.019204 | 0.02184 | 0.024524 | 0.027213 | 0.02991
SDG&E | MM Therms | Industrial | Ind - Metals (Fabricated) | ProcHeat | No | Ind ProcHeat - O&M (Gas - Low Cost) | 0.0025411 | 0.0051525 | 0.0078188 | 0.010543 | 0.013326 | 0.016164 | 0.019055 | 0.021996 | 0.024987 | 0.028025 | 0.031063 | 0.034101
SDG&E | MM Therms | Industrial | Ind - Metals (Fabricated) | ProcHeat | No | Ind ProcHeat - O&M (Gas - Mid Cost) | 0.0022611 | 0.0045862 | 0.0069611 | 0.0093911 | 0.011876 | 0.014408 | 0.01699 | 0.019617 | 0.022289 | 0.025005 | 0.027721 | 0.030439
SDG&E | MM Therms | Industrial | Ind - Metals (Fabricated) | SHW | No | Ind SHW - Equipment (High Cost) | 3.639e-05 | 7.227e-05 | 0.00010728 | 0.00014176 | 0.0001756 | 0.00020831 | 0.00024016 | 0.00027113 | 0.00030117 | 0.00033032 | 0.00035816 | 0.00038479
SDG&E | MM Therms | Industrial | Ind - Metals (Fabricated) | SHW | No | Ind SHW - Equipment (Low Cost) | 6.7317e-05 | 0.00013319 | 0.00019723 | 0.00025955 | 0.00032016 | 0.000379 | 0.00043609 | 0.00049139 | 0.00054493 | 0.00059672 | 0.00064603 | 0.00069299
SDG&E | MM Therms | Industrial | Ind - Metals (Fabricated) | SHW | No | Ind SHW - Equipment (Mid Cost) | 8.0335e-05 | 0.000159 | 0.0002355 | 0.00031005 | 0.00038265 | 0.00045309 | 0.00052145 | 0.00058771 | 0.00065188 | 0.00071397 | 0.00077312 | 0.00082948
SDG&E | MM Therms | Industrial | Ind - Metals (Fabricated) | SHW | No | Ind SHW - O&M (High Cost) | 0.00011017 | 0.00022376 | 0.00033991 | 0.00045934 | 0.00058194 | 0.00070664 | 0.00083396 | 0.00096378 | 0.0010959 | 0.0012304 | 0.0013651 | 0.0015
SDG&E | MM Therms | Industrial | Ind - Metals (Fabricated) | SHW | No | Ind SHW - O&M (Low Cost) | 0.00030189 | 0.00061212 | 0.00092887 | 0.0012525 | 0.0015831 | 0.0019201 | 0.0022636 | 0.0026129 | 0.0029682 | 0.003329 | 0.0036899 | 0.0040508
SDG&E | MM Therms | Industrial | Ind - Metals (Fabricated) | SHW | No | Ind SHW - O&M (Mid Cost) | 0.00016677 | 0.00033823 | 0.00051334 | 0.00069244 | 0.00087551 | 0.0010621 | 0.0012523 | 0.0014458 | 0.0016426 | 0.0018426 | 0.0020426 | 0.0022428
SDG&E | MM Therms | Industrial | Ind - Metals (Fabricated) | MachDr | No | Ind MachDr - Equipment (High Cost) | 4.0218e-05 | 7.7599e-05 | 0.00011205 | 0.00014361 | 0.00017251 | 0.00019891 | 0.00022306 | 0.00024515 | 0.00026533 | 0.00028376 | 0.0003006 | 0.00031597
SDG&E | MM Therms | Industrial | Ind - Metals (Primary) | HVAC | No | Ind HVAC - Equipment (Electric - Low Cost) | 4.1149e-07 | 8.0138e-07 | 1.169e-06 | 1.5132e-06 | 1.8358e-06 | 2.1373e-06 | 2.4194e-06 | 2.6832e-06 | 2.9299e-06 | 3.1605e-06 | 3.3758e-06 | 3.577e-06
SDG&E | MM Therms | Industrial | Ind - Metals (Primary) | HVAC | No | Ind HVAC - Equipment (Electric - Mid Cost) | -2.5533e-06 | -4.9737e-06 | -7.2558e-06 | -9.3931e-06 | -1.1395e-05 | -1.3267e-05 | -1.5019e-05 | -1.6657e-05 | -1.8189e-05 | -1.9621e-05 | -2.0958e-05 | -2.2208e-05
SDG&E | MM Therms | Industrial | Ind - Metals (Primary) | HVAC | No | Ind HVAC - Equipment (Gas - High Cost) | 1.4387e-05 | 2.8178e-05 | 4.1183e-05 | 5.3505e-05 | 6.5167e-05 | 7.609e-05 | 8.6378e-05 | 9.6056e-05 | 0.00010515 | 0.00011369 | 0.00012169 | 0.00012919
SDG&E | MM Therms | Industrial | Ind - Metals (Primary) | HVAC | No | Ind HVAC - Equipment (Gas - Low Cost) | 1.3603e-05 | 2.659e-05 | 3.8812e-05 | 5.0295e-05 | 6.1093e-05 | 7.1237e-05 | 8.0767e-05 | 8.9705e-05 | 9.8091e-05 | 0.00010595 | 0.0001133 | 0.00012016
SDG&E | MM Therms | Industrial | Ind - Metals (Primary) | HVAC | No | Ind HVAC - Equipment (Gas - Mid Cost) | 8.8509e-06 | 1.7305e-05 | 2.5264e-05 | 3.2749e-05 | 3.9794e-05 | 4.6409e-05 | 5.2626e-05 | 5.8459e-05 | 6.3933e-05 | 6.9066e-05 | 7.3863e-05 | 7.8347e-05
SDG&E | MM Therms | Industrial | Ind - Metals (Primary) | HVAC | No | Ind HVAC - O&M (Gas - High Cost) | 1.844e-05 | 3.7349e-05 | 5.6428e-05 | 7.5746e-05 | 9.5294e-05 | 0.0001149 | 0.00013466 | 0.00015455 | 0.00017454 | 0.00019465 | 0.00021479 | 0.00023499
SDG&E | MM Therms | Industrial | Ind - Metals (Primary) | HVAC | No | Ind HVAC - O&M (Gas - Low Cost) | 3.375e-05 | 6.8237e-05 | 0.00010298 | 0.00013791 | 0.00017306 | 0.00020842 | 0.00024397 | 0.00027966 | 0.0003155 | 0.00035147 | 0.00038744 | 0.0004234
SDG&E | MM Therms | Industrial | Ind - Metals (Primary) | HVAC | No | Ind HVAC - O&M (Gas - Mid Cost) | 6.847e-05 | 0.00013847 | 0.00020898 | 0.00027995 | 0.00035142 | 0.00042327 | 0.00049554 | 0.0005681 | 0.000641 | 0.00071416 | 0.00078734 | 0.00086054
SDG&E | MM Therms | Industrial | Ind - Metals (Primary) | ProcHeat | No | Ind ProcHeat - Equipment (Electric - High Cost) | 6.1433e-06 | 1.1981e-05 | 1.7489e-05 | 2.2656e-05 | 2.75e-05 | 3.203e-05 | 3.6271e-05 | 4.0241e-05 | 4.3954e-05 | 4.7425e-05 | 5.067e-05 | 5.3703e-05
SDG&E | MM Therms | Industrial | Ind - Metals (Primary) | ProcHeat | No | Ind ProcHeat - Equipment (Electric - Low Cost) | 3.5812e-06 | 6.9738e-06 | 1.0172e-05 | 1.3168e-05 | 1.5974e-05 | 1.8597e-05 | 2.1051e-05 | 2.3346e-05 | 2.5492e-05 | 2.7498e-05 | 2.9371e-05 | 3.1121e-05
SDG&E | MM Therms | Industrial | Ind - Metals (Primary) | ProcHeat | No | Ind ProcHeat - Equipment (Electric - Mid Cost) | 1.7055e-07 | 3.3225e-07 | 4.8473e-07 | 6.2757e-07 | 7.614e-07 | 8.8654e-07 | 1.0036e-06 | 1.1132e-06 | 1.2156e-06 | 1.3113e-06 | 1.4008e-06 | 1.4844e-06
SDG&E | MM Therms | Industrial | Ind - Metals (Primary) | ProcHeat | No | Ind ProcHeat - Equipment (Gas - High Cost) | 4.1773e-05 | 8.21e-05 | 0.00012025 | 0.00015686 | 0.00019187 | 0.0002245 | 0.00025537 | 0.00028453 | 0.00031197 | 0.00033787 | 0.0003622 | 0.00038512
SDG&E | MM Therms | Industrial | Ind - Metals (Primary) | ProcHeat | No | Ind ProcHeat - Equipment (Gas - Low Cost) | 6.7142e-05 | 0.00013124 | 0.00019155 | 0.00024822 | 0.0003015 | 0.00035155 | 0.00039857 | 0.00044266 | 0.00048404 | 0.00052282 | 0.00055906 | 0.00059291
SDG&E | MM Therms | Industrial | Ind - Metals (Primary) | ProcHeat | No | Ind ProcHeat - Equipment (Gas - Mid Cost) | 0.00013044 | 0.000255 | 0.00037223 | 0.00048243 | 0.00058609 | 0.00068344 | 0.00077492 | 0.00086073 | 0.00094125 | 0.0010167 | 0.0010873 | 0.0011532
SDG&E | MM Therms | Industrial | Ind - Metals (Primary) | ProcHeat | No | Ind ProcHeat - O&M (Electric - Mid Cost) | 4.4461e-06 | 8.9567e-06 | 1.3509e-05 | 1.8075e-05 | 2.2655e-05 | 2.7239e-05 | 3.1829e-05 | 3.6426e-05 | 4.1026e-05 | 4.5629e-05 | 5.0232e-05 | 5.4836e-05
SDG&E | MM Therms | Industrial | Ind - Metals (Primary) | ProcHeat | No | Ind ProcHeat - O&M (Gas - High Cost) | 0.00050607 | 0.0010249 | 0.0015483 | 0.0020781 | 0.0026141 | 0.0031518 | 0.0036937 | 0.0042388 | 0.0047869 | 0.0053379 | 0.0058899 | 0.0064431
SDG&E | MM Therms | Industrial | Ind - Metals (Primary) | ProcHeat | No | Ind ProcHeat - O&M (Gas - Low Cost) | 0.0022245 | 0.0044975 | 0.0067871 | 0.0090892 | 0.011406 | 0.013736 | 0.016079 | 0.018431 | 0.020793 | 0.023163 | 0.025533 | 0.027903
SDG&E | MM Therms | Industrial | Ind - Metals (Primary) | ProcHeat | No | Ind ProcHeat - O&M (Gas - Mid Cost) | 0.00098425 | 0.0019906 | 0.0030046 | 0.0040254 | 0.0050538 | 0.0060875 | 0.0071274 | 0.0081717 | 0.0092207 | 0.010274 | 0.011327 | 0.012381
SDG&E | MM Therms | Industrial | Ind - Metals (Primary) | SHW | No | Ind SHW - Equipment (High Cost) | 1.9623e-06 | 3.8891e-06 | 5.7449e-06 | 7.5533e-06 | 9.31e-06 | 1.0982e-05 | 1.2591e-05 | 1.4139e-05 | 1.5623e-05 | 1.7046e-05 | 1.8406e-05 | 1.9708e-05
SDG&E | MM Therms | Industrial | Ind - Metals (Primary) | SHW | No | Ind SHW - Equipment (Low Cost) | 3.7073e-06 | 7.3148e-06 | 1.0775e-05 | 1.4088e-05 | 1.7265e-05 | 2.0305e-05 | 2.3217e-05 | 2.6e-05 | 2.8662e-05 | 3.1205e-05 | 3.3627e-05 | 3.5933e-05
SDG&E | MM Therms | Industrial | Ind - Metals (Primary) | SHW | No | Ind SHW - Equipment (Mid Cost) | 1.3039e-06 | 2.5736e-06 | 3.7917e-06 | 4.9598e-06 | 6.0804e-06 | 7.1528e-06 | 8.1802e-06 | 9.1626e-06 | 1.0102e-05 | 1.1001e-05 | 1.1856e-05 | 1.2671e-05
SDG&E | MM Therms | Industrial | Ind - Metals (Primary) | SHW | No | Ind SHW - O&M (High Cost) | 1.6809e-05 | 3.4042e-05 | 5.1428e-05 | 6.9025e-05 | 8.6825e-05 | 0.00010468 | 0.00012268 | 0.00014078 | 0.00015899 | 0.00017729 | 0.00019562 | 0.000214
SDG&E | MM Therms | Industrial | Ind - Metals (Primary) | SHW | No | Ind SHW - O&M (Low Cost) | 3.9841e-05 | 8.0554e-05 | 0.00012156 | 0.0001628 | 0.0002043 | 0.00024604 | 0.00028801 | 0.00033014 | 0.00037246 | 0.00041492 | 0.00045738 | 0.00049984
SDG&E | MM Therms | Industrial | Ind - Metals (Primary) | SHW | No | Ind SHW - O&M (Mid Cost) | 9.5522e-05 | 0.00019318 | 0.00029158 | 0.00039064 | 0.00049043 | 0.00059073 | 0.00069163 | 0.00079296 | 0.00089475 | 0.00099691 | 0.0010991 | 0.0012014
SDG&E | MM Therms | Industrial | Ind - Metals (Primary) | MachDr | No | Ind MachDr - Equipment (High Cost) | 7.1912e-07 | 1.3875e-06 | 2.0034e-06 | 2.5677e-06 | 3.0843e-06 | 3.5563e-06 | 3.9879e-06 | 4.3828e-06 | 4.7435e-06 | 5.073e-06 | 5.3739e-06 | 5.6487e-06
SDG&E | MM Therms | Industrial | Ind - Other | HVAC | No | Ind HVAC - Equipment (Electric - Mid Cost) | 2.2345e-06 | 4.3528e-06 | 6.3502e-06 | 8.2212e-06 | 9.9741e-06 | 1.1613e-05 | 1.3147e-05 | 1.4581e-05 | 1.5923e-05 | 1.7176e-05 | 1.8348e-05 | 1.9442e-05
SDG&E | MM Therms | Industrial | Ind - Other | HVAC | No | Ind HVAC - O&M (Electric - Low Cost) | 4.3939e-05 | 8.8498e-05 | 0.00013347 | 0.00017854 | 0.00022375 | 0.00026898 | 0.00031428 | 0.00035964 | 0.00040502 | 0.00045042 | 0.00049582 | 0.00054121
SDG&E | MM Therms | Industrial | Ind - Other | MachDr | No | Ind MachDr - Equipment (High Cost) | 1.5718e-05 | 3.1721e-05 | 4.7882e-05 | 6.4107e-05 | 8.0389e-05 | 9.6694e-05 | 0.00011303 | 0.00012941 | 0.00014582 | 0.00016224 | 0.00017868 | 0.00019513
SDG&E | MM Therms | Industrial | Ind - Other | MachDr | No | Ind MachDr - Equipment (Mid Cost) | 2.8656e-06 | 5.7741e-06 | 8.7097e-06 | 1.1654e-05 | 1.4606e-05 | 1.7561e-05 | 2.0521e-05 | 2.3485e-05 | 2.6452e-05 | 2.942e-05 | 3.2388e-05 | 3.5357e-05
SDG&E | MM Therms | Industrial | Ind - Paper | HVAC | No | Ind HVAC - Equipment (Electric - Low Cost) | 1.6561e-06 | 3.2251e-06 | 4.7043e-06 | 6.0897e-06 | 7.3875e-06 | 8.6008e-06 | 9.736e-06 | 1.0798e-05 | 1.179e-05 | 1.2718e-05 | 1.3584e-05 | 1.4394e-05
SDG&E | MM Therms | Industrial | Ind - Paper | HVAC | No | Ind HVAC - Equipment (Electric - Mid Cost) | 4.2457e-06 | 8.2704e-06 | 1.2065e-05 | 1.5621e-05 | 1.8952e-05 | 2.2067e-05 | 2.4982e-05 | 2.7708e-05 | 3.0258e-05 | 3.264e-05 | 3.4867e-05 | 3.6947e-05
SDG&E | MM Therms | Industrial | Ind - Paper | HVAC | No | Ind HVAC - Equipment (Gas - High Cost) | 2.6248e-06 | 5.0765e-06 | 7.379e-06 | 9.5698e-06 | 1.1647e-05 | 1.3591e-05 | 1.5424e-05 | 1.7147e-05 | 1.8761e-05 | 2.0271e-05 | 2.1684e-05 | 2.3011e-05
SDG&E | MM Therms | Industrial | Ind - Paper | HVAC | No | Ind HVAC - Equipment (Gas - Mid Cost) | 4.7386e-06 | 9.1453e-06 | 1.3275e-05 | 1.717e-05 | 2.0839e-05 | 2.4283e-05 | 2.7522e-05 | 3.0557e-05 | 3.3396e-05 | 3.6044e-05 | 3.8519e-05 | 4.0832e-05
SDG&E | MM Therms | Industrial | Ind - Paper | HVAC | No | Ind HVAC - O&M (Electric - Low Cost) | 8.4708e-06 | 1.7061e-05 | 2.573e-05 | 3.442e-05 | 4.3134e-05 | 5.1855e-05 | 6.0588e-05 | 6.9332e-05 | 7.8081e-05 | 8.6834e-05 | 9.5585e-05 | 0.00010434
SDG&E | MM Therms | Industrial | Ind - Paper | HVAC | No | Ind HVAC - O&M (Gas - High Cost) | 1.6042e-05 | 3.2044e-05 | 4.8112e-05 | 6.4393e-05 | 8.0834e-05 | 9.7344e-05 | 0.00011397 | 0.00013067 | 0.00014739 | 0.0001641 | 0.00018082 | 0.00019757
SDG&E | MM Therms | Industrial | Ind - Paper | HVAC | No | Ind HVAC - O&M (Gas - Low Cost) | 1.2748e-05 | 2.5431e-05 | 3.8149e-05 | 5.0975e-05 | 6.3893e-05 | 7.688e-05 | 8.9948e-05 | 0.00010305 | 0.00011617 | 0.00012926 | 0.00014235 | 0.00015544
SDG&E | MM Therms | Industrial | Ind - Paper | HVAC | No | Ind HVAC - O&M (Gas - Mid Cost) | 8.9982e-06 | 1.7955e-05 | 2.6939e-05 | 3.6009e-05 | 4.515e-05 | 5.4338e-05 | 6.3586e-05 | 7.2861e-05 | 8.215e-05 | 9.1422e-05 | 0.0001007 | 0.00010998
SDG&E | MM Therms | Industrial | Ind - Paper | ProcHeat | No | Ind ProcHeat - Equipment (Gas - High Cost) | 1.8953e-05 | 3.6727e-05 | 5.3452e-05 | 6.9496e-05 | 8.4805e-05 | 9.909e-05 | 0.00011259 | 0.00012532 | 0.00013726 | 0.00014843 | 0.0001589 | 0.00016874
SDG&E | MM Therms | Industrial | Ind - Paper | ProcHeat | No | Ind ProcHeat - Equipment (Gas - Low Cost) | 0.00022878 | 0.00044139 | 0.00064057 | 0.0008282 | 0.0010047 | 0.0011705 | 0.0013264 | 0.0014723 | 0.0016088 | 0.0017361 | 0.001855 | 0.0019661
SDG&E | MM Therms | Industrial | Ind - Paper | ProcHeat | No | Ind ProcHeat - Equipment (Gas - Mid Cost) | 9.5849e-05 | 0.00018499 | 0.00026864 | 0.00034805 | 0.00042314 | 0.00049346 | 0.00055969 | 0.00062181 | 0.00067995 | 0.00073425 | 0.00078502 | 0.00083255
SDG&E | MM Therms | Industrial | Ind - Paper | ProcHeat | No | Ind ProcHeat - O&M (Gas - High Cost) | 3.951e-05 | 7.8959e-05 | 0.00011859 | 0.00015887 | 0.00019967 | 0.00024057 | 0.00028183 | 0.0003233 | 0.00036487 | 0.00040646 | 0.00044812 | 0.00048992
SDG&E | MM Therms | Industrial | Ind - Paper | ProcHeat | No | Ind ProcHeat - O&M (Gas - Low Cost) | 5.2419e-06 | 1.0457e-05 | 1.5686e-05 | 2.096e-05 | 2.6272e-05 | 3.1612e-05 | 3.6986e-05 | 4.2373e-05 | 4.7768e-05 | 5.3151e-05 | 5.8534e-05 | 6.3918e-05
SDG&E | MM Therms | Industrial | Ind - Paper | ProcHeat | No | Ind ProcHeat - O&M (Gas - Mid Cost) | 0.00015788 | 0.00031502 | 0.00047263 | 0.0006317 | 0.00079202 | 0.00095315 | 0.0011153 | 0.001278 | 0.0014408 | 0.0016034 | 0.001766 | 0.0019287
SDG&E | MM Therms | Industrial | Ind - Paper | MachDr | No | Ind MachDr - Equipment (Low Cost) | 6.8444e-06 | 1.3177e-05 | 1.9007e-05 | 2.4339e-05 | 2.9217e-05 | 3.367e-05 | 3.7739e-05 | 4.1455e-05 | 4.4847e-05 | 4.7943e-05 | 5.0767e-05 | 5.3344e-05
SDG&E | MM Therms | Industrial | Ind - Petroleum | ProcHeat | No | Ind ProcHeat - Equipment (Gas - High Cost) | 0.0011664 | 0.0022665 | 0.0032993 | 0.0042743 | 0.005193 | 0.0060509 | 0.006856 | 0.0076106 | 0.0083165 | 0.0089773 | 0.0095958 | 0.010175
SDG&E | MM Therms | Industrial | Ind - Petroleum | ProcHeat | No | Ind ProcHeat - Equipment (Gas - Mid Cost) | 0.0018713 | 0.0036308 | 0.0052801 | 0.0068279 | 0.0082795 | 0.009638 | 0.01091 | 0.0121 | 0.013213 | 0.014252 | 0.015223 | 0.016131
SDG&E | MM Therms | Industrial | Ind - Petroleum | SHW | No | Ind SHW - Equipment (High Cost) | 6.5793e-05 | 0.00012912 | 0.00018974 | 0.00024822 | 0.00030449 | 0.00035799 | 0.00040921 | 0.00045818 | 0.00050489 | 0.00054948 | 0.00059205 | 0.00063274
SDG&E | MM Therms | Industrial | Ind - Petroleum | SHW | No | Ind SHW - Equipment (Low Cost) | 1.8573e-05 | 3.6361e-05 | 5.3352e-05 | 6.9585e-05 | 8.5088e-05 | 9.9881e-05 | 0.000114 | 0.00012745 | 0.00014026 | 0.00015246 | 0.00016407 | 0.00017513
SDG&E | MM Therms | Industrial | Ind - Petroleum | SHW | No | Ind SHW - Equipment (Mid Cost) | 0.00064305 | 0.0012591 | 0.0018477 | 0.0024103 | 0.0029479 | 0.0034607 | 0.0039503 | 0.0044168 | 0.0048612 | 0.0052843 | 0.0056873 | 0.0060711
SDG&E | MM Therms | Industrial | Ind - Petroleum | SHW | No | Ind SHW - O&M (High Cost) | 0.00040835 | 0.00082223 | 0.0012389 | 0.0016622 | 0.0020904 | 0.0025178 | 0.0029477 | 0.0033797 | 0.0038124 | 0.0042466 | 0.0046821 | 0.0051195
SDG&E | MM Therms | Industrial | Ind - Petroleum | SHW | No | Ind SHW - O&M (Low Cost) | 4.9177e-05 | 9.8647e-05 | 0.00014828 | 0.00019808 | 0.00024805 | 0.00029812 | 0.0003483 | 0.00039853 | 0.00044877 | 0.00049901 | 0.00054925 | 0.00059949
SDG&E | MM Therms | Industrial | Ind - Petroleum | SHW | No | Ind SHW - O&M (Mid Cost) | 2.3862e-05 | 4.7871e-05 | 7.1957e-05 | 9.6137e-05 | 0.0001204 | 0.00014471 | 0.00016908 | 0.00019346 | 0.00021786 | 0.00024226 | 0.00026667 | 0.00029107
SDG&E | MM Therms | Industrial | Ind - Petroleum | MachDr | No | Ind MachDr - Equipment (High Cost) | 2.0814e-07 | 4.0155e-07 | 5.7976e-07 | 7.4301e-07 | 8.9248e-07 | 1.029e-06 | 1.1539e-06 | 1.2681e-06 | 1.3725e-06 | 1.4678e-06 | 1.5548e-06 | 1.6343e-06
SDG&E | MM Therms | Industrial | Ind - Plastics | HVAC | No | Ind HVAC - Equipment (Electric - Low Cost) | 1.633e-05 | 3.1802e-05 | 4.6389e-05 | 6.0051e-05 | 7.2849e-05 | 8.4814e-05 | 9.6008e-05 | 0.00010648 | 0.00011627 | 0.00012541 | 0.00013396 | 0.00014194
SDG&E | MM Therms | Industrial | Ind - Plastics | HVAC | No | Ind HVAC - Equipment (Gas - High Cost) | 0.00013731 | 0.00027583 | 0.00041313 | 0.00054916 | 0.0006836 | 0.00081573 | 0.00094642 | 0.0010753 | 0.0012019 | 0.0013261 | 0.0014423 | 0.0015512
SDG&E | MM Therms | Industrial | Ind - Plastics | HVAC | No | Ind HVAC - Equipment (Gas - Low Cost) | 4.9407e-06 | 9.9084e-06 | 1.4825e-05 | 1.9663e-05 | 2.442e-05 | 2.9107e-05 | 3.3733e-05 | 3.8284e-05 | 4.2751e-05 | 4.7124e-05 | 5.1211e-05 | 5.5028e-05
SDG&E | MM Therms | Industrial | Ind - Plastics | HVAC | No | Ind HVAC - Equipment (Gas - Mid Cost) | 0.0002253 | 0.0004519 | 0.0006762 | 0.00089711 | 0.0011144 | 0.0013285 | 0.0015398 | 0.0017477 | 0.0019518 | 0.0021517 | 0.0023385 | 0.0025131
SDG&E | MM Therms | Industrial | Ind - Plastics | HVAC | No | Ind HVAC - O&M (Electric - High Cost) | 2.066e-05 | 4.1638e-05 | 6.2815e-05 | 8.4057e-05 | 0.00010536 | 0.00012669 | 0.00014805 | 0.00016945 | 0.00019087 | 0.0002123 | 0.00023374 | 0.00025518
SDG&E | MM Therms | Industrial | Ind - Plastics | HVAC | No | Ind HVAC - O&M (Electric - Low Cost) | 4.6934e-05 | 9.4528e-05 | 0.00014256 | 0.00019071 | 0.00023899 | 0.0002873 | 0.00033569 | 0.00038413 | 0.00043261 | 0.0004811 | 0.00052958 | 0.00057807
SDG&E | MM Therms | Industrial | Ind - Plastics | HVAC | No | Ind HVAC - O&M (Gas - High Cost) | 1.6578e-05 | 3.4496e-05 | 5.3514e-05 | 7.3715e-05 | 9.5111e-05 | 0.00011761 | 0.00014144 | 0.00016661 | 0.00019308 | 0.0002209 | 0.00024878 | 0.00027675
SDG&E | MM Therms | Industrial | Ind - Plastics | HVAC | No | Ind HVAC - O&M (Gas - Low Cost) | 1.2965e-06 | 2.6919e-06 | 4.1701e-06 | 5.7274e-06 | 7.3665e-06 | 9.095e-06 | 1.0921e-05 | 1.2844e-05 | 1.4864e-05 | 1.6982e-05 | 1.91e-05 | 2.1218e-05
SDG&E | MM Therms | Industrial | Ind - Plastics | HVAC | No | Ind HVAC - O&M (Gas - Mid Cost) | 0.0014968 | 0.003108 | 0.0048149 | 0.006614 | 0.0085079 | 0.010505 | 0.012615 | 0.014837 | 0.017172 | 0.01962 | 0.022068 | 0.024517
SDG&E | MM Therms | Industrial | Ind - Plastics | ProcHeat | No | Ind ProcHeat - Equipment (Electric - High Cost) | 5.0138e-05 | 0.00010107 | 0.0001525 | 0.00020416 | 0.00025604 | 0.00030794 | 0.00035995 | 0.00041207 | 0.00046424 | 0.00051647 | 0.00056874 | 0.00062105
SDG&E | MM Therms | Industrial | Ind - Plastics | ProcHeat | No | Ind ProcHeat - Equipment (Electric - Low Cost) | 1.5311e-05 | 3.0838e-05 | 4.6507e-05 | 6.2215e-05 | 7.7965e-05 | 9.3728e-05 | 0.00010951 | 0.00012532 | 0.00014113 | 0.00015695 | 0.00017277 | 0.00018859
SDG&E | MM Therms | Industrial | Ind - Plastics | ProcHeat | No | Ind ProcHeat - Equipment (Gas - High Cost) | 0.00022778 | 0.00047401 | 0.0007354 | 0.0010132 | 0.0013076 | 0.0016171 | 0.0019449 | 0.0022912 | 0.0026555 | 0.0030384 | 0.0034222 | 0.0038073
SDG&E | MM Therms | Industrial | Ind - Plastics | ProcHeat | No | Ind ProcHeat - Equipment (Gas - Low Cost) | 0.00026103 | 0.00054197 | 0.00083959 | 0.0011532 | 0.0014832 | 0.0018313 | 0.002199 | 0.0025862 | 0.0029931 | 0.0034196 | 0.0038461 | 0.0042726
SDG&E | MM Therms | Industrial | Ind - Plastics | ProcHeat | No | Ind ProcHeat - Equipment (Gas - Mid Cost) | 0.00064587 | 0.0013414 | 0.0020785 | 0.002856 | 0.0036751 | 0.0045386 | 0.0054511 | 0.0064124 | 0.0074227 | 0.0084821 | 0.0095418 | 0.010602
SDG&E | MM Therms | Industrial | Ind - Plastics | ProcHeat | No | Ind ProcHeat - O&M (Gas - High Cost) | 0.00035095 | 0.00072966 | 0.0011313 | 0.0015565 | 0.0020051 | 0.0024777 | 0.0029775 | 0.0035044 | 0.0040584 | 0.0046396 | 0.0052215 | 0.0058042
SDG&E | MM Therms | Industrial | Ind - Plastics | ProcHeat | No | Ind ProcHeat - O&M (Gas - Low Cost) | 0.00011933 | 0.00024775 | 0.00038378 | 0.00052707 | 0.00067787 | 0.00083691 | 0.0010049 | 0.0011818 | 0.0013677 | 0.0015625 | 0.0017573 | 0.0019522
SDG&E | MM Therms | Industrial | Ind - Plastics | ProcHeat | No | Ind ProcHeat - O&M (Gas - Mid Cost) | 0.00040473 | 0.00084052 | 0.0013023 | 0.0017892 | 0.002302 | 0.0028426 | 0.0034139 | 0.0040157 | 0.0046482 | 0.0053112 | 0.0059744 | 0.0066379
SDG&E | MM Therms | Industrial | Ind - Plastics | SHW | No | Ind SHW - Equipment (High Cost) | 0.00017646 | 0.0003582 | 0.00054194 | 0.00072806 | 0.00091598 | 0.001104 | 0.0012938 | 0.0014847 | 0.0016759 | 0.0018673 | 0.0020501 | 0.0022248
SDG&E | MM Therms | Industrial | Ind - Plastics | SHW | No | Ind SHW - Equipment (Low Cost) | 0.00015979 | 0.00032353 | 0.00048868 | 0.00065433 | 0.00082032 | 0.000987 | 0.0011547 | 0.0013227 | 0.0014909 | 0.0016587 | 0.0018185 | 0.0019707
SDG&E | MM Therms | Industrial | Ind - Plastics | SHW | No | Ind SHW - Equipment (Mid Cost) | 0.00022314 | 0.00045194 | 0.00068277 | 0.00091458 | 0.0011471 | 0.0013804 | 0.0016153 | 0.0018508 | 0.0020865 | 0.0023218 | 0.0025459 | 0.0027594
SDG&E | MM Therms | Industrial | Ind - Plastics | SHW | No | Ind SHW - O&M (High Cost) | 0.00029423 | 0.00061187 | 0.00094885 | 0.001306 | 0.0016837 | 0.0020812 | 0.0025018 | 0.0029458 | 0.0034126 | 0.0039029 | 0.0043937 | 0.0048854
SDG&E | MM Therms | Industrial | Ind - Plastics | SHW | No | Ind SHW - O&M (Low Cost) | 0.00049389 | 0.0010254 | 0.0015885 | 0.0021817 | 0.0028061 | 0.0034645 | 0.0041601 | 0.0048925 | 0.0056621 | 0.0064687 | 0.0072754 | 0.0080821
SDG&E | MM Therms | Industrial | Ind - Plastics | SHW | No | Ind SHW - O&M (Mid Cost) | 0.00050767 | 0.0010545 | 0.0016339 | 0.0022452 | 0.0028893 | 0.0035682 | 0.0042858 | 0.0050418 | 0.0058363 | 0.0066695 | 0.007503 | 0.008337
SDG&E | MM Therms | Industrial | Ind - Plastics | MachDr | No | Ind MachDr - Equipment (High Cost) | 5.7612e-06 | 1.163e-05 | 1.7557e-05 | 2.3509e-05 | 2.9482e-05 | 3.5465e-05 | 4.1461e-05 | 4.7472e-05 | 5.3493e-05 | 5.952e-05 | 6.5555e-05 | 7.1594e-05
SDG&E | MM Therms | Industrial | Ind - Plastics | MachDr | No | Ind MachDr - Equipment (Mid Cost) | 2.6313e-05 | 5.3024e-05 | 7.9984e-05 | 0.00010702 | 0.00013414 | 0.00016128 | 0.00018846 | 0.00021569 | 0.00024294 | 0.0002702 | 0.00029747 | 0.00032474
SDG&E | MM Therms | Industrial | Ind - Printing & Publishing | HVAC | No | Ind HVAC - Equipment (Electric - High Cost) | 4.956e-07 | 9.6775e-07 | 1.4134e-06 | 1.8316e-06 | 2.2237e-06 | 2.5907e-06 | 2.9344e-06 | 3.2564e-06 | 3.5578e-06 | 3.8397e-06 | 4.1034e-06 | 4.3501e-06
SDG&E | MM Therms | Industrial | Ind - Printing & Publishing | HVAC | No | Ind HVAC - Equipment (Electric - Low Cost) | 2.5306e-05 | 4.9282e-05 | 7.1886e-05 | 9.3057e-05 | 0.00011289 | 0.00013143 | 0.00014878 | 0.000165 | 0.00018017 | 0.00019435 | 0.00020759 | 0.00021996
SDG&E | MM Therms | Industrial | Ind - Printing & Publishing | HVAC | No | Ind HVAC - Equipment (Electric - Mid Cost) | 2.2625e-06 | 4.4078e-06 | 6.4308e-06 | 8.326e-06 | 1.0102e-05 | 1.1762e-05 | 1.3316e-05 | 1.4769e-05 | 1.6128e-05 | 1.7398e-05 | 1.8585e-05 | 1.9694e-05
SDG&E | MM Therms | Industrial | Ind - Printing & Publishing | HVAC | No | Ind HVAC - Equipment (Gas - High Cost) | 0.00012403 | 0.00024446 | 0.00036077 | 0.00047542 | 0.00058752 | 0.00069401 | 0.00079668 | 0.00089554 | 0.00099014 | 0.001081 | 0.0011664 | 0.0012469
SDG&E | MM Therms | Industrial | Ind - Printing & Publishing | HVAC | No | Ind HVAC - Equipment (Gas - Low Cost) | 1.1952e-05 | 2.3442e-05 | 3.4476e-05 | 4.5087e-05 | 5.5268e-05 | 6.503e-05 | 7.4373e-05 | 8.33e-05 | 9.1817e-05 | 9.9944e-05 | 0.00010754 | 0.00011463
SDG&E | MM Therms | Industrial | Ind - Printing & Publishing | HVAC | No | Ind HVAC - Equipment (Gas - Mid Cost) | 9.7727e-05 | 0.00019172 | 0.000282 | 0.0003689 | 0.00045234 | 0.00053232 | 0.00060889 | 0.00068208 | 0.00075191 | 0.00081857 | 0.00088085 | 0.00093908
SDG&E | MM Therms | Industrial | Ind - Printing & Publishing | HVAC | No | Ind HVAC - O&M (Electric - Low Cost) | 0.0011821 | 0.0023808 | 0.0035906 | 0.0048033 | 0.0060194 | 0.0072365 | 0.0084552 | 0.0096754 | 0.010896 | 0.012118 | 0.013339 | 0.014561
SDG&E | MM Therms | Industrial | Ind - Printing & Publishing | HVAC | No | Ind HVAC - O&M (Electric - Mid Cost) | 0.0001781 | 0.00035886 | 0.00054129 | 0.00072424 | 0.00090772 | 0.0010914 | 0.0012753 | 0.0014595 | 0.0016438 | 0.0018283 | 0.0020127 | 0.0021972
SDG&E | MM Therms | Industrial | Ind - Printing & Publishing | ProcHeat | No | Ind ProcHeat - Equipment (Gas - High Cost) | 0.00011435 | 0.00022443 | 0.00033021 | 0.00043223 | 0.00053033 | 0.0006243 | 0.00071432 | 0.00080042 | 0.00088259 | 0.00096107 | 0.0010344 | 0.0011031
SDG&E | MM Therms | Industrial | Ind - Printing & Publishing | ProcHeat | No | Ind ProcHeat - Equipment (Gas - Mid Cost) | 0.00044895 | 0.00088097 | 0.001296 | 0.0016961 | 0.0020806 | 0.002449 | 0.0028018 | 0.0031392 | 0.0034611 | 0.0037685 | 0.0040559 | 0.0043246
SDG&E | MM Therms | Industrial | Ind - Printing & Publishing | ProcHeat | No | Ind ProcHeat - O&M (Gas - High Cost) | 0.00095046 | 0.0019311 | 0.0029405 | 0.0039851 | 0.0050616 | 0.006165 | 0.0072967 | 0.0084557 | 0.0096399 | 0.010851 | 0.012063 | 0.013277
SDG&E | MM Therms | Industrial | Ind - Printing & Publishing | ProcHeat | No | Ind ProcHeat - O&M (Gas - Low Cost) | 0.00078977 | 0.0016024 | 0.0024377 | 0.0032975 | 0.0041804 | 0.0050867 | 0.0060151 | 0.0069646 | 0.0079344 | 0.0089247 | 0.0099152 | 0.010906
SDG&E | MM Therms | Industrial | Ind - Printing & Publishing | ProcHeat | No | Ind ProcHeat - O&M (Gas - Mid Cost) | 0.00056188 | 0.0011405 | 0.0017355 | 0.002349 | 0.0029799 | 0.003627 | 0.0042903 | 0.0049691 | 0.0056625 | 0.006371 | 0.0070799 | 0.0077894
SDG&E | MM Therms | Industrial | Ind - Stone, Glass & Clay | HVAC | No | Ind HVAC - Equipment (Gas - High Cost) | 7.0938e-06 | 1.3898e-05 | 2.0416e-05 | 2.6731e-05 | 3.2838e-05 | 3.867e-05 | 4.4262e-05 | 4.9614e-05 | 5.4718e-05 | 5.959e-05 | 6.4152e-05 | 6.8428e-05
SDG&E | MM Therms | Industrial | Ind - Stone, Glass & Clay | HVAC | No | Ind HVAC - Equipment (Gas - Mid Cost) | 3.5678e-05 | 6.9768e-05 | 0.00010236 | 0.0001337 | 0.00016383 | 0.00019268 | 0.00022028 | 0.00024661 | 0.00027171 | 0.0002956 | 0.00031793 | 0.0003388
SDG&E | MM Therms | Industrial | Ind - Stone, Glass & Clay | ProcHeat | No | Ind ProcHeat - Equipment (Gas - High Cost) | 0.00043092 | 0.00084582 | 0.001244 | 0.0016328 | 0.0020099 | 0.0023695 | 0.0027147 | 0.0030455 | 0.0033612 | 0.0036628 | 0.0039455 | 0.0042109
SDG&E | MM Therms | Industrial | Ind - Stone, Glass & Clay | ProcHeat | No | Ind ProcHeat - Equipment (Gas - Low Cost) | 1.2566e-05 | 2.457e-05 | 3.6046e-05 | 4.7071e-05 | 5.7665e-05 | 6.7812e-05 | 7.7517e-05 | 8.6776e-05 | 9.5598e-05 | 0.000104 | 0.00011184 | 0.00011917
SDG&E | MM Therms | Industrial | Ind - Stone, Glass & Clay | ProcHeat | No | Ind ProcHeat - Equipment (Gas - Mid Cost) | 0.00013993 | 0.00027366 | 0.00040152 | 0.00052447 | 0.00064269 | 0.00075587 | 0.00086416 | 0.00096751 | 0.001066 | 0.0011598 | 0.0012474 | 0.0013293
SDG&E | MM Therms | Industrial | Ind - Stone, Glass & Clay | ProcHeat | No | Ind ProcHeat - O&M (Gas - High Cost) | 0.0015156 | 0.0030692 | 0.004661 | 0.0063047 | 0.0079998 | 0.0097354 | 0.011514 | 0.013333 | 0.015189 | 0.017083 | 0.018978 | 0.020876
SDG&E | MM Therms | Industrial | Ind - Stone, Glass & Clay | ProcHeat | No | Ind ProcHeat - O&M (Gas - Low Cost) | 0.0013406 | 0.0027114 | 0.0041141 | 0.0055566 | 0.0070404 | 0.0085614 | 0.010119 | 0.011709 | 0.013331 | 0.014984 | 0.016637 | 0.01829
SDG&E | MM Therms | Industrial | Ind - Stone, Glass & Clay | ProcHeat | No | Ind ProcHeat - O&M (Gas - Mid Cost) | 0.0055576 | 0.011243 | 0.017063 | 0.023054 | 0.029222 | 0.035542 | 0.042015 | 0.048629 | 0.055375 | 0.062251 | 0.06913 | 0.076013
SDG&E | MM Therms | Industrial | Ind - Textiles | HVAC | No | Ind HVAC - Equipment (Electric - Low Cost) | 4.9805e-08 | 9.6992e-08 | 1.4148e-07 | 1.8314e-07 | 2.2217e-07 | 2.5867e-07 | 2.9281e-07 | 3.2474e-07 | 3.5459e-07 | 3.8249e-07 | 4.0855e-07 | 4.3289e-07
SDG&E | MM Therms | Industrial | Ind - Textiles | HVAC | No | Ind HVAC - O&M (Electric - Low Cost) | 2.6433e-06 | 5.324e-06 | 8.0294e-06 | 1.0741e-05 | 1.3461e-05 | 1.6183e-05 | 1.8908e-05 | 2.1637e-05 | 2.4368e-05 | 2.7099e-05 | 2.9831e-05 | 3.2562e-05
SDG&E | MM Therms | Industrial | Ind - Textiles | ProcHeat | No | Ind ProcHeat - Equipment (Gas - High Cost) | 5.973e-05 | 0.0001191 | 0.00017839 | 0.00023904 | 0.00030059 | 0.00036115 | 0.00042199 | 0.00048263 | 0.00054284 | 0.00060257 | 0.00066254 | 0.00072295
SDG&E | MM Therms | Industrial | Ind - Textiles | ProcHeat | No | Ind ProcHeat - Equipment (Gas - Mid Cost) | 0.00015336 | 0.00030468 | 0.00045484 | 0.0006042 | 0.00075287 | 0.00090059 | 0.0010479 | 0.0011939 | 0.0013386 | 0.0014813 | 0.0016241 | 0.0017669
SDG&E | MM Therms | Industrial | Ind - Textiles | ProcHeat | No | Ind ProcHeat - O&M (Gas - High Cost) | 6.7951e-05 | 0.00013518 | 0.00020199 | 0.00026885 | 0.0003357 | 0.00040199 | 0.0004682 | 0.00053397 | 0.00059919 | 0.00066365 | 0.00072819 | 0.00079284
SDG&E | MM Therms | Industrial | Ind - Textiles | ProcHeat | No | Ind ProcHeat - O&M (Gas - Low Cost) | 0.00013662 | 0.00027137 | 0.00040508 | 0.00053797 | 0.00067018 | 0.00080159 | 0.00093258 | 0.0010624 | 0.001191 | 0.0013179 | 0.0014448 | 0.0015717
SDG&E | MM Therms | Industrial | Ind - Textiles | ProcHeat | No | Ind ProcHeat - O&M (Gas - Mid Cost) | 0.00015442 | 0.00030681 | 0.00045803 | 0.00060845 | 0.0007582 | 0.00090698 | 0.0010553 | 0.0012024 | 0.0013481 | 0.0014919 | 0.0016358 | 0.0017796
SDG&E | MM Therms | Industrial | Ind - Textiles | SHW | No | Ind SHW - Equipment (High Cost) | 5.4453e-06 | 1.0639e-05 | 1.5581e-05 | 2.0377e-05 | 2.5006e-05 | 2.935e-05 | 3.3504e-05 | 3.7458e-05 | 4.12e-05 | 4.474e-05 | 4.8133e-05 | 5.1394e-05
SDG&E | MM Therms | Industrial | Ind - Textiles | SHW | No | Ind SHW - Equipment (Mid Cost) | 8.3823e-06 | 1.6257e-05 | 2.3696e-05 | 3.074e-05 | 3.7414e-05 | 4.3729e-05 | 4.9724e-05 | 5.5382e-05 | 6.0719e-05 | 6.5733e-05 | 7.0508e-05 | 7.5055e-05
SDG&E | MM Therms | Industrial | Ind - Textiles | SHW | No | Ind SHW - O&M (High Cost) | 4.0432e-05 | 8.0435e-05 | 0.00012018 | 0.00015993 | 0.00019965 | 0.00023904 | 0.00027839 | 0.00031747 | 0.00035621 | 0.0003945 | 0.00043282 | 0.00047122
SDG&E | MM Therms | Industrial | Ind - Textiles | SHW | No | Ind SHW - O&M (Low Cost) | 0.00014531 | 0.00028862 | 0.00043082 | 0.00057213 | 0.00071269 | 0.00085241 | 0.00099168 | 0.0011297 | 0.0012664 | 0.0014013 | 0.0015362 | 0.0016711
SDG&E | MM Therms | Industrial | Ind - Textiles | SHW | No | Ind SHW - O&M (Mid Cost) | 6.617e-05 | 0.00013148 | 0.0001963 | 0.0002608 | 0.00032504 | 0.00038885 | 0.00045248 | 0.00051558 | 0.0005781 | 0.0006398 | 0.00070152 | 0.00076328
SDG&E | MM Therms | Industrial | Ind - Transportation Equipment | HVAC | No | Ind HVAC - Equipment (Gas - High Cost) | 0.00051004 | 0.00099773 | 0.0014624 | 0.0019072 | 0.0023308 | 0.0027293 | 0.0031058 | 0.0034606 | 0.0037942 | 0.004108 | 0.0044019 | 0.0046773
SDG&E | MM Therms | Industrial | Ind - Transportation Equipment | HVAC | No | Ind HVAC - Equipment (Gas - Low Cost) | 3.1811e-05 | 6.2106e-05 | 9.0914e-05 | 0.00011827 | 0.00014416 | 0.00016859 | 0.00019161 | 0.00021324 | 0.00023356 | 0.00025263 | 0.00027044 | 0.00028709
SDG&E | MM Therms | Industrial | Ind - Transportation Equipment | HVAC | No | Ind HVAC - Equipment (Gas - Mid Cost) | 0.0005198 | 0.0010151 | 0.0014862 | 0.001934 | 0.0023582 | 0.0027582 | 0.0031354 | 0.0034899 | 0.0038229 | 0.0041356 | 0.0044277 | 0.0047008
SDG&E | MM Therms | Industrial | Ind - Transportation Equipment | HVAC | No | Ind HVAC - O&M (Electric - Low Cost) | 0.00012974 | 0.00026131 | 0.00039408 | 0.00052718 | 0.00066064 | 0.00079421 | 0.00092797 | 0.0010619 | 0.0011959 | 0.0013299 | 0.001464 | 0.001598
SDG&E | MM Therms | Industrial | Ind - Transportation Equipment | HVAC | No | Ind HVAC - O&M (Gas - High Cost) | 0.00019516 | 0.00039485 | 0.00059847 | 0.00080698 | 0.0010194 | 0.0012334 | 0.0014498 | 0.001668 | 0.0018876 | 0.0021087 | 0.0023303 | 0.0025525
SDG&E | MM Therms | Industrial | Ind - Transportation Equipment | HVAC | No | Ind HVAC - O&M (Gas - Low Cost) | 0.00026201 | 0.0005291 | 0.00080097 | 0.0010773 | 0.0013573 | 0.00164 | 0.0019252 | 0.0022121 | 0.0025005 | 0.0027903 | 0.00308 | 0.0033698
SDG&E | MM Therms | Industrial | Ind - Transportation Equipment | HVAC | No | Ind HVAC - O&M (Gas - Mid Cost) | 0.0007238 | 0.001462 | 0.0022136 | 0.0029783 | 0.0037537 | 0.0045364 | 0.0053262 | 0.006121 | 0.0069201 | 0.0077232 | 0.0085265 | 0.0093301
SDG&E | MM Therms | Industrial | Ind - Transportation Equipment | Lighting | No | Ind Lighting - Equipment (High Cost) | 4.1931e-07 | 8.1814e-07 | 1.1942e-06 | 1.5466e-06 | 1.8767e-06 | 2.1854e-06 | 2.4741e-06 | 2.7444e-06 | 2.997e-06 | 3.233e-06 | 3.4537e-06 | 3.6598e-06
SDG&E | MM Therms | Industrial | Ind - Transportation Equipment | Lighting | No | Ind Lighting - Equipment (Low Cost) | 0.00017338 | 0.00033748 | 0.00049205 | 0.00063667 | 0.00077201 | 0.00089843 | 0.0010166 | 0.001127 | 0.0012301 | 0.0013264 | 0.0014163 | 0.0015001
SDG&E | MM Therms | Industrial | Ind - Transportation Equipment | ProcHeat | No | Ind ProcHeat - Equipment (Electric - Low Cost) | 2.3179e-06 | 4.6684e-06 | 7.0405e-06 | 9.4185e-06 | 1.1803e-05 | 1.4189e-05 | 1.6579e-05 | 1.8971e-05 | 2.1365e-05 | 2.376e-05 | 2.6155e-05 | 2.8549e-05
SDG&E | MM Therms | Industrial | Ind - Transportation Equipment | ProcHeat | No | Ind ProcHeat - Equipment (Gas - High Cost) | 0.00080237 | 0.0016237 | 0.0024616 | 0.0033216 | 0.0041995 | 0.0050827 | 0.0059764 | 0.0068783 | 0.007786 | 0.0087006 | 0.0096174 | 0.010538
SDG&E | MM Therms | Industrial | Ind - Transportation Equipment | ProcHeat | No | Ind ProcHeat - Equipment (Gas - Low Cost) | 0.00010172 | 0.00020542 | 0.00031097 | 0.00041826 | 0.00052698 | 0.00063675 | 0.0007475 | 0.00085891 | 0.0009709 | 0.0010834 | 0.0011959 | 0.0013085
SDG&E | MM Therms | Industrial | Ind - Transportation Equipment | ProcHeat | No | Ind ProcHeat - Equipment (Gas - Mid Cost) | 0.0029158 | 0.0058897 | 0.0089175 | 0.011998 | 0.015122 | 0.018276 | 0.021458 | 0.02466 | 0.02788 | 0.031115 | 0.034352 | 0.03759
SDG&E | MM Therms | Industrial | Ind - Transportation Equipment | ProcHeat | No | Ind ProcHeat - O&M (Gas - High Cost) | 0.0017529 | 0.003547 | 0.0053768 | 0.0072516 | 0.0091629 | 0.011087 | 0.013034 | 0.014997 | 0.016973 | 0.018964 | 0.020958 | 0.022959
SDG&E | MM Therms | Industrial | Ind - Transportation Equipment | ProcHeat | No | Ind ProcHeat - O&M (Gas - Low Cost) | 0.00024603 | 0.00049684 | 0.00075213 | 0.0010116 | 0.0012746 | 0.0015401 | 0.0018079 | 0.0020773 | 0.0023482 | 0.0026203 | 0.0028924 | 0.0031646
SDG&E | MM Therms | Industrial | Ind - Transportation Equipment | ProcHeat | No | Ind ProcHeat - O&M (Gas - Mid Cost) | 0.0038692 | 0.007816 | 0.011835 | 0.015924 | 0.020072 | 0.024259 | 0.028484 | 0.032736 | 0.037011 | 0.041308 | 0.045606 | 0.049907
SDG&E | MM Therms | Industrial | Ind - Transportation Equipment | SHW | No | Ind SHW - Equipment (High Cost) | 0.00052322 | 0.0010331 | 0.0015282 | 0.002011 | 0.0024795 | 0.0029287 | 0.0033613 | 0.0037767 | 0.0041748 | 0.0045565 | 0.0049207 | 0.0052686
SDG&E | MM Therms | Industrial | Ind - Transportation Equipment | SHW | No | Ind SHW - Equipment (Low Cost) | 0.00051412 | 0.0010132 | 0.0014969 | 0.0019651 | 0.0024168 | 0.0028511 | 0.0032682 | 0.0036678 | 0.0040503 | 0.0044162 | 0.0047646 | 0.0050964
SDG&E | MM Therms | Industrial | Ind - Transportation Equipment | SHW | No | Ind SHW - Equipment (Mid Cost) | 4.358e-05 | 8.591e-05 | 0.00012695 | 0.00016672 | 0.00020512 | 0.00024203 | 0.0002775 | 0.00031149 | 0.00034403 | 0.00037516 | 0.00040482 | 0.00043308
SDG&E | MM Therms | Industrial | Ind - Transportation Equipment | SHW | No | Ind SHW - O&M (High Cost) | 7.2279e-06 | 1.4055e-05 | 2.3903e-05 | 5.2348e-05 | 9.2997e-05 | 0.00012706 | 0.00016558 | 0.00020749 | 0.00025055 | 0.00029704 | 0.00034502 | 0.00039637
SDG&E | MM Therms | Industrial | Ind - Transportation Equipment | SHW | No | Ind SHW - O&M (Mid Cost) | 0.00094157 | 0.0019024 | 0.0028808 | 0.0038773 | 0.0048885 | 0.0059089 | 0.0069389 | 0.0079757 | 0.0090183 | 0.010066 | 0.011115 | 0.012165
SDG&E | MM Therms | Industrial | Ind - Transportation Equipment | MachDr | No | Ind MachDr - Equipment (High Cost) | 3.9779e-05 | 8.0283e-05 | 0.00012119 | 0.00016226 | 0.00020349 | 0.00024477 | 0.00028614 | 0.00032762 | 0.00036915 | 0.00041073 | 0.00045236 | 0.00049401
SDG&E | MM Therms | Agricultural | Agr - Concentrated Animal Feeding Operation | SHW | No | Ag SHWC - Equipment (High Cost) | 0.00058602 | 0.0012376 | 0.0018928 | 0.0025541 | 0.0032171 | 0.0038792 | 0.0045421 | 0.0052059 | 0.0058701 | 0.0065351 | 0.0072043 | 0.0078779
SDG&E | MM Therms | Agricultural | Agr - Concentrated Animal Feeding Operation | SHW | No | Ag SHWC - Equipment (Low Cost) | 0.00085023 | 0.0017042 | 0.0025619 | 0.0034228 | 0.0042832 | 0.0051436 | 0.0060041 | 0.0068646 | 0.007725 | 0.0085856 | 0.0094506 | 0.01032
SDG&E | MM Therms | Agricultural | Agr - Concentrated Animal Feeding Operation | SHW | No | Ag SHWC - Equipment (Mid Cost) | 0.0017644 | 0.0035374 | 0.005318 | 0.0071068 | 0.0088955 | 0.010684 | 0.012472 | 0.014261 | 0.016051 | 0.017841 | 0.01964 | 0.021449
SDG&E | MM Therms | Agricultural | Agr - Concentrated Animal Feeding Operation | SHW | No | Ag SHWC - O&M (High Cost) | 0.0019298 | 0.0038705 | 0.0058206 | 0.007783 | 0.0097479 | 0.011711 | 0.013676 | 0.015642 | 0.01761 | 0.019578 | 0.021559 | 0.023551
SDG&E | MM Therms | Agricultural | Agr - Concentrated Animal Feeding Operation | SHW | No | Ag SHWC - O&M (Low Cost) | 0.0091953 | 0.018431 | 0.027706 | 0.037017 | 0.046322 | 0.055627 | 0.064932 | 0.074237 | 0.083543 | 0.092848 | 0.1022 | 0.11161
SDG&E | MM Therms | Agricultural | Agr - Concentrated Animal Feeding Operation | SHW | No | Ag SHWC - O&M (Mid Cost) | 0.0053679 | 0.010762 | 0.016179 | 0.021621 | 0.027062 | 0.032503 | 0.037944 | 0.043387 | 0.048831 | 0.054276 | 0.059751 | 0.065255
SDG&E | MM Therms | Agricultural | Agr - Dairies | MachDr | No | Ag Process Mtr - Equipment (High Cost) | 0.00013025 | 0.00026223 | 0.00039546 | 0.00053035 | 0.00066669 | 0.0008043 | 0.00094291 | 0.0010826 | 0.001223 | 0.0013636 | 0.0015039 | 0.0016438
SDG&E | MM Therms | Agricultural | Agr - Dairies | MachDr | No | Ag Process Mtr - Equipment (Mid Cost) | -0.00062915 | -0.001264 | -0.0019044 | -0.0025516 | -0.0032052 | -0.0038644 | -0.0045279 | -0.0051958 | -0.0058663 | -0.0065373 | -0.0072061 | -0.0078726
SDG&E | MM Therms | Agricultural | Agr - Irrigated Agriculture | MachDr | No | Ag Motor Pmp - Equipment (High Cost) | 0.00013013 | 0.00026199 | 0.00039512 | 0.00052989 | 0.00066613 | 0.00080362 | 0.00094212 | 0.0010817 | 0.001222 | 0.0013625 | 0.0015027 | 0.0016425
SDG&E | MM Therms | Agricultural | Agr - Irrigated Agriculture | MachDr | No | Ag Motor Pmp - Equipment (Mid Cost) | -0.00062808 | -0.0012619 | -0.0019013 | -0.0025474 | -0.0032 | -0.0038582 | -0.0045206 | -0.0051875 | -0.0058569 | -0.0065269 | -0.0071947 | -0.0078602
SDG&E | MM Therms | Agricultural | Agr - Post-Harvest Processing | ProcHeat | No | Ag Process Dry - Equipment (High Cost) | 0.0017536 | 0.0035204 | 0.0052972 | 0.0070914 | 0.0088927 | 0.01069 | 0.012491 | 0.014296 | 0.016103 | 0.017912 | 0.019732 | 0.021565
SDG&E | MM Therms | Agricultural | Agr - Post-Harvest Processing | ProcHeat | No | Ag Process Dry - Equipment (Low Cost) | 0.00088748 | 0.0017789 | 0.0026741 | 0.0035728 | 0.0044711 | 0.0053693 | 0.0062675 | 0.0071657 | 0.008064 | 0.0089624 | 0.0098654 | 0.010773
SDG&E | MM Therms | Agricultural | Agr - Post-Harvest Processing | ProcHeat | No | Ag Process Dry - Equipment (Mid Cost) | 0.0046335 | 0.009289 | 0.013965 | 0.018661 | 0.023357 | 0.028052 | 0.032747 | 0.037444 | 0.042141 | 0.04684 | 0.051563 | 0.056312
SDG&E | MM Therms | Agricultural | Agr - Post-Harvest Processing | ProcHeat | No | Ag Process Dry - O&M (High Cost) | 0.0044827 | 0.00899 | 0.013519 | 0.018074 | 0.022635 | 0.027191 | 0.031751 | 0.036315 | 0.04088 | 0.045448 | 0.050042 | 0.054665
SDG&E | MM Therms | Agricultural | Agr - Post-Harvest Processing | ProcHeat | No | Ag Process Dry - O&M (Low Cost) | 0.0022379 | 0.0044858 | 0.0067432 | 0.0090094 | 0.011274 | 0.013539 | 0.015804 | 0.018069 | 0.020334 | 0.0226 | 0.024877 | 0.027166
SDG&E | MM Therms | Agricultural | Agr - Post-Harvest Processing | ProcHeat | No | Ag Process Dry - O&M (Mid Cost) | 0.0035173 | 0.0070517 | 0.010602 | 0.014168 | 0.017734 | 0.021299 | 0.024866 | 0.028433 | 0.032001 | 0.03557 | 0.039158 | 0.042766
SDG&E | MM Therms | Agricultural | Agr - Post-Harvest Processing | MachDr | No | Ag Process Mtr - Equipment (High Cost) | 0.0001296 | 0.00026091 | 0.00039348 | 0.0005277 | 0.00066336 | 0.00080028 | 0.00093819 | 0.0010772 | 0.0012169 | 0.0013568 | 0.0014964 | 0.0016356
SDG&E | MM Therms | Agricultural | Agr - Post-Harvest Processing | MachDr | No | Ag Process Mtr - Equipment (Mid Cost) | -0.000626 | -0.0012577 | -0.0018949 | -0.0025388 | -0.0031892 | -0.0038451 | -0.0045053 | -0.0051698 | -0.005837 | -0.0065046 | -0.0071701 | -0.0078332
SDG&E | MM Therms | Agricultural | Agr - Wineries and Vineyards | HVAC | No | Ag HVAC - Equipment (High Cost) | 6.2899e-06 | 1.2803e-05 | 1.9434e-05 | 2.6461e-05 | 3.3751e-05 | 4.0921e-05 | 4.8201e-05 | 5.5605e-05 | 6.3057e-05 | 7.0617e-05 | 7.8311e-05 | 8.6185e-05
SDG&E | MM Therms | Agricultural | Agr - Wineries and Vineyards | SHW | No | Ag SHWC - Equipment (High Cost) | 2.73e-09 | 5.4719e-09 | 8.2254e-09 | 1.0989e-08 | 1.3751e-08 | 1.6513e-08 | 1.9275e-08 | 2.2037e-08 | 2.4799e-08 | 2.7561e-08 | 3.0338e-08 | 3.3129e-08

## Incremental Codes and Standards
Sector | Savings | Use Category | Service Territory | Measure | 2013 | 2014 | 2015 | 2016 | 2017 | 2018 | 2019 | 2020 | 2021 | 2022 | 2023 | 2024
Residential | MM Therms | AppPlug | PG&E | Fed Appliance: Residential Electric & Gas Ranges | 0.0078221 | 0.0077938 | 0.0077678 | 0.0077441 | 0.0077224 | 0.0077026 | 0.0076845 | 0.0076681 | 0.0076531 | 0.0076395 | 0.0076272 | 0.007616
Residential | MM Therms | AppPlug | PG&E | Fed Appliance: Residential Pool Heaters | 0.005247 | 0.0074178 | 0.0074724 | 0.0075296 | 0.0075892 | 0.0075753 | 0.0075636 | 0.0075538 | 0.0075457 | 0.0075389 | 0.0022003 | 7.5286e-05
Residential | GWh | AppPlug | PG&E | Fed Appliance: Residential Refrigerators & Freezers | 0 | 0.3599 | 1.2117 | 1.2128 | 1.2178 | 1.2253 | 1.2222 | 1.2203 | 1.219 | 1.2181 | 1.2176 | 1.2173
Residential | MW | AppPlug | PG&E | Fed Appliance: Residential Refrigerators & Freezers | 0 | 0.048309 | 0.16264 | 0.1628 | 0.16347 | 0.16447 | 0.16406 | 0.16379 | 0.16362 | 0.16351 | 0.16344 | 0.16339
Residential | MM Therms | AppPlug | PG&E | Fed Appliance: Residential Refrigerators & Freezers | 0 | -0.0065708 | -0.022122 | -0.022143 | -0.022234 | -0.022371 | -0.022315 | -0.022278 | -0.022255 | -0.02224 | -0.02223 | -0.022224
Residential | GWh | AppPlug | PG&E | Fed Appliance: Residential Clothes Dryers | 0 | 0 | 0.21612 | 0.21498 | 0.21481 | 0.21534 | 0.21635 | 0.21555 | 0.215 | 0.21463 | 0.21437 | 0.21419
Residential | MW | AppPlug | PG&E | Fed Appliance: Residential Clothes Dryers | 0 | 0 | 0.037262 | 0.037065 | 0.037036 | 0.037127 | 0.037302 | 0.037164 | 0.037069 | 0.037005 | 0.03696 | 0.03693
Residential | GWh | AppPlug | PG&E | Fed Appliance: Residential Clothes Washers (Front Loading) | 0 | 0 | 0.28007 | 0.34324 | 0.34581 | 0.34844 | 0.35114 | 0.35039 | 0.3497 | 0.34908 | 0.34852 | 0.34801
Residential | MW | AppPlug | PG&E | Fed Appliance: Residential Clothes Washers (Front Loading) | 0 | 0 | 0.042434 | 0.052007 | 0.052396 | 0.052795 | 0.053203 | 0.053089 | 0.052985 | 0.052891 | 0.052806 | 0.052728
Residential | MM Therms | AppPlug | PG&E | Fed Appliance: Residential Clothes Washers (Front Loading) | 0 | 0 | 0.019174 | 0.023499 | 0.023675 | 0.023855 | 0.024039 | 0.023988 | 0.023941 | 0.023899 | 0.02386 | 0.023825
Residential | GWh | AppPlug | PG&E | Fed Appliance: External Power Supplies | 0 | 0 | 0 | 0.36641 | 0.41067 | 0.41132 | 0.41304 | 0.32939 | 0.0062153 | 0.0062036 | 0.0061957 | 0.0061903
Residential | MW | AppPlug | PG&E | Fed Appliance: External Power Supplies | 0 | 0 | 0 | 0.043122 | 0.04833 | 0.048407 | 0.048609 | 0.038765 | 0.00073145 | 0.00073007 | 0.00072914 | 0.00072851
Residential | MM Therms | AppPlug | PG&E | Fed Appliance: External Power Supplies | 0 | 0 | 0 | -0.0051124 | -0.0057299 | -0.005739 | -0.005763 | -0.0045959 | -8.6719e-05 | -8.6556e-05 | -8.6445e-05 | -8.6371e-05
Residential | GWh | AppPlug | PG&E | 2005 T-20: Residential Pool Pumps, High Eff Motor, Tier 1 | 7.2659 | 7.1778 | 7.0684 | 0.069951 | 0.069216 | 0.068457 | 0.067676 | 0.066871 | 0.066043 | 0.065192 | 0.064317 | 0.063418
Residential | MW | AppPlug | PG&E | 2005 T-20: Residential Pool Pumps, High Eff Motor, Tier 1 | 1.3918 | 1.3749 | 1.3539 | 0.013399 | 0.013258 | 0.013113 | 0.012963 | 0.012809 | 0.012651 | 0.012487 | 0.01232 | 0.012148
Residential | GWh | AppPlug | PG&E | 2005 T-20: Portable Electric Spas | 1.1471 | 0.89571 | 0.61903 | 0.0032214 | 0 | 0 | 0 | 0 | 0 | 0 | 0 | 0
Residential | MW | AppPlug | PG&E | 2005 T-20: Portable Electric Spas | 0.2162 | 0.16881 | 0.11667 | 0.00060714 | 0 | 0 | 0 | -1.1885e-16 | 0 | 0 | 0 | 0
Residential | GWh | AppPlug | PG&E | 2005 T-20: External Power Supplies, Tier 1 | 3.8773 | 0.055491 | 0.053463 | 0.05203 | 0.051027 | 0.05033 | 0.049849 | 0.049518 | 0.049291 | 0.049135 | 0.049028 | 0.048955
Residential | MW | AppPlug | PG&E | 2005 T-20: External Power Supplies, Tier 1 | 0.55368 | 0.0079242 | 0.0076346 | 0.0074299 | 0.0072867 | 0.0071873 | 0.0071186 | 0.0070713 | 0.0070388 | 0.0070165 | 0.0070012 | 0.0069908
Residential | MM Therms | AppPlug | PG&E | 2005 T-20: External Power Supplies, Tier 1 | -0.088117 | -0.0012611 | -0.001215 | -0.0011824 | -0.0011597 | -0.0011438 | -0.0011329 | -0.0011254 | -0.0011202 | -0.0011166 | -0.0011142 | -0.0011126
Residential | GWh | AppPlug | PG&E | 2005 T-20: External Power Supplies, Tier 2 | 1.1242 | 1.0906 | 0.53678 | 0.015737 | 0.015564 | 0.015449 | 0.015377 | 0.015334 | 0.015312 | 0.015303 | 0.015283 | 0.01527
Residential | MW | AppPlug | PG&E | 2005 T-20: External Power Supplies, Tier 2 | 0.15957 | 0.15479 | 0.076188 | 0.0022337 | 0.002209 | 0.0021928 | 0.0021826 | 0.0021765 | 0.0021733 | 0.002172 | 0.0021692 | 0.0021674
Residential | MM Therms | AppPlug | PG&E | 2005 T-20: External Power Supplies, Tier 2 | -0.025549 | -0.024785 | -0.012199 | -0.00035765 | -0.0003537 | -0.00035111 | -0.00034947 | -0.00034849 | -0.00034798 | -0.00034777 | -0.00034733 | -0.00034703
Residential | GWh | AppPlug | PG&E | 2005 T-20: Consumer Electronics - Audio Players | 0.026092 | 0.025213 | 0.024656 | 0.024306 | 0.024086 | 0.023949 | 0.023863 | 0.023809 | 0.023775 | 0.023754 | 0.023741 | 0.023733
Residential | MW | AppPlug | PG&E | 2005 T-20: Consumer Electronics - Audio Players | 0.0037617 | 0.003635 | 0.0035548 | 0.0035043 | 0.0034726 | 0.0034527 | 0.0034403 | 0.0034326 | 0.0034277 | 0.0034247 | 0.0034228 | 0.0034216
Residential | MM Therms | AppPlug | PG&E | 2005 T-20: Consumer Electronics - Audio Players | -0.00059867 | -0.0005785 | -0.00056574 | -0.0005577 | -0.00055266 | -0.0005495 | -0.00054752 | -0.00054629 | -0.00054552 | -0.00054504 | -0.00054474 | -0.00054455
Residential | GWh | AppPlug | PG&E | 2005 T-20: Consumer Electronics - TVs | 0 | 0 | 0 | 0 | 0 | 0 | 0 | 0 | 0 | 0 | 0 | 0
Residential | MW | AppPlug | PG&E | 2005 T-20: Consumer Electronics - TVs | 0 | 0 | 0 | 0 | 0 | 0 | 0 | 0 | 0 | 0 | 0 | 0
Residential | MM Therms | AppPlug | PG&E | 2005 T-20: Consumer Electronics - TVs | 0 | 0 | 0 | 0 | 0 | 0 | 0 | 0 | 0 | 0 | 0 | 0
Residential | GWh | AppPlug | PG&E | 2005 T-20: Consumer Electronics - DVDs | 0.0034269 | 0.0038799 | 0.0043177 | 0.0047477 | 0.0051749 | 0.0056028 | 0.0060336 | 0.0064687 | 0.0069086 | 0.0073537 | 0.0073001 | 0.0072572
Residential | MW | AppPlug | PG&E | 2005 T-20: Consumer Electronics - DVDs | 0.00047918 | 0.00054253 | 0.00060375 | 0.00066387 | 0.00072361 | 0.00078344 | 0.00084369 | 0.00090452 | 0.00096604 | 0.0010283 | 0.0010208 | 0.0010148
Residential | MM Therms | AppPlug | PG&E | 2005 T-20: Consumer Electronics - DVDs | -7.8629e-05 | -8.9024e-05 | -9.907e-05 | -0.00010893 | -0.00011874 | -0.00012856 | -0.00013844 | -0.00014842 | -0.00015852 | -0.00016873 | -0.0001675 | -0.00016651
Residential | GWh | AppPlug | PG&E | 2005 T-20: Water Dispensers | 0.099781 | 0.001516 | 0.0015416 | 0.0015753 | 0.001615 | 0.0016592 | 0.0017066 | 0.0017563 | 0.0018078 | 0.0018604 | 0.0018582 | 0.0018566
Residential | MW | AppPlug | PG&E | 2005 T-20: Water Dispensers | 0.014713 | 0.00022354 | 0.00022732 | 0.00023228 | 0.00023814 | 0.00024465 | 0.00025164 | 0.00025898 | 0.00026656 | 0.00027433 | 0.000274 | 0.00027377
Residential | MM Therms | AppPlug | PG&E | 2005 T-20: Water Dispensers | -0.0011615 | -1.7646e-05 | -1.7945e-05 | -1.8337e-05 | -1.8799e-05 | -1.9313e-05 | -1.9865e-05 | -2.0444e-05 | -2.1043e-05 | -2.1656e-05 | -2.163e-05 | -2.1612e-05
Residential | GWh | AppPlug | PG&E | 2006 T-20: Residential Pool Pumps, 2-speed Motors, Tier 2 | 66.9482 | 67.7501 | 68.5752 | 69.4226 | 69.9098 | 0.71178 | 0.72122 | 0.73082 | 0.74054 | 0.75038 | 0.74982 | 0.74936
Residential | MW | AppPlug | PG&E | 2006 T-20: Residential Pool Pumps, 2-speed Motors, Tier 2 | 4.8631 | 4.9213 | 4.9812 | 5.0428 | 5.0782 | 0.051703 | 0.052389 | 0.053086 | 0.053792 | 0.054507 | 0.054466 | 0.054433
Residential | GWh | AppPlug | PG&E | 2009 T-20: Televisions - Tier 1 | 23.4474 | 20.6215 | 18.4792 | 16.7832 | 15.366 | 14.1182 | 12.9717 | 11.8561 | 0.16252 | 0.1624 | 0.16214 | 0.16199
Residential | MW | AppPlug | PG&E | 2009 T-20: Televisions - Tier 1 | 2.6797 | 2.3567 | 2.1119 | 1.9181 | 1.7561 | 1.6135 | 1.4825 | 1.355 | 0.018573 | 0.01856 | 0.01853 | 0.018513
Residential | MM Therms | AppPlug | PG&E | 2009 T-20: Televisions - Tier 1 | -0.53287 | -0.46865 | -0.41996 | -0.38142 | -0.34921 | -0.32085 | -0.2948 | -0.26944 | -0.0036934 | -0.0036907 | -0.0036848 | -0.0036814
Residential | GWh | AppPlug | PG&E | 2009 T-20: Televisions - Tier 2 | 26.6356 | 23.5714 | 20.9866 | 18.8323 | 17.0334 | 15.5117 | 14.1979 | 13.0361 | 11.9833 | 10.9805 | 0.14899 | 0.14769
Residential | MW | AppPlug | PG&E | 2009 T-20: Televisions - Tier 2 | 2.9545 | 2.6146 | 2.3279 | 2.089 | 1.8894 | 1.7206 | 1.5749 | 1.446 | 1.3292 | 1.218 | 0.016527 | 0.016383
Residential | MM Therms | AppPlug | PG&E | 2009 T-20: Televisions - Tier 2 | -0.60533 | -0.53569 | -0.47695 | -0.42799 | -0.38711 | -0.35252 | -0.32267 | -0.29626 | -0.27234 | -0.24955 | -0.003386 | -0.0033566
Residential | GWh | AppPlug | PG&E | 2011 T-20: Battery charger - consumer - Tier 1 | 40.5854 | 42.4003 | 40.652 | 16.5474 | 0.5706 | 0.55808 | 0.54982 | 0.54519 | 0.54354 | 0.54426 | 0.53851 | 0.5343
Residential | MW | AppPlug | PG&E | 2011 T-20: Battery charger - consumer - Tier 1 | 3.9996 | 4.1785 | 4.0062 | 1.6307 | 0.056231 | 0.054998 | 0.054183 | 0.053727 | 0.053565 | 0.053636 | 0.053069 | 0.052654
Residential | GWh | AppPlug | PG&E | 2011 T-20: Battery charger - large - Tier 1 | 0 | 0.20489 | 0.20038 | 0.19548 | 0.19049 | 0.18571 | 0.18137 | 0.17765 | 0.17464 | 0.17239 | 0.17087 | 0.010982
Residential | MW | AppPlug | PG&E | 2011 T-20: Battery charger - large - Tier 1 | 0 | 0.024392 | 0.023854 | 0.023271 | 0.022678 | 0.022108 | 0.021591 | 0.021148 | 0.020791 | 0.020523 | 0.020342 | 0.0013074
Residential | GWh | AppPlug | PG&E | 2011 T-20: Battery charger - large - Tier 2 incremental | 0 | 0.22357 | 0.2222 | 0.2222 | 0.22326 | 0.22509 | 0.22749 | 0.23029 | 0.23337 | 0.23664 | 0.24004 | 0.015731
Residential | MW | AppPlug | PG&E | 2011 T-20: Battery charger - large - Tier 2 incremental | 0 | 0.043471 | 0.043205 | 0.043205 | 0.043411 | 0.043768 | 0.044235 | 0.044779 | 0.045377 | 0.046012 | 0.046674 | 0.0030588
Residential | GWh | AppPlug | PG&E | Future T-20: Computers - Tier 1 ¦ Desktops, Notebooks | 0 | 0 | 0 | 6.6002 | 10.476 | 9.6499 | 8.8439 | 3.4305 | 0.10997 | 0.099584 | 0.089935 | 0.081053
Residential | MW | AppPlug | PG&E | Future T-20: Computers - Tier 1 ¦ Desktops, Notebooks | 0 | 0 | 0 | 1.0046 | 1.5945 | 1.4688 | 1.3461 | 0.52215 | 0.016738 | 0.015157 | 0.013689 | 0.012337
Residential | MM Therms | AppPlug | PG&E | Future T-20: Computers - Tier 1 ¦ Desktops, Notebooks | 0 | 0 | 0 | -0.1205 | -0.19126 | -0.17618 | -0.16146 | -0.062632 | -0.0020077 | -0.0018181 | -0.001642 | -0.0014798
Residential | GWh | AppPlug | PG&E | Future T-20: Game Consoles (Tier 1) | 0 | 0 | 0 | 5.9735 | 5.7152 | 5.4604 | 5.211 | 4.9684 | 4.7213 | 0.067636 | 0.064413 | 0.061353
Residential | MW | AppPlug | PG&E | Future T-20: Game Consoles (Tier 1) | 0 | 0 | 0 | 0.82157 | 0.78605 | 0.75101 | 0.7167 | 0.68334 | 0.64935 | 0.0093024 | 0.0088592 | 0.0084383
Residential | GWh | AppPlug | PG&E | Future T-20: Game Consoles (Tier 2) | 0 | 0 | 0 | 0 | 0 | 0 | 12.9744 | 12.3816 | 11.8078 | 11.2561 | 10.7285 | 10.2269
Residential | MW | AppPlug | PG&E | Future T-20: Game Consoles (Tier 2) | 0 | 0 | 0 | 0 | 0 | 0 | 1.7844 | 1.7029 | 1.624 | 1.5481 | 1.4756 | 1.4066
Residential | GWh | AppPlug | PG&E | Future T-20: Pool Pumps & Spas | 0 | 0 | 0 | 2.6395 | 2.5027 | 2.3641 | 2.2251 | 2.0869 | 1.9507 | 1.8175 | 1.6883 | 1.5637
Residential | MW | AppPlug | PG&E | Future T-20: Pool Pumps & Spas | 0 | 0 | 0 | 0.50397 | 0.47785 | 0.45138 | 0.42484 | 0.39845 | 0.37245 | 0.34702 | 0.32235 | 0.29857
Residential | GWh | AppPlug | PG&E | Future T-20: Set Top Boxes (Tier 1) | 0 | 0 | 0 | 33.3126 | 31.8723 | 30.4515 | 29.0603 | 27.7076 | 26.4008 | 17.6475 | 0.35922 | 0.34215
Residential | MW | AppPlug | PG&E | Future T-20: Set Top Boxes (Tier 1) | 0 | 0 | 0 | 4.1641 | 3.984 | 3.8064 | 3.6325 | 3.4635 | 3.3001 | 2.2059 | 0.044902 | 0.042769
Residential | GWh | AppPlug | PG&E | Future T-20: Small Network Equipment | 0 | 0 | 0 | 19.9015 | 19.041 | 18.1922 | 17.3611 | 16.553 | 0.23658 | 0.22534 | 0.2146 | 0.20441
Residential | MW | AppPlug | PG&E | Future T-20: Small Network Equipment | 0 | 0 | 0 | 2.4877 | 2.3801 | 2.274 | 2.1701 | 2.0691 | 0.029573 | 0.028167 | 0.026825 | 0.025551
Residential | GWh | AppPlug | PG&E | 2008 T-24: Residential Swimming pool | 2.8261 | 2.8675 | 2.91 | 2.955 | 3.0035 | 3.056 | 3.027 | 3.0034 | 2.9844 | 2.9693 | 2.9574 | 2.9481
Residential | MW | AppPlug | PG&E | 2008 T-24: Residential Swimming pool | 1.5793 | 1.6025 | 1.6262 | 1.6514 | 1.6785 | 1.7078 | 1.6916 | 1.6784 | 1.6678 | 1.6594 | 1.6527 | 1.6475
Residential | MM Therms | AppPlug | SDG&E | Fed Appliance: Residential Electric & Gas Ranges | 0.00088902 | 0.0008858 | 0.00088285 | 0.00088015 | 0.00087769 | 0.00087544 | 0.00087338 | 0.00087152 | 0.00086982 | 0.00086827 | 0.00086687 | 0.00086559
Residential | MM Therms | AppPlug | SDG&E | Fed Appliance: Residential Pool Heaters | 0.00059635 | 0.00084307 | 0.00084927 | 0.00085577 | 0.00086255 | 0.00086097 | 0.00085964 | 0.00085853 | 0.0008576 | 0.00085683 | 0.00025008 | 8.5567e-06
Residential | GWh | AppPlug | SDG&E | Fed Appliance: Residential Refrigerators & Freezers | 0 | 0.084239 | 0.28361 | 0.28388 | 0.28505 | 0.2868 | 0.28608 | 0.28561 | 0.28531 | 0.28512 | 0.285 | 0.28492
Residential | MW | AppPlug | SDG&E | Fed Appliance: Residential Refrigerators & Freezers | 0 | 0.011307 | 0.038068 | 0.038105 | 0.038262 | 0.038497 | 0.0384 | 0.038337 | 0.038297 | 0.038271 | 0.038255 | 0.038244
Residential | MM Therms | AppPlug | SDG&E | Fed Appliance: Residential Refrigerators & Freezers | 0 | -0.0007468 | -0.0025142 | -0.0025167 | -0.002527 | -0.0025426 | -0.0025362 | -0.002532 | -0.0025294 | -0.0025277 | -0.0025266 | -0.0025259
Residential | GWh | AppPlug | SDG&E | Fed Appliance: Residential Clothes Dryers | 0 | 0 | 0.050586 | 0.050318 | 0.050279 | 0.050402 | 0.050639 | 0.050452 | 0.050324 | 0.050236 | 0.050176 | 0.050134
Residential | MW | AppPlug | SDG&E | Fed Appliance: Residential Clothes Dryers | 0 | 0 | 0.0087217 | 0.0086756 | 0.0086688 | 0.00869 | 0.0087309 | 0.0086987 | 0.0086766 | 0.0086614 | 0.008651 | 0.0086438
Residential | GWh | AppPlug | SDG&E | Fed Appliance: Residential Clothes Washers (Front Loading) | 0 | 0 | 0.065553 | 0.08034 | 0.080941 | 0.081558 | 0.082188 | 0.082012 | 0.081852 | 0.081707 | 0.081575 | 0.081455
Residential | MW | AppPlug | SDG&E | Fed Appliance: Residential Clothes Washers (Front Loading) | 0 | 0 | 0.0099323 | 0.012173 | 0.012264 | 0.012357 | 0.012453 | 0.012426 | 0.012402 | 0.01238 | 0.01236 | 0.012342
Residential | MM Therms | AppPlug | SDG&E | Fed Appliance: Residential Clothes Washers (Front Loading) | 0 | 0 | 0.0021792 | 0.0026708 | 0.0026907 | 0.0027112 | 0.0027322 | 0.0027263 | 0.002721 | 0.0027162 | 0.0027118 | 0.0027078
Residential | GWh | AppPlug | SDG&E | Fed Appliance: External Power Supplies | 0 | 0 | 0 | 0.085764 | 0.096122 | 0.096275 | 0.096677 | 0.077098 | 0.0014548 | 0.001452 | 0.0014502 | 0.0014489
Residential | MW | AppPlug | SDG&E | Fed Appliance: External Power Supplies | 0 | 0 | 0 | 0.010093 | 0.011312 | 0.01133 | 0.011378 | 0.0090733 | 0.0001712 | 0.00017088 | 0.00017066 | 0.00017052
Residential | MM Therms | AppPlug | SDG&E | Fed Appliance: External Power Supplies | 0 | 0 | 0 | -0.00058105 | -0.00065123 | -0.00065227 | -0.00065499 | -0.00052234 | -9.8561e-06 | -9.8375e-06 | -9.8249e-06 | -9.8165e-06
Residential | GWh | AppPlug | SDG&E | 2005 T-20: Residential Pool Pumps, High Eff Motor, Tier 1 | 1.7007 | 1.6801 | 1.6544 | 0.016373 | 0.016201 | 0.016023 | 0.01584 | 0.015652 | 0.015458 | 0.015259 | 0.015054 | 0.014844
Residential | MW | AppPlug | SDG&E | 2005 T-20: Residential Pool Pumps, High Eff Motor, Tier 1 | 0.32576 | 0.32181 | 0.31691 | 0.0031362 | 0.0031032 | 0.0030692 | 0.0030342 | 0.0029981 | 0.002961 | 0.0029228 | 0.0028836 | 0.0028433
Residential | GWh | AppPlug | SDG&E | 2005 T-20: Portable Electric Spas | 0.2685 | 0.20965 | 0.14489 | 0.00075401 | 0 | 0 | 0 | 0 | 0 | 0 | 0 | 0
Residential | MW | AppPlug | SDG&E | 2005 T-20: Portable Electric Spas | 0.050604 | 0.039513 | 0.027308 | 0.00014211 | 0 | 0 | 0 | -2.7817e-17 | 0 | 0 | 0 | 0
Residential | GWh | AppPlug | SDG&E | 2005 T-20: External Power Supplies, Tier 1 | 0.90753 | 0.012988 | 0.012514 | 0.012178 | 0.011943 | 0.01178 | 0.011668 | 0.01159 | 0.011537 | 0.011501 | 0.011476 | 0.011458
Residential | MW | AppPlug | SDG&E | 2005 T-20: External Power Supplies, Tier 1 | 0.1296 | 0.0018547 | 0.001787 | 0.0017391 | 0.0017055 | 0.0016823 | 0.0016662 | 0.0016551 | 0.0016475 | 0.0016423 | 0.0016387 | 0.0016363
Residential | MM Therms | AppPlug | SDG&E | 2005 T-20: External Power Supplies, Tier 1 | -0.010015 | -0.00014333 | -0.00013809 | -0.00013439 | -0.0001318 | -0.00013 | -0.00012876 | -0.0001279 | -0.00012732 | -0.00012691 | -0.00012664 | -0.00012645
Residential | GWh | AppPlug | SDG&E | 2005 T-20: External Power Supplies, Tier 2 | 0.26314 | 0.25526 | 0.12564 | 0.0036835 | 0.0036428 | 0.0036161 | 0.0035992 | 0.0035892 | 0.0035839 | 0.0035818 | 0.0035772 | 0.0035741
Residential | MW | AppPlug | SDG&E | 2005 T-20: External Power Supplies, Tier 2 | 0.037348 | 0.036231 | 0.017833 | 0.00052281 | 0.00051704 | 0.00051325 | 0.00051086 | 0.00050943 | 0.00050868 | 0.00050838 | 0.00050773 | 0.00050729
Residential | MM Therms | AppPlug | SDG&E | 2005 T-20: External Power Supplies, Tier 2 | -0.0029038 | -0.0028169 | -0.0013865 | -4.0648e-05 | -4.02e-05 | -3.9905e-05 | -3.9719e-05 | -3.9608e-05 | -3.9549e-05 | -3.9526e-05 | -3.9476e-05 | -3.9442e-05
Residential | GWh | AppPlug | SDG&E | 2005 T-20: Consumer Electronics - Audio Players | 0.0061071 | 0.0059013 | 0.0057711 | 0.0056891 | 0.0056377 | 0.0056055 | 0.0055853 | 0.0055727 | 0.0055649 | 0.00556 | 0.0055569 | 0.005555
Residential | MW | AppPlug | SDG&E | 2005 T-20: Consumer Electronics - Audio Players | 0.00088047 | 0.00085081 | 0.00083203 | 0.00082021 | 0.0008128 | 0.00080815 | 0.00080525 | 0.00080344 | 0.0008023 | 0.00080159 | 0.00080115 | 0.00080088
Residential | MM Therms | AppPlug | SDG&E | 2005 T-20: Consumer Electronics - Audio Players | -6.8042e-05 | -6.5749e-05 | -6.4299e-05 | -6.3385e-05 | -6.2812e-05 | -6.2453e-05 | -6.2229e-05 | -6.2089e-05 | -6.2001e-05 | -6.1946e-05 | -6.1912e-05 | -6.1891e-05
Residential | GWh | AppPlug | SDG&E | 2005 T-20: Consumer Electronics - TVs | 0 | 0 | 0 | 0 | 0 | 0 | 0 | 0 | 0 | 0 | 0 | 0
Residential | MW | AppPlug | SDG&E | 2005 T-20: Consumer Electronics - TVs | 0 | 0 | 0 | 0 | 0 | 0 | 0 | 0 | 0 | 0 | 0 | 0
Residential | MM Therms | AppPlug | SDG&E | 2005 T-20: Consumer Electronics - TVs | 0 | 0 | 0 | 0 | 0 | 0 | 0 | 0 | 0 | 0 | 0 | 0
Residential | GWh | AppPlug | SDG&E | 2005 T-20: Consumer Electronics - DVDs | 0.0008021 | 0.00090814 | 0.0010106 | 0.0011112 | 0.0012112 | 0.0013114 | 0.0014122 | 0.0015141 | 0.001617 | 0.0017212 | 0.0017087 | 0.0016986
Residential | MW | AppPlug | SDG&E | 2005 T-20: Consumer Electronics - DVDs | 0.00011216 | 0.00012699 | 0.00014131 | 0.00015539 | 0.00016937 | 0.00018337 | 0.00019748 | 0.00021171 | 0.00022611 | 0.00024068 | 0.00023892 | 0.00023752
Residential | MM Therms | AppPlug | SDG&E | 2005 T-20: Consumer Electronics - DVDs | -8.9366e-06 | -1.0118e-05 | -1.126e-05 | -1.2381e-05 | -1.3495e-05 | -1.4611e-05 | -1.5734e-05 | -1.6869e-05 | -1.8016e-05 | -1.9177e-05 | -1.9037e-05 | -1.8925e-05
Residential | GWh | AppPlug | SDG&E | 2005 T-20: Water Dispensers | 0.023355 | 0.00035483 | 0.00036084 | 0.00036872 | 0.00037801 | 0.00038835 | 0.00039944 | 0.00041109 | 0.00042313 | 0.00043545 | 0.00043493 | 0.00043457
Residential | MW | AppPlug | SDG&E | 2005 T-20: Water Dispensers | 0.0034438 | 5.2322e-05 | 5.3207e-05 | 5.4369e-05 | 5.5739e-05 | 5.7263e-05 | 5.8899e-05 | 6.0617e-05 | 6.2392e-05 | 6.4209e-05 | 6.4132e-05 | 6.4079e-05
Residential | MM Therms | AppPlug | SDG&E | 2005 T-20: Water Dispensers | -0.00013201 | -2.0056e-06 | -2.0395e-06 | -2.0841e-06 | -2.1366e-06 | -2.195e-06 | -2.2578e-06 | -2.3236e-06 | -2.3916e-06 | -2.4613e-06 | -2.4583e-06 | -2.4563e-06
Residential | GWh | AppPlug | SDG&E | 2006 T-20: Residential Pool Pumps, 2-speed Motors, Tier 2 | 15.67 | 15.8577 | 16.0508 | 16.2492 | 16.3632 | 0.1666 | 0.16881 | 0.17106 | 0.17333 | 0.17564 | 0.1755 | 0.1754
Residential | MW | AppPlug | SDG&E | 2006 T-20: Residential Pool Pumps, 2-speed Motors, Tier 2 | 1.1383 | 1.1519 | 1.1659 | 1.1803 | 1.1886 | 0.012102 | 0.012262 | 0.012425 | 0.012591 | 0.012758 | 0.012749 | 0.012741
Residential | GWh | AppPlug | SDG&E | 2009 T-20: Televisions - Tier 1 | 5.4882 | 4.8267 | 4.3253 | 3.9283 | 3.5966 | 3.3045 | 3.0362 | 2.7751 | 0.038039 | 0.038011 | 0.037951 | 0.037915
Residential | MW | AppPlug | SDG&E | 2009 T-20: Televisions - Tier 1 | 0.62722 | 0.55163 | 0.49432 | 0.44895 | 0.41104 | 0.37766 | 0.34699 | 0.31715 | 0.0043473 | 0.0043442 | 0.0043372 | 0.0043332
Residential | MM Therms | AppPlug | SDG&E | 2009 T-20: Televisions - Tier 1 | -0.060564 | -0.053265 | -0.047731 | -0.04335 | -0.03969 | -0.036467 | -0.033505 | -0.030624 | -0.00041977 | -0.00041947 | -0.0004188 | -0.00041841
Residential | GWh | AppPlug | SDG&E | 2009 T-20: Televisions - Tier 2 | 6.2344 | 5.5172 | 4.9122 | 4.4079 | 3.9869 | 3.6307 | 3.3232 | 3.0513 | 2.8048 | 2.5701 | 0.034873 | 0.03457
Residential | MW | AppPlug | SDG&E | 2009 T-20: Televisions - Tier 2 | 0.69155 | 0.61199 | 0.54488 | 0.48895 | 0.44224 | 0.40273 | 0.36862 | 0.33846 | 0.31112 | 0.28509 | 0.0038683 | 0.0038346
Residential | MM Therms | AppPlug | SDG&E | 2009 T-20: Televisions - Tier 2 | -0.068799 | -0.060884 | -0.054208 | -0.048643 | -0.043997 | -0.040066 | -0.036673 | -0.033672 | -0.030952 | -0.028362 | -0.00038484 | -0.00038149
Residential | GWh | AppPlug | SDG&E | 2011 T-20: Battery charger - consumer - Tier 1 | 9.4995 | 9.9243 | 9.5151 | 3.8731 | 0.13356 | 0.13063 | 0.12869 | 0.12761 | 0.12722 | 0.12739 | 0.12605 | 0.12506
Residential | MW | AppPlug | SDG&E | 2011 T-20: Battery charger - consumer - Tier 1 | 0.93616 | 0.97802 | 0.93769 | 0.38169 | 0.013162 | 0.012873 | 0.012682 | 0.012575 | 0.012537 | 0.012554 | 0.012421 | 0.012324
Residential | GWh | AppPlug | SDG&E | 2011 T-20: Battery charger - large - Tier 1 | 0 | 0.047957 | 0.046901 | 0.045754 | 0.044587 | 0.043467 | 0.042451 | 0.04158 | 0.040878 | 0.040351 | 0.039994 | 0.0025705
Residential | MW | AppPlug | SDG&E | 2011 T-20: Battery charger - large - Tier 1 | 0 | 0.0057092 | 0.0055834 | 0.0054469 | 0.005308 | 0.0051746 | 0.0050537 | 0.00495 | 0.0048664 | 0.0048037 | 0.0047612 | 0.00030601
Residential | GWh | AppPlug | SDG&E | 2011 T-20: Battery charger - large - Tier 2 incremental | 0 | 0.052328 | 0.052008 | 0.052008 | 0.052256 | 0.052686 | 0.053248 | 0.053902 | 0.054622 | 0.055387 | 0.056184 | 0.003682
Residential | MW | AppPlug | SDG&E | 2011 T-20: Battery charger - large - Tier 2 incremental | 0 | 0.010175 | 0.010113 | 0.010113 | 0.010161 | 0.010245 | 0.010354 | 0.010481 | 0.010621 | 0.01077 | 0.010925 | 0.00071594
Residential | GWh | AppPlug | SDG&E | Future T-20: Computers - Tier 1 ¦ Desktops, Notebooks | 0 | 0 | 0 | 1.5448 | 2.452 | 2.2587 | 2.07 | 0.80296 | 0.025739 | 0.023309 | 0.02105 | 0.018972
Residential | MW | AppPlug | SDG&E | Future T-20: Computers - Tier 1 ¦ Desktops, Notebooks | 0 | 0 | 0 | 0.23514 | 0.37322 | 0.34379 | 0.31507 | 0.12222 | 0.0039177 | 0.0035478 | 0.003204 | 0.0028876
Residential | MM Therms | AppPlug | SDG&E | Future T-20: Computers - Tier 1 ¦ Desktops, Notebooks | 0 | 0 | 0 | -0.013695 | -0.021738 | -0.020024 | -0.018351 | -0.0071185 | -0.00022819 | -0.00020664 | -0.00018662 | -0.00016819
Residential | GWh | AppPlug | SDG&E | Future T-20: Game Consoles (Tier 1) | 0 | 0 | 0 | 1.3982 | 1.3377 | 1.2781 | 1.2197 | 1.1629 | 1.1051 | 0.015831 | 0.015077 | 0.01436
Residential | MW | AppPlug | SDG&E | Future T-20: Game Consoles (Tier 1) | 0 | 0 | 0 | 0.1923 | 0.18398 | 0.17578 | 0.16775 | 0.15994 | 0.15199 | 0.0021773 | 0.0020736 | 0.0019751
Residential | GWh | AppPlug | SDG&E | Future T-20: Game Consoles (Tier 2) | 0 | 0 | 0 | 0 | 0 | 0 | 3.0368 | 2.8981 | 2.7638 | 2.6346 | 2.5111 | 2.3937
Residential | MW | AppPlug | SDG&E | Future T-20: Game Consoles (Tier 2) | 0 | 0 | 0 | 0 | 0 | 0 | 0.41767 | 0.39859 | 0.38012 | 0.36236 | 0.34537 | 0.32922
Residential | GWh | AppPlug | SDG&E | Future T-20: Pool Pumps & Spas | 0 | 0 | 0 | 0.6178 | 0.58578 | 0.55334 | 0.5208 | 0.48845 | 0.45658 | 0.42541 | 0.39516 | 0.36601
Residential | MW | AppPlug | SDG&E | Future T-20: Pool Pumps & Spas | 0 | 0 | 0 | 0.11796 | 0.11185 | 0.10565 | 0.099439 | 0.093263 | 0.087176 | 0.081225 | 0.07545 | 0.069883
Residential | GWh | AppPlug | SDG&E | Future T-20: Set Top Boxes (Tier 1) | 0 | 0 | 0 | 7.7972 | 7.4601 | 7.1275 | 6.8019 | 6.4853 | 6.1794 | 4.1306 | 0.08408 | 0.080085
Residential | MW | AppPlug | SDG&E | Future T-20: Set Top Boxes (Tier 1) | 0 | 0 | 0 | 0.97465 | 0.93251 | 0.89094 | 0.85024 | 0.81066 | 0.77243 | 0.51633 | 0.01051 | 0.010011
Residential | GWh | AppPlug | SDG&E | Future T-20: Small Network Equipment | 0 | 0 | 0 | 4.6582 | 4.4568 | 4.2581 | 4.0636 | 3.8744 | 0.055375 | 0.052743 | 0.05023 | 0.047844
Residential | MW | AppPlug | SDG&E | Future T-20: Small Network Equipment | 0 | 0 | 0 | 0.58227 | 0.5571 | 0.53226 | 0.50795 | 0.4843 | 0.0069219 | 0.0065929 | 0.0062788 | 0.0059805
Residential | GWh | AppPlug | SDG&E | 2008 T-24: Residential Swimming pool | 0.66147 | 0.67117 | 0.68112 | 0.69165 | 0.703 | 0.7153 | 0.70851 | 0.70298 | 0.69853 | 0.695 | 0.69222 | 0.69005
Residential | MW | AppPlug | SDG&E | 2008 T-24: Residential Swimming pool | 0.36966 | 0.37508 | 0.38064 | 0.38652 | 0.39286 | 0.39974 | 0.39594 | 0.39285 | 0.39037 | 0.3884 | 0.38684 | 0.38563
Residential | GWh | AppPlug | SCE | Fed Appliance: Residential Refrigerators & Freezers | 0 | 0.37121 | 1.2498 | 1.251 | 1.2561 | 1.2638 | 1.2607 | 1.2586 | 1.2573 | 1.2564 | 1.2559 | 1.2555
Residential | MW | AppPlug | SCE | Fed Appliance: Residential Refrigerators & Freezers | 0 | 0.049827 | 0.16775 | 0.16791 | 0.16861 | 0.16964 | 0.16922 | 0.16894 | 0.16876 | 0.16865 | 0.16858 | 0.16853
Residential | GWh | AppPlug | SCE | Fed Appliance: Residential Clothes Dryers | 0 | 0 | 0.22291 | 0.22174 | 0.22156 | 0.2221 | 0.22315 | 0.22233 | 0.22176 | 0.22137 | 0.22111 | 0.22092
Residential | MW | AppPlug | SCE | Fed Appliance: Residential Clothes Dryers | 0 | 0 | 0.038434 | 0.03823 | 0.0382 | 0.038294 | 0.038474 | 0.038332 | 0.038235 | 0.038168 | 0.038122 | 0.03809
Residential | GWh | AppPlug | SCE | Fed Appliance: Residential Clothes Washers (Front Loading) | 0 | 0 | 0.28887 | 0.35403 | 0.35668 | 0.3594 | 0.36218 | 0.3614 | 0.3607 | 0.36006 | 0.35947 | 0.35894
Residential | MW | AppPlug | SCE | Fed Appliance: Residential Clothes Washers (Front Loading) | 0 | 0 | 0.043768 | 0.053641 | 0.054043 | 0.054454 | 0.054875 | 0.054758 | 0.054651 | 0.054554 | 0.054466 | 0.054386
Residential | GWh | AppPlug | SCE | Fed Appliance: External Power Supplies | 0 | 0 | 0 | 0.37793 | 0.42358 | 0.42425 | 0.42602 | 0.33974 | 0.0064106 | 0.0063985 | 0.0063904 | 0.0063849
Residential | MW | AppPlug | SCE | Fed Appliance: External Power Supplies | 0 | 0 | 0 | 0.044477 | 0.049849 | 0.049928 | 0.050137 | 0.039983 | 0.00075444 | 0.00075302 | 0.00075206 | 0.00075141
Residential | GWh | AppPlug | SCE | 2005 T-20: Residential Pool Pumps, High Eff Motor, Tier 1 | 7.4943 | 7.4034 | 7.2906 | 0.07215 | 0.071391 | 0.070609 | 0.069803 | 0.068973 | 0.068119 | 0.067241 | 0.066338 | 0.065411
Residential | MW | AppPlug | SCE | 2005 T-20: Residential Pool Pumps, High Eff Motor, Tier 1 | 1.4355 | 1.4181 | 1.3965 | 0.01382 | 0.013675 | 0.013525 | 0.013371 | 0.013212 | 0.013048 | 0.01288 | 0.012707 | 0.01253
Residential | GWh | AppPlug | SCE | 2005 T-20: Portable Electric Spas | 1.1832 | 0.92386 | 0.63848 | 0.0033227 | 0 | 0 | 0 | 0 | 0 | 0 | 0 | 0
Residential | MW | AppPlug | SCE | 2005 T-20: Portable Electric Spas | 0.223 | 0.17412 | 0.12034 | 0.00062622 | 0 | 0 | 0 | -1.2258e-16 | 0 | 0 | 0 | 0
Residential | GWh | AppPlug | SCE | 2005 T-20: External Power Supplies, Tier 1 | 3.9992 | 0.057235 | 0.055143 | 0.053665 | 0.052631 | 0.051912 | 0.051416 | 0.051074 | 0.05084 | 0.050679 | 0.050569 | 0.050493
Residential | MW | AppPlug | SCE | 2005 T-20: External Power Supplies, Tier 1 | 0.57109 | 0.0081732 | 0.0078746 | 0.0076635 | 0.0075158 | 0.0074132 | 0.0073423 | 0.0072935 | 0.00726 | 0.007237 | 0.0072213 | 0.0072105
Residential | GWh | AppPlug | SCE | 2005 T-20: External Power Supplies, Tier 2 | 1.1596 | 1.1248 | 0.55365 | 0.016232 | 0.016053 | 0.015935 | 0.015861 | 0.015816 | 0.015793 | 0.015784 | 0.015764 | 0.01575
Residential | MW | AppPlug | SCE | 2005 T-20: External Power Supplies, Tier 2 | 0.16458 | 0.15966 | 0.078583 | 0.0023039 | 0.0022784 | 0.0022617 | 0.0022512 | 0.0022449 | 0.0022416 | 0.0022403 | 0.0022374 | 0.0022355
Residential | GWh | AppPlug | SCE | 2005 T-20: Consumer Electronics - Audio Players | 0.026912 | 0.026005 | 0.025431 | 0.02507 | 0.024843 | 0.024701 | 0.024613 | 0.024557 | 0.024523 | 0.024501 | 0.024487 | 0.024479
Residential | MW | AppPlug | SCE | 2005 T-20: Consumer Electronics - Audio Players | 0.0038799 | 0.0037492 | 0.0036665 | 0.0036144 | 0.0035817 | 0.0035613 | 0.0035485 | 0.0035405 | 0.0035355 | 0.0035324 | 0.0035304 | 0.0035292
Residential | GWh | AppPlug | SCE | 2005 T-20: Consumer Electronics - TVs | 0 | 0 | 0 | 0 | 0 | 0 | 0 | 0 | 0 | 0 | 0 | 0
Residential | MW | AppPlug | SCE | 2005 T-20: Consumer Electronics - TVs | 0 | 0 | 0 | 0 | 0 | 0 | 0 | 0 | 0 | 0 | 0 | 0
Residential | GWh | AppPlug | SCE | 2005 T-20: Consumer Electronics - DVDs | 0.0035346 | 0.0040019 | 0.0044534 | 0.0048969 | 0.0053375 | 0.0057789 | 0.0062233 | 0.006672 | 0.0071258 | 0.0075848 | 0.0075295 | 0.0074853
Residential | MW | AppPlug | SCE | 2005 T-20: Consumer Electronics - DVDs | 0.00049424 | 0.00055958 | 0.00062273 | 0.00068474 | 0.00074635 | 0.00080807 | 0.00087021 | 0.00093295 | 0.0009964 | 0.0010606 | 0.0010529 | 0.0010467
Residential | GWh | AppPlug | SCE | 2005 T-20: Water Dispensers | 0.10292 | 0.0015636 | 0.0015901 | 0.0016248 | 0.0016658 | 0.0017113 | 0.0017602 | 0.0018115 | 0.0018646 | 0.0019189 | 0.0019166 | 0.001915
Residential | MW | AppPlug | SCE | 2005 T-20: Water Dispensers | 0.015176 | 0.00023056 | 0.00023446 | 0.00023959 | 0.00024562 | 0.00025234 | 0.00025955 | 0.00026712 | 0.00027494 | 0.00028295 | 0.00028261 | 0.00028237
Residential | GWh | AppPlug | SCE | 2006 T-20: Residential Pool Pumps, 2-speed Motors, Tier 2 | 69.0524 | 69.8795 | 70.7306 | 71.6047 | 72.1072 | 0.73415 | 0.74389 | 0.75379 | 0.76382 | 0.77397 | 0.77339 | 0.77291
Residential | MW | AppPlug | SCE | 2006 T-20: Residential Pool Pumps, 2-speed Motors, Tier 2 | 5.0159 | 5.076 | 5.1378 | 5.2013 | 5.2378 | 0.053328 | 0.054036 | 0.054754 | 0.055483 | 0.05622 | 0.056178 | 0.056144
Residential | GWh | AppPlug | SCE | 2009 T-20: Televisions - Tier 1 | 24.1844 | 21.2697 | 19.06 | 17.3107 | 15.849 | 14.5619 | 13.3795 | 12.2287 | 0.16762 | 0.1675 | 0.16724 | 0.16708
Residential | MW | AppPlug | SCE | 2009 T-20: Televisions - Tier 1 | 2.7639 | 2.4308 | 2.1783 | 1.9784 | 1.8113 | 1.6642 | 1.5291 | 1.3976 | 0.019157 | 0.019143 | 0.019113 | 0.019095
Residential | GWh | AppPlug | SCE | 2009 T-20: Televisions - Tier 2 | 27.4728 | 24.3122 | 21.6463 | 19.4243 | 17.5688 | 15.9992 | 14.6442 | 13.4459 | 12.3599 | 11.3256 | 0.15367 | 0.15234
Residential | MW | AppPlug | SCE | 2009 T-20: Televisions - Tier 2 | 3.0474 | 2.6968 | 2.4011 | 2.1546 | 1.9488 | 1.7747 | 1.6244 | 1.4915 | 1.371 | 1.2563 | 0.017046 | 0.016898
Residential | GWh | AppPlug | SCE | 2011 T-20: Battery charger - consumer - Tier 1 | 41.861 | 43.733 | 41.9297 | 17.0675 | 0.58853 | 0.57562 | 0.5671 | 0.56232 | 0.56062 | 0.56137 | 0.55544 | 0.55109
Residential | MW | AppPlug | SCE | 2011 T-20: Battery charger - consumer - Tier 1 | 4.1253 | 4.3098 | 4.1321 | 1.682 | 0.057999 | 0.056726 | 0.055886 | 0.055416 | 0.055248 | 0.055322 | 0.054737 | 0.054309
Residential | GWh | AppPlug | SCE | 2011 T-20: Battery charger - large - Tier 1 | 0 | 0.21133 | 0.20668 | 0.20162 | 0.19648 | 0.19154 | 0.18707 | 0.18323 | 0.18013 | 0.17781 | 0.17624 | 0.011327
Residential | MW | AppPlug | SCE | 2011 T-20: Battery charger - large - Tier 1 | 0 | 0.025159 | 0.024604 | 0.024003 | 0.02339 | 0.022803 | 0.02227 | 0.021813 | 0.021444 | 0.021168 | 0.020981 | 0.0013485
Residential | GWh | AppPlug | SCE | 2011 T-20: Battery charger - large - Tier 2 incremental | 0 | 0.23059 | 0.22918 | 0.22918 | 0.23027 | 0.23217 | 0.23464 | 0.23753 | 0.2407 | 0.24407 | 0.24758 | 0.016225
Residential | MW | AppPlug | SCE | 2011 T-20: Battery charger - large - Tier 2 incremental | 0 | 0.044837 | 0.044563 | 0.044563 | 0.044776 | 0.045144 | 0.045625 | 0.046186 | 0.046803 | 0.047459 | 0.048141 | 0.0031549
Residential | GWh | AppPlug | SCE | Future T-20: Computers - Tier 1 ¦ Desktops, Notebooks | 0 | 0 | 0 | 6.8076 | 10.8053 | 9.9532 | 9.1219 | 3.5384 | 0.11342 | 0.10271 | 0.092762 | 0.083601
Residential | MW | AppPlug | SCE | Future T-20: Computers - Tier 1 ¦ Desktops, Notebooks | 0 | 0 | 0 | 1.0362 | 1.6446 | 1.515 | 1.3884 | 0.53857 | 0.017264 | 0.015634 | 0.014119 | 0.012725
Residential | GWh | AppPlug | SCE | Future T-20: Game Consoles (Tier 1) | 0 | 0 | 0 | 6.1612 | 5.8948 | 5.632 | 5.3747 | 5.1246 | 4.8697 | 0.069762 | 0.066438 | 0.063282
Residential | MW | AppPlug | SCE | Future T-20: Game Consoles (Tier 1) | 0 | 0 | 0 | 0.84739 | 0.81075 | 0.77461 | 0.73922 | 0.70481 | 0.66976 | 0.0095948 | 0.0091377 | 0.0087036
Residential | GWh | AppPlug | SCE | Future T-20: Game Consoles (Tier 2) | 0 | 0 | 0 | 0 | 0 | 0 | 13.3822 | 12.7707 | 12.179 | 11.6099 | 11.0657 | 10.5483
Residential | MW | AppPlug | SCE | Future T-20: Game Consoles (Tier 2) | 0 | 0 | 0 | 0 | 0 | 0 | 1.8405 | 1.7564 | 1.6751 | 1.5968 | 1.5219 | 1.4508
Residential | GWh | AppPlug | SCE | Future T-20: Pool Pumps & Spas | 0 | 0 | 0 | 2.7224 | 2.5813 | 2.4384 | 2.295 | 2.1525 | 2.012 | 1.8746 | 1.7413 | 1.6129
Residential | MW | AppPlug | SCE | Future T-20: Pool Pumps & Spas | 0 | 0 | 0 | 0.51981 | 0.49287 | 0.46557 | 0.43819 | 0.41098 | 0.38416 | 0.35793 | 0.33248 | 0.30795
Residential | GWh | AppPlug | SCE | Future T-20: Set Top Boxes (Tier 1) | 0 | 0 | 0 | 34.3597 | 32.8741 | 31.4086 | 29.9737 | 28.5785 | 27.2306 | 18.2022 | 0.37051 | 0.35291
Residential | MW | AppPlug | SCE | Future T-20: Set Top Boxes (Tier 1) | 0 | 0 | 0 | 4.295 | 4.1093 | 3.9261 | 3.7467 | 3.5723 | 3.4038 | 2.2753 | 0.046314 | 0.044114
Residential | GWh | AppPlug | SCE | Future T-20: Small Network Equipment | 0 | 0 | 0 | 20.527 | 19.6395 | 18.764 | 17.9068 | 17.0732 | 0.24402 | 0.23242 | 0.22135 | 0.21083
Residential | MW | AppPlug | SCE | Future T-20: Small Network Equipment | 0 | 0 | 0 | 2.5659 | 2.4549 | 2.3455 | 2.2383 | 2.1342 | 0.030502 | 0.029053 | 0.027669 | 0.026354
Residential | GWh | AppPlug | SCE | 2008 T-24: Residential Swimming pool | 2.9149 | 2.9576 | 3.0014 | 3.0478 | 3.0979 | 3.1521 | 3.1222 | 3.0978 | 3.0782 | 3.0626 | 3.0504 | 3.0408
Residential | MW | AppPlug | SCE | 2008 T-24: Residential Swimming pool | 1.629 | 1.6528 | 1.6773 | 1.7033 | 1.7312 | 1.7615 | 1.7448 | 1.7312 | 1.7202 | 1.7115 | 1.7047 | 1.6993
Residential | MM Therms | AppPlug | SCG | Fed Appliance: Residential Electric & Gas Ranges | 0.012526 | 0.012481 | 0.012439 | 0.012401 | 0.012367 | 0.012335 | 0.012306 | 0.01228 | 0.012256 | 0.012234 | 0.012214 | 0.012196
Residential | MM Therms | AppPlug | SCG | Fed Appliance: Residential Pool Heaters | 0.0084026 | 0.011879 | 0.011966 | 0.012058 | 0.012153 | 0.012131 | 0.012112 | 0.012097 | 0.012084 | 0.012073 | 0.0035236 | 0.00012056
Residential | MM Therms | AppPlug | SCG | Fed Appliance: Residential Refrigerators & Freezers | 0 | -0.010522 | -0.035425 | -0.03546 | -0.035606 | -0.035825 | -0.035734 | -0.035676 | -0.035639 | -0.035615 | -0.035599 | -0.03559
Residential | MM Therms | AppPlug | SCG | Fed Appliance: Residential Clothes Washers (Front Loading) | 0 | 0 | 0.030704 | 0.037631 | 0.037912 | 0.038201 | 0.038496 | 0.038414 | 0.038339 | 0.038271 | 0.038209 | 0.038153
Residential | MM Therms | AppPlug | SCG | Fed Appliance: External Power Supplies | 0 | 0 | 0 | -0.008187 | -0.0091758 | -0.0091904 | -0.0092288 | -0.0073598 | -0.00013887 | -0.00013861 | -0.00013843 | -0.00013831
Residential | MM Therms | AppPlug | SCG | 2005 T-20: External Power Supplies, Tier 1 | -0.14111 | -0.0020195 | -0.0019457 | -0.0018936 | -0.0018571 | -0.0018317 | -0.0018142 | -0.0018021 | -0.0017939 | -0.0017882 | -0.0017843 | -0.0017816
Residential | MM Therms | AppPlug | SCG | 2005 T-20: External Power Supplies, Tier 2 | -0.040914 | -0.03969 | -0.019535 | -0.00057273 | -0.00056641 | -0.00056226 | -0.00055963 | -0.00055807 | -0.00055725 | -0.00055692 | -0.00055621 | -0.00055573
Residential | MM Therms | AppPlug | SCG | 2005 T-20: Consumer Electronics - Audio Players | -0.00095871 | -0.00092641 | -0.00090596 | -0.00089309 | -0.00088502 | -0.00087996 | -0.0008768 | -0.00087482 | -0.00087359 | -0.00087282 | -0.00087234 | -0.00087204
Residential | MM Therms | AppPlug | SCG | 2005 T-20: Consumer Electronics - TVs | 0 | 0 | 0 | 0 | 0 | 0 | 0 | 0 | 0 | 0 | 0 | 0
Residential | MM Therms | AppPlug | SCG | 2005 T-20: Consumer Electronics - DVDs | -0.00012592 | -0.00014256 | -0.00015865 | -0.00017445 | -0.00019014 | -0.00020587 | -0.0002217 | -0.00023768 | -0.00025385 | -0.0002702 | -0.00026823 | -0.00026666
Residential | MM Therms | AppPlug | SCG | 2005 T-20: Water Dispensers | -0.00186 | -2.8259e-05 | -2.8737e-05 | -2.9365e-05 | -3.0105e-05 | -3.0928e-05 | -3.1812e-05 | -3.2739e-05 | -3.3698e-05 | -3.4679e-05 | -3.4638e-05 | -3.4609e-05
Residential | MM Therms | AppPlug | SCG | 2009 T-20: Televisions - Tier 1 | -0.85334 | -0.75049 | -0.67253 | -0.6108 | -0.55923 | -0.51381 | -0.47209 | -0.43149 | -0.0059146 | -0.0059103 | -0.0059008 | -0.0058953
Residential | MM Therms | AppPlug | SCG | 2009 T-20: Televisions - Tier 2 | -0.96937 | -0.85785 | -0.76378 | -0.68538 | -0.61991 | -0.56453 | -0.51672 | -0.47443 | -0.43612 | -0.39962 | -0.0054224 | -0.0053752
Residential | MM Therms | AppPlug | SCG | Future T-20: Computers - Tier 1 ¦ Desktops, Notebooks | 0 | 0 | 0 | -0.19297 | -0.30629 | -0.28213 | -0.25857 | -0.1003 | -0.0032151 | -0.0029115 | -0.0026294 | -0.0023697
Residential | GWh | BldgEnv | PG&E | 2005 T-24: Window replacement | 2.0552 | 2.0461 | 2.0373 | 2.0289 | 2.1001 | 2.1716 | 2.1708 | 2.1703 | 2.1698 | 2.1695 | 2.1693 | 2.1691
Residential | MW | BldgEnv | PG&E | 2005 T-24: Window replacement | 0.78424 | 0.78074 | 0.7774 | 0.7742 | 0.80137 | 0.82863 | 0.82834 | 0.82813 | 0.82796 | 0.82784 | 0.82774 | 0.82767
Residential | MM Therms | BldgEnv | PG&E | 2005 T-24: Window replacement | 0.11025 | 0.10975 | 0.10928 | 0.10883 | 0.11265 | 0.11649 | 0.11645 | 0.11642 | 0.11639 | 0.11637 | 0.11636 | 0.11635
Residential | GWh | BldgEnv | PG&E | 2008 T-24: Site Built Fenestration | 0.23599 | 0.23494 | 0.23529 | 0.23699 | 0.23986 | 0.24371 | 0.24147 | 0.23989 | 0.23879 | 0.23802 | 0.23749 | 0.23712
Residential | MM Therms | BldgEnv | PG&E | 2008 T-24: Site Built Fenestration | 0.0046285 | 0.0046079 | 0.0046147 | 0.004648 | 0.0047044 | 0.0047798 | 0.0047358 | 0.0047049 | 0.0046832 | 0.0046682 | 0.0046578 | 0.0046506
Residential | GWh | BldgEnv | PG&E | 2008 T-24: Residential Fenestration | 0.38262 | 0.36723 | 0.35609 | 0.34875 | 0.34468 | 0.34333 | 0.33471 | 0.32824 | 0.32339 | 0.31977 | 0.31708 | 0.31508
Residential | MW | BldgEnv | PG&E | 2008 T-24: Residential Fenestration | 0.29069 | 0.279 | 0.27053 | 0.26496 | 0.26186 | 0.26084 | 0.25429 | 0.24937 | 0.24569 | 0.24294 | 0.2409 | 0.23938
Residential | MM Therms | BldgEnv | PG&E | 2008 T-24: Residential Fenestration | 0.11259 | 0.10806 | 0.10478 | 0.10262 | 0.10142 | 0.10103 | 0.098491 | 0.096585 | 0.095159 | 0.094095 | 0.093303 | 0.092714
Residential | GWh | BldgEnv | SDG&E | 2005 T-24: Window replacement | 0.48105 | 0.47891 | 0.47686 | 0.4749 | 0.49156 | 0.50828 | 0.50811 | 0.50798 | 0.50788 | 0.5078 | 0.50774 | 0.5077
Residential | MW | BldgEnv | SDG&E | 2005 T-24: Window replacement | 0.18356 | 0.18274 | 0.18196 | 0.18121 | 0.18757 | 0.19395 | 0.19388 | 0.19383 | 0.19379 | 0.19377 | 0.19374 | 0.19373
Residential | MM Therms | BldgEnv | SDG&E | 2005 T-24: Window replacement | 0.01253 | 0.012474 | 0.012421 | 0.01237 | 0.012804 | 0.013239 | 0.013235 | 0.013231 | 0.013229 | 0.013227 | 0.013225 | 0.013224
Residential | GWh | BldgEnv | SDG&E | 2008 T-24: Site Built Fenestration | 0.055237 | 0.054992 | 0.055073 | 0.05547 | 0.056143 | 0.057043 | 0.056518 | 0.056149 | 0.055891 | 0.055711 | 0.055587 | 0.055501
Residential | MM Therms | BldgEnv | SDG&E | 2008 T-24: Site Built Fenestration | 0.00052605 | 0.00052371 | 0.00052449 | 0.00052827 | 0.00053468 | 0.00054325 | 0.00053825 | 0.00053473 | 0.00053227 | 0.00053056 | 0.00052938 | 0.00052856
Residential | GWh | BldgEnv | SDG&E | 2008 T-24: Residential Fenestration | 0.089558 | 0.085955 | 0.083347 | 0.081628 | 0.080676 | 0.08036 | 0.078343 | 0.076828 | 0.075693 | 0.074847 | 0.074216 | 0.073748
Residential | MW | BldgEnv | SDG&E | 2008 T-24: Residential Fenestration | 0.06804 | 0.065303 | 0.063321 | 0.062016 | 0.061292 | 0.061052 | 0.05952 | 0.058369 | 0.057507 | 0.056864 | 0.056385 | 0.056029
Residential | MM Therms | BldgEnv | SDG&E | 2008 T-24: Residential Fenestration | 0.012796 | 0.012282 | 0.011909 | 0.011663 | 0.011527 | 0.011482 | 0.011194 | 0.010977 | 0.010815 | 0.010694 | 0.010604 | 0.010537
Residential | GWh | BldgEnv | SCE | 2005 T-24: Window replacement | 2.1198 | 2.1104 | 2.1014 | 2.0927 | 2.1662 | 2.2398 | 2.2391 | 2.2385 | 2.238 | 2.2377 | 2.2374 | 2.2372
Residential | MW | BldgEnv | SCE | 2005 T-24: Window replacement | 0.80889 | 0.80527 | 0.80183 | 0.79853 | 0.82656 | 0.85467 | 0.85438 | 0.85416 | 0.85399 | 0.85386 | 0.85376 | 0.85369
Residential | GWh | BldgEnv | SCE | 2008 T-24: Site Built Fenestration | 0.24341 | 0.24233 | 0.24269 | 0.24444 | 0.2474 | 0.25137 | 0.24906 | 0.24743 | 0.24629 | 0.2455 | 0.24495 | 0.24457
Residential | GWh | BldgEnv | SCE | 2008 T-24: Residential Fenestration | 0.39465 | 0.37878 | 0.36728 | 0.35971 | 0.35551 | 0.35412 | 0.34523 | 0.33855 | 0.33355 | 0.32982 | 0.32705 | 0.32498
Residential | MW | BldgEnv | SCE | 2008 T-24: Residential Fenestration | 0.29983 | 0.28777 | 0.27904 | 0.27328 | 0.27009 | 0.26904 | 0.26229 | 0.25721 | 0.25341 | 0.25058 | 0.24847 | 0.2469
Residential | MM Therms | BldgEnv | SCG | 2005 T-24: Window replacement | 0.17655 | 0.17576 | 0.17501 | 0.17429 | 0.1804 | 0.18654 | 0.18647 | 0.18643 | 0.18639 | 0.18636 | 0.18634 | 0.18632
Residential | MM Therms | BldgEnv | SCG | 2008 T-24: Site Built Fenestration | 0.007412 | 0.0073791 | 0.00739 | 0.0074432 | 0.0075336 | 0.0076543 | 0.0075839 | 0.0075343 | 0.0074997 | 0.0074756 | 0.0074589 | 0.0074474
Residential | MM Therms | BldgEnv | SCG | 2008 T-24: Residential Fenestration | 0.1803 | 0.17305 | 0.16779 | 0.16434 | 0.16242 | 0.16178 | 0.15772 | 0.15467 | 0.15239 | 0.15068 | 0.14941 | 0.14847
Residential | GWh | HVAC | PG&E | Fed Appliance: Residential Direct Heating Equipment | -0.01764 | -0.024938 | -0.025121 | -0.025313 | -0.025514 | -0.025467 | -0.025428 | -0.025395 | -0.025368 | -0.025345 | -0.025326 | -0.02531
Residential | MM Therms | HVAC | PG&E | Fed Appliance: Residential Direct Heating Equipment | 0.029385 | 0.041542 | 0.041847 | 0.042168 | 0.042502 | 0.042424 | 0.042358 | 0.042304 | 0.042258 | 0.04222 | 0.042188 | 0.042162
Residential | GWh | HVAC | PG&E | Fed Appliance: Residential Room AC | 0 | 0.62334 | 1.0707 | 1.0784 | 1.0864 | 1.0945 | 1.0919 | 1.0896 | 1.0875 | 1.0856 | 1.0838 | 1.0822
Residential | MW | HVAC | PG&E | Fed Appliance: Residential Room AC | 0 | 1.0184 | 1.7493 | 1.7619 | 1.7749 | 1.7882 | 1.784 | 1.7802 | 1.7767 | 1.7736 | 1.7707 | 1.7681
Residential | GWh | HVAC | PG&E | Fed Appliance: Residential Central AC and Heat Pumps | 0 | 0 | 1.9727 | 1.9872 | 2.002 | 2.0173 | 2.0329 | 2.0285 | 2.0246 | 2.021 | 2.0177 | 2.0147
Residential | MW | HVAC | PG&E | Fed Appliance: Residential Central AC and Heat Pumps | 0 | 0 | 3.2128 | 3.2363 | 3.2605 | 3.2854 | 3.3108 | 3.3037 | 3.2973 | 3.2914 | 3.2861 | 3.2812
Residential | GWh | HVAC | PG&E | Future T-20: Air Filter Labeling | 0 | 0 | 0 | 24.2213 | 0.35638 | 0.34334 | 0.32083 | 0.28731 | 0.24364 | 0.19404 | 0.14493 | 0.10216
Residential | MW | HVAC | PG&E | Future T-20: Air Filter Labeling | 0 | 0 | 0 | 30.1201 | 0.44317 | 0.42695 | 0.39896 | 0.35728 | 0.30298 | 0.24129 | 0.18022 | 0.12704
Residential | GWh | HVAC | PG&E | 2005 T-24: Duct improvement | 0.90072 | 0.99272 | 1.0834 | 1.172 | 1.2572 | 1.3371 | 1.3195 | 1.2962 | 1.2678 | 1.2372 | 1.2078 | 1.1828
Residential | MW | HVAC | PG&E | 2005 T-24: Duct improvement | 1.3439 | 1.4812 | 1.6166 | 1.7488 | 1.8758 | 1.9951 | 1.9688 | 1.934 | 1.8917 | 1.8459 | 1.8021 | 1.7647
Residential | MM Therms | HVAC | PG&E | 2005 T-24: Duct improvement | 0.2007 | 0.2212 | 0.24142 | 0.26116 | 0.28014 | 0.29794 | 0.29403 | 0.28882 | 0.28251 | 0.27567 | 0.26913 | 0.26355
Residential | GWh | HVAC | SDG&E | Fed Appliance: Residential Direct Heating Equipment | -0.0041288 | -0.0058369 | -0.0058799 | -0.0059249 | -0.0059718 | -0.0059609 | -0.0059517 | -0.005944 | -0.0059376 | -0.0059322 | -0.0059278 | -0.0059242
Residential | MM Therms | HVAC | SDG&E | Fed Appliance: Residential Direct Heating Equipment | 0.0033397 | 0.0047214 | 0.0047561 | 0.0047925 | 0.0048305 | 0.0048217 | 0.0048142 | 0.004808 | 0.0048028 | 0.0047985 | 0.0047949 | 0.004792
Residential | GWh | HVAC | SDG&E | Fed Appliance: Residential Room AC | 0 | 0.1459 | 0.2506 | 0.25241 | 0.25427 | 0.25618 | 0.25558 | 0.25504 | 0.25454 | 0.25409 | 0.25368 | 0.2533
Residential | MW | HVAC | SDG&E | Fed Appliance: Residential Room AC | 0 | 0.23837 | 0.40944 | 0.41239 | 0.41543 | 0.41855 | 0.41757 | 0.41668 | 0.41587 | 0.41513 | 0.41446 | 0.41385
Residential | GWh | HVAC | SDG&E | Fed Appliance: Residential Central AC and Heat Pumps | 0 | 0 | 0.46174 | 0.46512 | 0.4686 | 0.47217 | 0.47582 | 0.4748 | 0.47388 | 0.47303 | 0.47227 | 0.47157
Residential | MW | HVAC | SDG&E | Fed Appliance: Residential Central AC and Heat Pumps | 0 | 0 | 0.752 | 0.75751 | 0.76317 | 0.76898 | 0.77493 | 0.77327 | 0.77176 | 0.77039 | 0.76915 | 0.76802
Residential | GWh | HVAC | SDG&E | Future T-20: Air Filter Labeling | 0 | 0 | 0 | 5.6693 | 0.083414 | 0.080362 | 0.075093 | 0.067247 | 0.057028 | 0.045417 | 0.033922 | 0.023911
Residential | MW | HVAC | SDG&E | Future T-20: Air Filter Labeling | 0 | 0 | 0 | 7.05 | 0.10373 | 0.099934 | 0.093381 | 0.083625 | 0.070916 | 0.056478 | 0.042184 | 0.029734
Residential | GWh | HVAC | SDG&E | 2005 T-24: Duct improvement | 0.21082 | 0.23236 | 0.25359 | 0.27433 | 0.29426 | 0.31297 | 0.30886 | 0.30338 | 0.29675 | 0.28958 | 0.2827 | 0.27684
Residential | MW | HVAC | SDG&E | 2005 T-24: Duct improvement | 0.31456 | 0.34669 | 0.37838 | 0.40932 | 0.43906 | 0.46697 | 0.46083 | 0.45267 | 0.44277 | 0.43207 | 0.42181 | 0.41306
Residential | MM Therms | HVAC | SDG&E | 2005 T-24: Duct improvement | 0.022811 | 0.025141 | 0.027439 | 0.029682 | 0.031839 | 0.033863 | 0.033418 | 0.032826 | 0.032108 | 0.031332 | 0.030588 | 0.029954
Residential | GWh | HVAC | SCE | Fed Appliance: Residential Direct Heating Equipment | -0.018194 | -0.025721 | -0.025911 | -0.026109 | -0.026316 | -0.026268 | -0.026227 | -0.026193 | -0.026165 | -0.026141 | -0.026122 | -0.026106
Residential | GWh | HVAC | SCE | Fed Appliance: Residential Room AC | 0 | 0.64293 | 1.1043 | 1.1123 | 1.1205 | 1.1289 | 1.1263 | 1.1239 | 1.1217 | 1.1197 | 1.1179 | 1.1162
Residential | MW | HVAC | SCE | Fed Appliance: Residential Room AC | 0 | 1.0504 | 1.8042 | 1.8173 | 1.8307 | 1.8444 | 1.8401 | 1.8362 | 1.8326 | 1.8293 | 1.8264 | 1.8237
Residential | GWh | HVAC | SCE | Fed Appliance: Residential Central AC and Heat Pumps | 0 | 0 | 2.0347 | 2.0496 | 2.065 | 2.0807 | 2.0968 | 2.0923 | 2.0882 | 2.0845 | 2.0811 | 2.0781
Residential | MW | HVAC | SCE | Fed Appliance: Residential Central AC and Heat Pumps | 0 | 0 | 3.3138 | 3.3381 | 3.363 | 3.3886 | 3.4148 | 3.4075 | 3.4009 | 3.3948 | 3.3894 | 3.3844
Residential | GWh | HVAC | SCE | Future T-20: Air Filter Labeling | 0 | 0 | 0 | 24.9826 | 0.36758 | 0.35413 | 0.33091 | 0.29634 | 0.2513 | 0.20014 | 0.14948 | 0.10537
Residential | MW | HVAC | SCE | Future T-20: Air Filter Labeling | 0 | 0 | 0 | 31.0668 | 0.4571 | 0.44037 | 0.4115 | 0.36851 | 0.3125 | 0.24888 | 0.18589 | 0.13103
Residential | GWh | HVAC | SCE | 2005 T-24: Duct improvement | 0.92903 | 1.0239 | 1.1175 | 1.2089 | 1.2967 | 1.3791 | 1.361 | 1.3369 | 1.3077 | 1.2761 | 1.2458 | 1.2199
Residential | MW | HVAC | SCE | 2005 T-24: Duct improvement | 1.3862 | 1.5278 | 1.6674 | 1.8037 | 1.9348 | 2.0578 | 2.0307 | 1.9947 | 1.9511 | 1.904 | 1.8588 | 1.8202
Residential | MM Therms | HVAC | SCG | Fed Appliance: Residential Direct Heating Equipment | 0.047057 | 0.066524 | 0.067014 | 0.067527 | 0.068062 | 0.067937 | 0.067832 | 0.067744 | 0.067671 | 0.06761 | 0.06756 | 0.067518
Residential | MM Therms | HVAC | SCG | 2005 T-24: Duct improvement | 0.3214 | 0.35423 | 0.38661 | 0.41822 | 0.44861 | 0.47712 | 0.47086 | 0.46251 | 0.4524 | 0.44146 | 0.43098 | 0.42204
Residential | GWh | Lighting | PG&E | Fed Appliance: General Service Fluorescent Lamps | 4.7947 | 4.5536 | 4.3588 | 4.2093 | 4.1006 | 2.1561 | 0.078025 | 0.076776 | 0.075867 | 0.075209 | 0.074736 | 0.074396
Residential | MW | Lighting | PG&E | Fed Appliance: General Service Fluorescent Lamps | 1.3202 | 1.2538 | 1.2002 | 1.159 | 1.1291 | 0.59366 | 0.021484 | 0.02114 | 0.02089 | 0.020709 | 0.020578 | 0.020485
Residential | MM Therms | Lighting | PG&E | Fed Appliance: General Service Fluorescent Lamps | -0.020299 | -0.019279 | -0.018454 | -0.017821 | -0.017361 | -0.0091281 | -0.00033033 | -0.00032504 | -0.0003212 | -0.00031841 | -0.00031641 | -0.00031497
Residential | GWh | Lighting | PG&E | Fed Appliance: Incandescent Reflector Lamps | 0.49109 | 0.023229 | 0.032478 | 0.041248 | 0.049432 | 0.048003 | 0.046437 | 0.044791 | 0.043135 | 0.041543 | 0.040075 | 0.038774
Residential | MW | Lighting | PG&E | Fed Appliance: Incandescent Reflector Lamps | 0.11771 | 0.0055676 | 0.0077844 | 0.0098864 | 0.011848 | 0.011506 | 0.01113 | 0.010736 | 0.010339 | 0.0099571 | 0.0096052 | 0.0092935
Residential | MM Therms | Lighting | PG&E | Fed Appliance: Incandescent Reflector Lamps | -0.0065448 | -0.00030957 | -0.00043283 | -0.00054971 | -0.00065878 | -0.00063974 | -0.00061887 | -0.00059693 | -0.00057486 | -0.00055364 | -0.00053408 | -0.00051674
Residential | GWh | Lighting | PG&E | Fed Appliance: Fluorescent Ballasts | 0 | 0.32483 | 2.488 | 2.5067 | 2.5263 | 2.5466 | 2.5423 | 2.5386 | 2.5356 | 2.5331 | 2.531 | 2.5293
Residential | MW | Lighting | PG&E | Fed Appliance: Fluorescent Ballasts | 0 | 0.056493 | 0.43269 | 0.43595 | 0.43935 | 0.44289 | 0.44213 | 0.4415 | 0.44097 | 0.44054 | 0.44018 | 0.43989
Residential | MM Therms | Lighting | PG&E | Fed Appliance: Fluorescent Ballasts | 0 | -0.0044633 | -0.034185 | -0.034443 | -0.034711 | -0.034991 | -0.034931 | -0.034881 | -0.03484 | -0.034805 | -0.034777 | -0.034754
Residential | GWh | Lighting | PG&E | Fed Appliance: General Service Fluorescent Lamps | 0 | 0 | 0 | 0 | 0 | 0.89548 | 0.96968 | 0.97827 | 0.98708 | 0.99606 | 0.99525 | 0.082019
Residential | MW | Lighting | PG&E | Fed Appliance: General Service Fluorescent Lamps | 0 | 0 | 0 | 0 | 0 | 0.14003 | 0.15164 | 0.15298 | 0.15436 | 0.15576 | 0.15563 | 0.012826
Residential | MM Therms | Lighting | PG&E | Fed Appliance: General Service Fluorescent Lamps | 0 | 0 | 0 | 0 | 0 | -0.012304 | -0.013324 | -0.013442 | -0.013563 | -0.013686 | -0.013675 | -0.001127
Residential | GWh | Lighting | PG&E | 2005 T-20: Modular Furniture Task Lighting Fixtures | 0.010705 | 0.010078 | 0.0096695 | 0.0094303 | 0.0093206 | 0.0093095 | 0.0093741 | 0.009495 | 0.0096581 | 0.0097737 | 0.00019557 | 0.00019449
Residential | MW | Lighting | PG&E | 2005 T-20: Modular Furniture Task Lighting Fixtures | 0.0021433 | 0.0020177 | 0.0019359 | 0.001888 | 0.0018661 | 0.0018638 | 0.0018768 | 0.001901 | 0.0019336 | 0.0019568 | 3.9154e-05 | 3.8938e-05
Residential | MM Therms | Lighting | PG&E | 2005 T-20: Modular Furniture Task Lighting Fixtures | -4.5324e-05 | -4.2667e-05 | -4.0938e-05 | -3.9925e-05 | -3.9461e-05 | -3.9414e-05 | -3.9687e-05 | -4.0199e-05 | -4.089e-05 | -4.1379e-05 | -8.2797e-07 | -8.2342e-07
Residential | GWh | Lighting | PG&E | 2006 T-20: General Service Incandescent Lamps, Tier 2 | 0 | 0 | 0 | 0 | 0 | 0 | 0 | 0 | 0 | 0 | 0 | 0
Residential | MW | Lighting | PG&E | 2006 T-20: General Service Incandescent Lamps, Tier 2 | 0 | 0 | 0 | 0 | 0 | 0 | 0 | 0 | 0 | 0 | 0 | 0
Residential | MM Therms | Lighting | PG&E | 2006 T-20: General Service Incandescent Lamps, Tier 2 | 0 | 0 | 0 | 0 | 0 | 0 | 0 | 0 | 0 | 0 | 0 | 0
Residential | GWh | Lighting | PG&E | 2006 T-20: General Service Incandescent Lamps, Tier 2 | 0 | 0 | 0 | 0 | 0 | 0 | 0 | 0 | 0 | 0 | 0 | 0
Residential | MW | Lighting | PG&E | 2006 T-20: General Service Incandescent Lamps, Tier 2 | 0 | 0 | 0 | 0 | 0 | 0 | 0 | 0 | 0 | 0 | 0 | 0
Residential | MM Therms | Lighting | PG&E | 2006 T-20: General Service Incandescent Lamps, Tier 2 | 0 | 0 | 0 | 0 | 0 | 0 | 0 | 0 | 0 | 0 | 0 | 0
Residential | GWh | Lighting | PG&E | 2006 T-20: General Service Incandescent Lamps, Tier 2 | 0.15677 | 0.15812 | 0.15952 | 0.16099 | 0.1625 | 0.16406 | 0.16567 | 0.16732 | 0.169 | 0.17072 | 0.17058 | 0.17046
Residential | MW | Lighting | PG&E | 2006 T-20: General Service Incandescent Lamps, Tier 2 | 0.02579 | 0.026013 | 0.026244 | 0.026484 | 0.026733 | 0.02699 | 0.027255 | 0.027526 | 0.027803 | 0.028085 | 0.028062 | 0.028044
Residential | MM Therms | Lighting | PG&E | 2006 T-20: General Service Incandescent Lamps, Tier 2 | -0.0020892 | -0.0021072 | -0.002126 | -0.0021455 | -0.0021656 | -0.0021865 | -0.0022079 | -0.0022299 | -0.0022523 | -0.0022751 | -0.0022733 | -0.0022718
Residential | GWh | Lighting | PG&E | 2006 T-20: BR, ER and R20 Incandescent Reflector Lamps: Residential | 0 | 0 | 0 | 0 | 0 | 0 | 0 | 0 | 0 | 0 | 0 | 0
Residential | MW | Lighting | PG&E | 2006 T-20: BR, ER and R20 Incandescent Reflector Lamps: Residential | 0 | 0 | 0 | 0 | 0 | 0 | 0 | 0 | 0 | 0 | 0 | 0
Residential | MM Therms | Lighting | PG&E | 2006 T-20: BR, ER and R20 Incandescent Reflector Lamps: Residential | 0 | 0 | 0 | 0 | 0 | 0 | 0 | 0 | 0 | 0 | 0 | 0
Residential | GWh | Lighting | PG&E | 2008 T-20: Portable Lighting Fixtures | 10.5599 | 10.389 | 10.28 | 10.226 | 10.2145 | 10.233 | 10.2716 | 10.3232 | 10.3269 | 0.15672 | 0.15664 | 0.15659
Residential | MW | Lighting | PG&E | 2008 T-20: Portable Lighting Fixtures | 1.8683 | 1.838 | 1.8187 | 1.8092 | 1.8072 | 1.8104 | 1.8173 | 1.8264 | 1.827 | 0.027727 | 0.027713 | 0.027705
Residential | MM Therms | Lighting | PG&E | 2008 T-20: Portable Lighting Fixtures | -0.14073 | -0.13845 | -0.137 | -0.13628 | -0.13613 | -0.13637 | -0.13689 | -0.13758 | -0.13763 | -0.0020886 | -0.0020875 | -0.0020869
Residential | GWh | Lighting | PG&E | 2008 T-20: General Purpose Lighting -- 100 watt | 0 | 0 | 0 | 0 | 0 | 0 | 0 | 0 | 0 | 0 | 0 | 0
Residential | MW | Lighting | PG&E | 2008 T-20: General Purpose Lighting -- 100 watt | 0 | 0 | 0 | 0 | 0 | 0 | 0 | 0 | 0 | 0 | 0 | 0
Residential | MM Therms | Lighting | PG&E | 2008 T-20: General Purpose Lighting -- 100 watt | 0 | 0 | 0 | 0 | 0 | 0 | 0 | 0 | 0 | 0 | 0 | 0
Residential | GWh | Lighting | PG&E | 2008 T-20: General Purpose Lighting -- 75 watt | 0 | 0 | 0 | 0 | 0 | 0 | 0 | 0 | 0 | 0 | 0 | 0
Residential | MW | Lighting | PG&E | 2008 T-20: General Purpose Lighting -- 75 watt | 0 | 0 | 0 | 0 | 0 | 0 | 0 | 0 | 0 | 0 | 0 | 0
Residential | MM Therms | Lighting | PG&E | 2008 T-20: General Purpose Lighting -- 75 watt | 0 | 0 | 0 | 0 | 0 | 0 | 0 | 0 | 0 | 0 | 0 | 0
Residential | GWh | Lighting | PG&E | 2008 T-20: General Purpose Lighting -- 60 and 40 watt | 51.0818 | 0 | 0 | 0 | 0 | 0 | 0 | 0 | 0 | 0 | 0 | 0
Residential | MW | Lighting | PG&E | 2008 T-20: General Purpose Lighting -- 60 and 40 watt | 8.3685 | 0 | 0 | 0 | 0 | 0 | 0 | 0 | 0 | 0 | 0 | 0
Residential | MM Therms | Lighting | PG&E | 2008 T-20: General Purpose Lighting -- 60 and 40 watt | -0.68077 | 0 | 0 | 0 | 0 | 0 | 0 | 0 | 0 | 0 | 0 | 0
Residential | GWh | Lighting | PG&E | Future T-20: Dimming Ballasts | 0 | 0 | 0 | 0.94108 | 0.95774 | 0.97436 | 0.9909 | 1.0074 | 1.0237 | 1.04 | 1.056 | 1.0719
Residential | MW | Lighting | PG&E | Future T-20: Dimming Ballasts | 0 | 0 | 0 | 0.19998 | 0.20352 | 0.20705 | 0.21057 | 0.21407 | 0.21754 | 0.22099 | 0.22441 | 0.22779
Residential | GWh | Lighting | PG&E | Future T-20: Small Diameter Directional Lamps (Tier 1) | 0 | 0 | 0 | 33.146 | 0.49038 | 0.48396 | 0.47667 | 0.46856 | 0.45971 | 0.45022 | 0.44018 | 0.42971
Residential | MW | Lighting | PG&E | Future T-20: Small Diameter Directional Lamps (Tier 1) | 0 | 0 | 0 | 6.3063 | 0.093298 | 0.092078 | 0.09069 | 0.089147 | 0.087464 | 0.085658 | 0.083748 | 0.081755
Residential | GWh | Lighting | PG&E | Future T-20: Small Diameter Directional Lamps (Tier 2) | 0 | 0 | 0 | 8.4937 | 8.1918 | 0.12077 | 0.12022 | 0.12063 | 0.12165 | 0.12304 | 0.12465 | 0.12641
Residential | MW | Lighting | PG&E | Future T-20: Small Diameter Directional Lamps (Tier 2) | 0 | 0 | 0 | 1.616 | 1.5586 | 0.022978 | 0.022872 | 0.022951 | 0.023145 | 0.023409 | 0.023716 | 0.02405
Residential | GWh | Lighting | SDG&E | Fed Appliance: General Service Fluorescent Lamps | 1.1223 | 1.0658 | 1.0202 | 0.98524 | 0.95978 | 0.50465 | 0.018263 | 0.01797 | 0.017757 | 0.017604 | 0.017493 | 0.017413
Residential | MW | Lighting | SDG&E | Fed Appliance: General Service Fluorescent Lamps | 0.30901 | 0.29347 | 0.28091 | 0.27128 | 0.26427 | 0.13895 | 0.0050285 | 0.004948 | 0.0048895 | 0.0048471 | 0.0048166 | 0.0047947
Residential | MM Therms | Lighting | SDG&E | Fed Appliance: General Service Fluorescent Lamps | -0.0023071 | -0.0021911 | -0.0020974 | -0.0020254 | -0.0019731 | -0.0010375 | -3.7544e-05 | -3.6943e-05 | -3.6506e-05 | -3.6189e-05 | -3.5961e-05 | -3.5798e-05
Residential | GWh | Lighting | SDG&E | Fed Appliance: Incandescent Reflector Lamps | 0.11495 | 0.0054371 | 0.0076018 | 0.0096546 | 0.01157 | 0.011236 | 0.010869 | 0.010484 | 0.010096 | 0.0097236 | 0.00938 | 0.0090756
Residential | MW | Lighting | SDG&E | Fed Appliance: Incandescent Reflector Lamps | 0.02755 | 0.0013032 | 0.001822 | 0.002314 | 0.0027732 | 0.002693 | 0.0026052 | 0.0025128 | 0.0024199 | 0.0023306 | 0.0022482 | 0.0021753
Residential | MM Therms | Lighting | SDG&E | Fed Appliance: Incandescent Reflector Lamps | -0.00074384 | -3.5185e-05 | -4.9193e-05 | -6.2477e-05 | -7.4873e-05 | -7.271e-05 | -7.0337e-05 | -6.7844e-05 | -6.5336e-05 | -6.2924e-05 | -6.07e-05 | -5.873e-05
Residential | GWh | Lighting | SDG&E | Fed Appliance: Fluorescent Ballasts | 0 | 0.076031 | 0.58234 | 0.58672 | 0.5913 | 0.59607 | 0.59505 | 0.5942 | 0.59349 | 0.5929 | 0.59242 | 0.59202
Residential | MW | Lighting | SDG&E | Fed Appliance: Fluorescent Ballasts | 0 | 0.013223 | 0.10128 | 0.10204 | 0.10284 | 0.10366 | 0.10349 | 0.10334 | 0.10322 | 0.10311 | 0.10303 | 0.10296
Residential | MM Therms | Lighting | SDG&E | Fed Appliance: Fluorescent Ballasts | 0 | -0.00050728 | -0.0038853 | -0.0039146 | -0.0039451 | -0.0039769 | -0.0039701 | -0.0039644 | -0.0039597 | -0.0039558 | -0.0039526 | -0.0039499
Residential | GWh | Lighting | SDG&E | Fed Appliance: General Service Fluorescent Lamps | 0 | 0 | 0 | 0 | 0 | 0.2096 | 0.22697 | 0.22898 | 0.23104 | 0.23314 | 0.23295 | 0.019198
Residential | MW | Lighting | SDG&E | Fed Appliance: General Service Fluorescent Lamps | 0 | 0 | 0 | 0 | 0 | 0.032776 | 0.035492 | 0.035807 | 0.036129 | 0.036458 | 0.036428 | 0.0030021
Residential | MM Therms | Lighting | SDG&E | Fed Appliance: General Service Fluorescent Lamps | 0 | 0 | 0 | 0 | 0 | -0.0013984 | -0.0015143 | -0.0015277 | -0.0015415 | -0.0015555 | -0.0015542 | -0.00012809
Residential | GWh | Lighting | SDG&E | 2005 T-20: Modular Furniture Task Lighting Fixtures | 0.0025057 | 0.0023589 | 0.0022633 | 0.0022073 | 0.0021816 | 0.002179 | 0.0021941 | 0.0022224 | 0.0022606 | 0.0022876 | 4.5775e-05 | 4.5523e-05
Residential | MW | Lighting | SDG&E | 2005 T-20: Modular Furniture Task Lighting Fixtures | 0.00050167 | 0.00047226 | 0.00045312 | 0.00044191 | 0.00043677 | 0.00043625 | 0.00043928 | 0.00044494 | 0.00045259 | 0.000458 | 9.1644e-06 | 9.114e-06
Residential | MM Therms | Lighting | SDG&E | 2005 T-20: Modular Furniture Task Lighting Fixtures | -5.1513e-06 | -4.8493e-06 | -4.6528e-06 | -4.5377e-06 | -4.4849e-06 | -4.4796e-06 | -4.5106e-06 | -4.5688e-06 | -4.6473e-06 | -4.7029e-06 | -9.4103e-08 | -9.3585e-08
Residential | GWh | Lighting | SDG&E | 2006 T-20: General Service Incandescent Lamps, Tier 2 | 0 | 0 | 0 | 0 | 0 | 0 | 0 | 0 | 0 | 0 | 0 | 0
Residential | MW | Lighting | SDG&E | 2006 T-20: General Service Incandescent Lamps, Tier 2 | 0 | 0 | 0 | 0 | 0 | 0 | 0 | 0 | 0 | 0 | 0 | 0
Residential | MM Therms | Lighting | SDG&E | 2006 T-20: General Service Incandescent Lamps, Tier 2 | 0 | 0 | 0 | 0 | 0 | 0 | 0 | 0 | 0 | 0 | 0 | 0
Residential | GWh | Lighting | SDG&E | 2006 T-20: General Service Incandescent Lamps, Tier 2 | 0 | 0 | 0 | 0 | 0 | 0 | 0 | 0 | 0 | 0 | 0 | 0
Residential | MW | Lighting | SDG&E | 2006 T-20: General Service Incandescent Lamps, Tier 2 | 0 | 0 | 0 | 0 | 0 | 0 | 0 | 0 | 0 | 0 | 0 | 0
Residential | MM Therms | Lighting | SDG&E | 2006 T-20: General Service Incandescent Lamps, Tier 2 | 0 | 0 | 0 | 0 | 0 | 0 | 0 | 0 | 0 | 0 | 0 | 0
Residential | GWh | Lighting | SDG&E | 2006 T-20: General Service Incandescent Lamps, Tier 2 | 0.036693 | 0.03701 | 0.037339 | 0.037681 | 0.038035 | 0.038401 | 0.038777 | 0.039163 | 0.039557 | 0.039959 | 0.039926 | 0.039899
Residential | MW | Lighting | SDG&E | 2006 T-20: General Service Incandescent Lamps, Tier 2 | 0.0060365 | 0.0060886 | 0.0061427 | 0.006199 | 0.0062573 | 0.0063174 | 0.0063794 | 0.0064428 | 0.0065077 | 0.0065737 | 0.0065684 | 0.006564
Residential | MM Therms | Lighting | SDG&E | 2006 T-20: General Service Incandescent Lamps, Tier 2 | -0.00023745 | -0.0002395 | -0.00024163 | -0.00024384 | -0.00024613 | -0.0002485 | -0.00025094 | -0.00025343 | -0.00025598 | -0.00025858 | -0.00025837 | -0.0002582
Residential | GWh | Lighting | SDG&E | 2006 T-20: BR, ER and R20 Incandescent Reflector Lamps: Residential | 0 | 0 | 0 | 0 | 0 | 0 | 0 | 0 | 0 | 0 | 0 | 0
Residential | MW | Lighting | SDG&E | 2006 T-20: BR, ER and R20 Incandescent Reflector Lamps: Residential | 0 | 0 | 0 | 0 | 0 | 0 | 0 | 0 | 0 | 0 | 0 | 0
Residential | MM Therms | Lighting | SDG&E | 2006 T-20: BR, ER and R20 Incandescent Reflector Lamps: Residential | 0 | 0 | 0 | 0 | 0 | 0 | 0 | 0 | 0 | 0 | 0 | 0
Residential | GWh | Lighting | SDG&E | 2008 T-20: Portable Lighting Fixtures | 2.4717 | 2.4317 | 2.4061 | 2.3935 | 2.3908 | 2.3952 | 2.4042 | 2.4163 | 2.4171 | 0.036681 | 0.036663 | 0.036653
Residential | MW | Lighting | SDG&E | 2008 T-20: Portable Lighting Fixtures | 0.43729 | 0.43022 | 0.4257 | 0.42346 | 0.42299 | 0.42375 | 0.42535 | 0.42749 | 0.42764 | 0.0064897 | 0.0064866 | 0.0064846
Residential | MM Therms | Lighting | SDG&E | 2008 T-20: Portable Lighting Fixtures | -0.015995 | -0.015736 | -0.015571 | -0.015489 | -0.015472 | -0.0155 | -0.015558 | -0.015636 | -0.015642 | -0.00023737 | -0.00023726 | -0.00023719
Residential | GWh | Lighting | SDG&E | 2008 T-20: General Purpose Lighting -- 100 watt | 0 | 0 | 0 | 0 | 0 | 0 | 0 | 0 | 0 | 0 | 0 | 0
Residential | MW | Lighting | SDG&E | 2008 T-20: General Purpose Lighting -- 100 watt | 0 | 0 | 0 | 0 | 0 | 0 | 0 | 0 | 0 | 0 | 0 | 0
Residential | MM Therms | Lighting | SDG&E | 2008 T-20: General Purpose Lighting -- 100 watt | 0 | 0 | 0 | 0 | 0 | 0 | 0 | 0 | 0 | 0 | 0 | 0
Residential | GWh | Lighting | SDG&E | 2008 T-20: General Purpose Lighting -- 75 watt | 0 | 0 | 0 | 0 | 0 | 0 | 0 | 0 | 0 | 0 | 0 | 0
Residential | MW | Lighting | SDG&E | 2008 T-20: General Purpose Lighting -- 75 watt | 0 | 0 | 0 | 0 | 0 | 0 | 0 | 0 | 0 | 0 | 0 | 0
Residential | MM Therms | Lighting | SDG&E | 2008 T-20: General Purpose Lighting -- 75 watt | 0 | 0 | 0 | 0 | 0 | 0 | 0 | 0 | 0 | 0 | 0 | 0
Residential | GWh | Lighting | SDG&E | 2008 T-20: General Purpose Lighting -- 60 and 40 watt | 11.9563 | 0 | 0 | 0 | 0 | 0 | 0 | 0 | 0 | 0 | 0 | 0
Residential | MW | Lighting | SDG&E | 2008 T-20: General Purpose Lighting -- 60 and 40 watt | 1.9588 | 0 | 0 | 0 | 0 | 0 | 0 | 0 | 0 | 0 | 0 | 0
Residential | MM Therms | Lighting | SDG&E | 2008 T-20: General Purpose Lighting -- 60 and 40 watt | -0.077372 | 0 | 0 | 0 | 0 | 0 | 0 | 0 | 0 | 0 | 0 | 0
Residential | GWh | Lighting | SDG&E | Future T-20: Dimming Ballasts | 0 | 0 | 0 | 0.22027 | 0.22417 | 0.22806 | 0.23193 | 0.23579 | 0.23962 | 0.24342 | 0.24718 | 0.2509
Residential | MW | Lighting | SDG&E | Future T-20: Dimming Ballasts | 0 | 0 | 0 | 0.046807 | 0.047636 | 0.048463 | 0.049286 | 0.050105 | 0.050918 | 0.051726 | 0.052526 | 0.053316
Residential | GWh | Lighting | SDG&E | Future T-20: Small Diameter Directional Lamps (Tier 1) | 0 | 0 | 0 | 7.7582 | 0.11478 | 0.11328 | 0.11157 | 0.10967 | 0.1076 | 0.10538 | 0.10303 | 0.10058
Residential | MW | Lighting | SDG&E | Future T-20: Small Diameter Directional Lamps (Tier 1) | 0 | 0 | 0 | 1.4761 | 0.021838 | 0.021552 | 0.021227 | 0.020866 | 0.020472 | 0.020049 | 0.019602 | 0.019136
Residential | GWh | Lighting | SDG&E | Future T-20: Small Diameter Directional Lamps (Tier 2) | 0 | 0 | 0 | 1.9881 | 1.9174 | 0.028268 | 0.028138 | 0.028235 | 0.028473 | 0.028798 | 0.029176 | 0.029587
Residential | MW | Lighting | SDG&E | Future T-20: Small Diameter Directional Lamps (Tier 2) | 0 | 0 | 0 | 0.37824 | 0.3648 | 0.0053783 | 0.0053536 | 0.005372 | 0.0054173 | 0.0054791 | 0.0055511 | 0.0056293
Residential | GWh | Lighting | SCE | Fed Appliance: General Service Fluorescent Lamps | 4.9454 | 4.6967 | 4.4958 | 4.3416 | 4.2294 | 2.2238 | 0.080477 | 0.079189 | 0.078251 | 0.077573 | 0.077085 | 0.076735
Residential | MW | Lighting | SCE | Fed Appliance: General Service Fluorescent Lamps | 1.3617 | 1.2932 | 1.2379 | 1.1954 | 1.1646 | 0.61232 | 0.022159 | 0.021804 | 0.021546 | 0.021359 | 0.021225 | 0.021129
Residential | GWh | Lighting | SCE | Fed Appliance: Incandescent Reflector Lamps | 0.50653 | 0.023959 | 0.033499 | 0.042544 | 0.050986 | 0.049512 | 0.047897 | 0.046199 | 0.044491 | 0.042848 | 0.041334 | 0.039993
Residential | MW | Lighting | SCE | Fed Appliance: Incandescent Reflector Lamps | 0.12141 | 0.0057426 | 0.008029 | 0.010197 | 0.01222 | 0.011867 | 0.01148 | 0.011073 | 0.010664 | 0.01027 | 0.0099071 | 0.0095856
Residential | GWh | Lighting | SCE | Fed Appliance: Fluorescent Ballasts | 0 | 0.33504 | 2.5662 | 2.5855 | 2.6057 | 2.6267 | 2.6222 | 2.6184 | 2.6153 | 2.6127 | 2.6106 | 2.6088
Residential | MW | Lighting | SCE | Fed Appliance: Fluorescent Ballasts | 0 | 0.058269 | 0.44629 | 0.44965 | 0.45316 | 0.45681 | 0.45603 | 0.45538 | 0.45483 | 0.45439 | 0.45402 | 0.45371
Residential | GWh | Lighting | SCE | Fed Appliance: General Service Fluorescent Lamps | 0 | 0 | 0 | 0 | 0 | 0.92363 | 1.0002 | 1.009 | 1.0181 | 1.0274 | 1.0265 | 0.084597
Residential | MW | Lighting | SCE | Fed Appliance: General Service Fluorescent Lamps | 0 | 0 | 0 | 0 | 0 | 0.14443 | 0.1564 | 0.15779 | 0.15921 | 0.16066 | 0.16053 | 0.013229
Residential | GWh | Lighting | SCE | 2005 T-20: Modular Furniture Task Lighting Fixtures | 0.011042 | 0.010395 | 0.0099734 | 0.0097267 | 0.0096136 | 0.0096022 | 0.0096688 | 0.0097934 | 0.0099617 | 0.010081 | 0.00020171 | 0.0002006
Residential | MW | Lighting | SCE | 2005 T-20: Modular Furniture Task Lighting Fixtures | 0.0022107 | 0.0020811 | 0.0019968 | 0.0019474 | 0.0019247 | 0.0019224 | 0.0019357 | 0.0019607 | 0.0019944 | 0.0020183 | 4.0384e-05 | 4.0162e-05
Residential | GWh | Lighting | SCE | 2006 T-20: General Service Incandescent Lamps, Tier 2 | 0 | 0 | 0 | 0 | 0 | 0 | 0 | 0 | 0 | 0 | 0 | 0
Residential | MW | Lighting | SCE | 2006 T-20: General Service Incandescent Lamps, Tier 2 | 0 | 0 | 0 | 0 | 0 | 0 | 0 | 0 | 0 | 0 | 0 | 0
Residential | GWh | Lighting | SCE | 2006 T-20: General Service Incandescent Lamps, Tier 2 | 0 | 0 | 0 | 0 | 0 | 0 | 0 | 0 | 0 | 0 | 0 | 0
Residential | MW | Lighting | SCE | 2006 T-20: General Service Incandescent Lamps, Tier 2 | 0 | 0 | 0 | 0 | 0 | 0 | 0 | 0 | 0 | 0 | 0 | 0
Residential | GWh | Lighting | SCE | 2006 T-20: General Service Incandescent Lamps, Tier 2 | 0.16169 | 0.16309 | 0.16454 | 0.16605 | 0.16761 | 0.16922 | 0.17088 | 0.17258 | 0.17431 | 0.17608 | 0.17594 | 0.17582
Residential | MW | Lighting | SCE | 2006 T-20: General Service Incandescent Lamps, Tier 2 | 0.026601 | 0.02683 | 0.027069 | 0.027317 | 0.027574 | 0.027839 | 0.028112 | 0.028391 | 0.028677 | 0.028968 | 0.028945 | 0.028925
Residential | GWh | Lighting | SCE | 2006 T-20: BR, ER and R20 Incandescent Reflector Lamps: Residential | 0 | 0 | 0 | 0 | 0 | 0 | 0 | 0 | 0 | 0 | 0 | 0
Residential | MW | Lighting | SCE | 2006 T-20: BR, ER and R20 Incandescent Reflector Lamps: Residential | 0 | 0 | 0 | 0 | 0 | 0 | 0 | 0 | 0 | 0 | 0 | 0
Residential | GWh | Lighting | SCE | 2008 T-20: Portable Lighting Fixtures | 10.8918 | 10.7156 | 10.6031 | 10.5474 | 10.5355 | 10.5546 | 10.5944 | 10.6476 | 10.6514 | 0.16164 | 0.16156 | 0.16152
Residential | MW | Lighting | SCE | 2008 T-20: Portable Lighting Fixtures | 1.927 | 1.8958 | 1.8759 | 1.8661 | 1.864 | 1.8673 | 1.8744 | 1.8838 | 1.8845 | 0.028598 | 0.028584 | 0.028576
Residential | GWh | Lighting | SCE | 2008 T-20: General Purpose Lighting -- 100 watt | 0 | 0 | 0 | 0 | 0 | 0 | 0 | 0 | 0 | 0 | 0 | 0
Residential | MW | Lighting | SCE | 2008 T-20: General Purpose Lighting -- 100 watt | 0 | 0 | 0 | 0 | 0 | 0 | 0 | 0 | 0 | 0 | 0 | 0
Residential | GWh | Lighting | SCE | 2008 T-20: General Purpose Lighting -- 75 watt | 0 | 0 | 0 | 0 | 0 | 0 | 0 | 0 | 0 | 0 | 0 | 0
Residential | MW | Lighting | SCE | 2008 T-20: General Purpose Lighting -- 75 watt | 0 | 0 | 0 | 0 | 0 | 0 | 0 | 0 | 0 | 0 | 0 | 0
Residential | GWh | Lighting | SCE | 2008 T-20: General Purpose Lighting -- 60 and 40 watt | 52.6874 | 0 | 0 | 0 | 0 | 0 | 0 | 0 | 0 | 0 | 0 | 0
Residential | MW | Lighting | SCE | 2008 T-20: General Purpose Lighting -- 60 and 40 watt | 8.6316 | 0 | 0 | 0 | 0 | 0 | 0 | 0 | 0 | 0 | 0 | 0
Residential | GWh | Lighting | SCE | Future T-20: Dimming Ballasts | 0 | 0 | 0 | 0.97065 | 0.98785 | 1.005 | 1.022 | 1.039 | 1.0559 | 1.0727 | 1.0892 | 1.1056
Residential | MW | Lighting | SCE | Future T-20: Dimming Ballasts | 0 | 0 | 0 | 0.20626 | 0.20992 | 0.21356 | 0.21719 | 0.22079 | 0.22438 | 0.22794 | 0.23146 | 0.23495
Residential | GWh | Lighting | SCE | Future T-20: Small Diameter Directional Lamps (Tier 1) | 0 | 0 | 0 | 34.1878 | 0.50579 | 0.49918 | 0.49165 | 0.48328 | 0.47416 | 0.46437 | 0.45402 | 0.44321
Residential | MW | Lighting | SCE | Future T-20: Small Diameter Directional Lamps (Tier 1) | 0 | 0 | 0 | 6.5045 | 0.096231 | 0.094972 | 0.093541 | 0.091949 | 0.090213 | 0.08835 | 0.086381 | 0.084325
Residential | GWh | Lighting | SCE | Future T-20: Small Diameter Directional Lamps (Tier 2) | 0 | 0 | 0 | 8.7607 | 8.4493 | 0.12457 | 0.124 | 0.12442 | 0.12547 | 0.1269 | 0.12857 | 0.13038
Residential | MW | Lighting | SCE | Future T-20: Small Diameter Directional Lamps (Tier 2) | 0 | 0 | 0 | 1.6668 | 1.6075 | 0.0237 | 0.023591 | 0.023673 | 0.023872 | 0.024144 | 0.024462 | 0.024806
Residential | MM Therms | Lighting | SCG | Fed Appliance: General Service Fluorescent Lamps | -0.032507 | -0.030873 | -0.029552 | -0.028538 | -0.027801 | -0.014618 | -0.00052899 | -0.00052052 | -0.00051436 | -0.0005099 | -0.00050669 | -0.00050439
Residential | MM Therms | Lighting | SCG | Fed Appliance: Incandescent Reflector Lamps | -0.010481 | -0.00049575 | -0.00069313 | -0.0008803 | -0.001055 | -0.0010245 | -0.00099105 | -0.00095592 | -0.00092058 | -0.00088659 | -0.00085526 | -0.00082751
Residential | MM Therms | Lighting | SCG | Fed Appliance: Fluorescent Ballasts | 0 | -0.0071475 | -0.054744 | -0.055156 | -0.055587 | -0.056035 | -0.055939 | -0.055859 | -0.055792 | -0.055737 | -0.055692 | -0.055654
Residential | MM Therms | Lighting | SCG | Fed Appliance: General Service Fluorescent Lamps | 0 | 0 | 0 | 0 | 0 | -0.019704 | -0.021336 | -0.021525 | -0.021719 | -0.021917 | -0.021899 | -0.0018047
Residential | MM Therms | Lighting | SCG | 2005 T-20: Modular Furniture Task Lighting Fixtures | -7.2581e-05 | -6.8326e-05 | -6.5557e-05 | -6.3935e-05 | -6.3192e-05 | -6.3117e-05 | -6.3555e-05 | -6.4374e-05 | -6.548e-05 | -6.6264e-05 | -1.3259e-06 | -1.3186e-06
Residential | MM Therms | Lighting | SCG | 2006 T-20: General Service Incandescent Lamps, Tier 2 | 0 | 0 | 0 | 0 | 0 | 0 | 0 | 0 | 0 | 0 | 0 | 0
Residential | MM Therms | Lighting | SCG | 2006 T-20: General Service Incandescent Lamps, Tier 2 | 0 | 0 | 0 | 0 | 0 | 0 | 0 | 0 | 0 | 0 | 0 | 0
Residential | MM Therms | Lighting | SCG | 2006 T-20: General Service Incandescent Lamps, Tier 2 | -0.0033456 | -0.0033745 | -0.0034045 | -0.0034357 | -0.003468 | -0.0035014 | -0.0035357 | -0.0035709 | -0.0036068 | -0.0036434 | -0.0036404 | -0.003638
Residential | MM Therms | Lighting | SCG | 2006 T-20: BR, ER and R20 Incandescent Reflector Lamps: Residential | 0 | 0 | 0 | 0 | 0 | 0 | 0 | 0 | 0 | 0 | 0 | 0
Residential | MM Therms | Lighting | SCG | 2008 T-20: Portable Lighting Fixtures | -0.22537 | -0.22172 | -0.21939 | -0.21824 | -0.21799 | -0.21839 | -0.21921 | -0.22031 | -0.22039 | -0.0033446 | -0.003343 | -0.003342
Residential | MM Therms | Lighting | SCG | 2008 T-20: General Purpose Lighting -- 100 watt | 0 | 0 | 0 | 0 | 0 | 0 | 0 | 0 | 0 | 0 | 0 | 0
Residential | MM Therms | Lighting | SCG | 2008 T-20: General Purpose Lighting -- 75 watt | 0 | 0 | 0 | 0 | 0 | 0 | 0 | 0 | 0 | 0 | 0 | 0
Residential | MM Therms | Lighting | SCG | 2008 T-20: General Purpose Lighting -- 60 and 40 watt | -1.0902 | 0 | 0 | 0 | 0 | 0 | 0 | 0 | 0 | 0 | 0 | 0
Residential | MM Therms | SHW | PG&E | Fed Appliance: Residential Gas Fired Water Heaters | 0 | 0 | 0.049989 | 0.07069 | 0.071219 | 0.071761 | 0.072316 | 0.072162 | 0.072021 | 0.071893 | 0.071777 | 0.071671
Residential | GWh | SHW | PG&E | Fed Appliance: Residential Electric Storage Water Heaters | 0 | 0 | 1.0367 | 1.466 | 1.477 | 1.4883 | 1.4998 | 1.4966 | 1.4936 | 1.491 | 1.4886 | 1.4864
Residential | MW | SHW | PG&E | Fed Appliance: Residential Electric Storage Water Heaters | 0 | 0 | 0.13783 | 0.19491 | 0.19637 | 0.19786 | 0.19939 | 0.19896 | 0.19858 | 0.19822 | 0.1979 | 0.19761
Residential | GWh | SHW | PG&E | Fed Appliance: Residential Gas Instant Water Heaters | 0 | 0 | -0.039768 | -0.056238 | -0.056658 | -0.057089 | -0.057531 | -0.057408 | -0.057296 | -0.057194 | -0.057102 | -0.057018
Residential | MW | SHW | PG&E | Fed Appliance: Residential Gas Instant Water Heaters | 0 | 0 | -0.0052788 | -0.0074649 | -0.0075207 | -0.007578 | -0.0076366 | -0.0076202 | -0.0076054 | -0.0075919 | -0.0075796 | -0.0075685
Residential | MM Therms | SHW | PG&E | Fed Appliance: Residential Gas Instant Water Heaters | 0 | 0 | 0.092067 | 0.1302 | 0.13117 | 0.13217 | 0.13319 | 0.1329 | 0.13265 | 0.13241 | 0.1322 | 0.132
Residential | GWh | SHW | PG&E | Fed Appliance: Residential Oil Fired Water Heaters | 0 | 0 | 0.00047106 | 0.00066614 | 0.00067112 | 0.00067623 | 0.00068146 | 0.00068001 | 0.00067868 | 0.00067747 | 0.00067638 | 0.00067538
Residential | MW | SHW | PG&E | Fed Appliance: Residential Oil Fired Water Heaters | 0 | 0 | 6.4974e-05 | 9.1882e-05 | 9.2569e-05 | 9.3274e-05 | 9.3995e-05 | 9.3794e-05 | 9.3611e-05 | 9.3445e-05 | 9.3294e-05 | 9.3156e-05
Residential | MM Therms | SHW | PG&E | Fed Appliance: Residential Oil Fired Water Heaters | 0 | 0 | 0.001916 | 0.0027094 | 0.0027297 | 0.0027505 | 0.0027717 | 0.0027658 | 0.0027604 | 0.0027555 | 0.0027511 | 0.002747
Residential | GWh | SHW | PG&E | Future T-20: Faucets (Residential)- Gas Water Heaters | 0 | 0 | 0 | 3.1769 | 3.1246 | 3.0103 | 2.8129 | 2.519 | 2.1362 | 1.7013 | 1.2707 | 0.89569
Residential | MM Therms | SHW | PG&E | Future T-20: Faucets (Residential)- Gas Water Heaters | 0 | 0 | 0 | 2.4455 | 2.4052 | 2.3172 | 2.1653 | 1.9391 | 1.6444 | 1.3096 | 0.97814 | 0.68947
Residential | GWh | SHW | PG&E | Future T-20: Faucets (Residential)- Electric Water Heaters | 0 | 0 | 0 | 3.1143 | 3.063 | 2.951 | 2.7575 | 2.4694 | 2.0941 | 1.6677 | 1.2456 | 0.87803
Residential | MM Therms | SHW | PG&E | 2005 T-24: Multifamily Water Heating | 0.025409 | 0.019908 | 0.013839 | 0.0072031 | 0 | 0 | 0 | 0 | 0 | 0 | 0 | 0
Residential | MM Therms | SHW | PG&E | 2008 T-24: MF Water heating control | 0 | 0 | 0 | 0 | 0 | 0 | 0 | 0 | 0 | 0 | 0 | 0
Residential | MM Therms | SHW | SDG&E | Fed Appliance: Residential Gas Fired Water Heaters | 0 | 0 | 0.0056814 | 0.0080343 | 0.0080944 | 0.008156 | 0.0082191 | 0.0082015 | 0.0081855 | 0.008171 | 0.0081578 | 0.0081458
Residential | GWh | SHW | SDG&E | Fed Appliance: Residential Electric Storage Water Heaters | 0 | 0 | 0.24265 | 0.34315 | 0.34571 | 0.34834 | 0.35104 | 0.35029 | 0.3496 | 0.34898 | 0.34842 | 0.34791
Residential | MW | SHW | SDG&E | Fed Appliance: Residential Electric Storage Water Heaters | 0 | 0 | 0.03226 | 0.045621 | 0.045962 | 0.046312 | 0.04667 | 0.04657 | 0.046479 | 0.046397 | 0.046322 | 0.046254
Residential | GWh | SHW | SDG&E | Fed Appliance: Residential Gas Instant Water Heaters | 0 | 0 | -0.0093082 | -0.013163 | -0.013262 | -0.013362 | -0.013466 | -0.013437 | -0.013411 | -0.013387 | -0.013365 | -0.013346
Residential | MW | SHW | SDG&E | Fed Appliance: Residential Gas Instant Water Heaters | 0 | 0 | -0.0012356 | -0.0017472 | -0.0017603 | -0.0017737 | -0.0017874 | -0.0017836 | -0.0017801 | -0.001777 | -0.0017741 | -0.0017715
Residential | MM Therms | SHW | SDG&E | Fed Appliance: Residential Gas Instant Water Heaters | 0 | 0 | 0.010464 | 0.014797 | 0.014908 | 0.015021 | 0.015138 | 0.015105 | 0.015076 | 0.015049 | 0.015025 | 0.015003
Residential | GWh | SHW | SDG&E | Fed Appliance: Residential Oil Fired Water Heaters | 0 | 0 | 0.00011026 | 0.00015592 | 0.00015708 | 0.00015828 | 0.0001595 | 0.00015916 | 0.00015885 | 0.00015857 | 0.00015831 | 0.00015808
Residential | MW | SHW | SDG&E | Fed Appliance: Residential Oil Fired Water Heaters | 0 | 0 | 1.5208e-05 | 2.1506e-05 | 2.1667e-05 | 2.1832e-05 | 2.2001e-05 | 2.1954e-05 | 2.1911e-05 | 2.1872e-05 | 2.1836e-05 | 2.1804e-05
Residential | MM Therms | SHW | SDG&E | Fed Appliance: Residential Oil Fired Water Heaters | 0 | 0 | 0.00021776 | 0.00030794 | 0.00031024 | 0.0003126 | 0.00031502 | 0.00031435 | 0.00031373 | 0.00031318 | 0.00031267 | 0.00031221
Residential | GWh | SHW | SDG&E | Future T-20: Faucets (Residential)- Gas Water Heaters | 0 | 0 | 0 | 0.7436 | 0.73136 | 0.7046 | 0.6584 | 0.58961 | 0.50001 | 0.3982 | 0.29742 | 0.20965
Residential | MM Therms | SHW | SDG&E | Future T-20: Faucets (Residential)- Gas Water Heaters | 0 | 0 | 0 | 0.27794 | 0.27337 | 0.26336 | 0.2461 | 0.22038 | 0.18689 | 0.14884 | 0.11117 | 0.078361
Residential | GWh | SHW | SDG&E | Future T-20: Faucets (Residential)- Electric Water Heaters | 0 | 0 | 0 | 0.72894 | 0.71694 | 0.69071 | 0.64542 | 0.57799 | 0.49015 | 0.39035 | 0.29156 | 0.20551
Residential | MM Therms | SHW | SDG&E | 2005 T-24: Multifamily Water Heating | 0.0028879 | 0.0022626 | 0.0015729 | 0.00081867 | 0 | 0 | 0 | 0 | 0 | 0 | 0 | 0
Residential | MM Therms | SHW | SDG&E | 2008 T-24: MF Water heating control | 0 | 0 | 0 | 0 | 0 | 0 | 0 | 0 | 0 | 0 | 0 | 0
Residential | GWh | SHW | SCE | Fed Appliance: Residential Electric Storage Water Heaters | 0 | 0 | 1.0693 | 1.5121 | 1.5234 | 1.535 | 1.5469 | 1.5436 | 1.5406 | 1.5378 | 1.5354 | 1.5331
Residential | MW | SHW | SCE | Fed Appliance: Residential Electric Storage Water Heaters | 0 | 0 | 0.14216 | 0.20103 | 0.20254 | 0.20408 | 0.20566 | 0.20522 | 0.20482 | 0.20445 | 0.20412 | 0.20382
Residential | GWh | SHW | SCE | Fed Appliance: Residential Gas Instant Water Heaters | 0 | 0 | -0.041018 | -0.058005 | -0.058439 | -0.058884 | -0.059339 | -0.059212 | -0.059097 | -0.058992 | -0.058896 | -0.05881
Residential | MW | SHW | SCE | Fed Appliance: Residential Gas Instant Water Heaters | 0 | 0 | -0.0054447 | -0.0076995 | -0.0077571 | -0.0078162 | -0.0078766 | -0.0078598 | -0.0078444 | -0.0078305 | -0.0078178 | -0.0078063
Residential | GWh | SHW | SCE | Fed Appliance: Residential Oil Fired Water Heaters | 0 | 0 | 0.00048587 | 0.00068708 | 0.00069222 | 0.00069749 | 0.00070288 | 0.00070138 | 0.00070001 | 0.00069877 | 0.00069764 | 0.00069661
Residential | MW | SHW | SCE | Fed Appliance: Residential Oil Fired Water Heaters | 0 | 0 | 6.7016e-05 | 9.477e-05 | 9.5478e-05 | 9.6205e-05 | 9.6949e-05 | 9.6742e-05 | 9.6553e-05 | 9.6382e-05 | 9.6226e-05 | 9.6084e-05
Residential | GWh | SHW | SCE | Future T-20: Faucets (Residential)- Gas Water Heaters | 0 | 0 | 0 | 3.2768 | 3.2228 | 3.1049 | 2.9013 | 2.5982 | 2.2034 | 1.7548 | 1.3106 | 0.92384
Residential | GWh | SHW | SCE | Future T-20: Faucets (Residential)- Electric Water Heaters | 0 | 0 | 0 | 3.2122 | 3.1593 | 3.0437 | 2.8441 | 2.547 | 2.1599 | 1.7202 | 1.2848 | 0.90563
Residential | MM Therms | SHW | SCG | Fed Appliance: Residential Gas Fired Water Heaters | 0 | 0 | 0.080051 | 0.1132 | 0.11405 | 0.11492 | 0.11581 | 0.11556 | 0.11533 | 0.11513 | 0.11494 | 0.11477
Residential | MM Therms | SHW | SCG | Fed Appliance: Residential Gas Instant Water Heaters | 0 | 0 | 0.14744 | 0.20849 | 0.21005 | 0.21165 | 0.21329 | 0.21283 | 0.21242 | 0.21204 | 0.2117 | 0.21139
Residential | MM Therms | SHW | SCG | Fed Appliance: Residential Oil Fired Water Heaters | 0 | 0 | 0.0030682 | 0.0043388 | 0.0043713 | 0.0044046 | 0.0044386 | 0.0044291 | 0.0044205 | 0.0044126 | 0.0044055 | 0.004399
Residential | MM Therms | SHW | SCG | Future T-20: Faucets (Residential)- Gas Water Heaters | 0 | 0 | 0 | 3.9162 | 3.8517 | 3.7108 | 3.4675 | 3.1052 | 2.6333 | 2.0971 | 1.5664 | 1.1041
Residential | MM Therms | SHW | SCG | 2005 T-24: Multifamily Water Heating | 0.04069 | 0.03188 | 0.022162 | 0.011535 | 0 | 0 | 0 | 0 | 0 | 0 | 0 | 0
Residential | MM Therms | SHW | SCG | 2008 T-24: MF Water heating control | 0 | 0 | 0 | 0 | 0 | 0 | 0 | 0 | 0 | 0 | 0 | 0
Residential | GWh | WholeBlg | PG&E | 2005 T-24: Composite for Remainder - Res | 0.063568 | 0.047676 | 0.031784 | 0.015892 | 0 | 0 | 0 | 0 | 0 | 0 | 0 | 0
Residential | MW | WholeBlg | PG&E | 2005 T-24: Composite for Remainder - Res | 0.089312 | 0.066984 | 0.044656 | 0.022328 | 0 | 0 | 0 | 0 | 0 | 0 | 0 | 0
Residential | MM Therms | WholeBlg | PG&E | 2005 T-24: Composite for Remainder - Res | 0.021414 | 0.01606 | 0.010707 | 0.0053534 | 0 | 0 | 0 | 0 | 0 | 0 | 0 | 0
Residential | GWh | WholeBlg | PG&E | 2005 T-24: Whole Building - Res New Construction (Electric) | 13.2933 | 13.2536 | 13.2126 | 13.1715 | 13.1305 | 13.0894 | 13.0497 | 13.0087 | 12.9679 | 12.9271 | 12.8864 | 12.8457
Residential | MW | WholeBlg | PG&E | 2005 T-24: Whole Building - Res New Construction (Electric) | 0.7902 | 0.78784 | 0.7854 | 0.78296 | 0.78052 | 0.77808 | 0.77572 | 0.77328 | 0.77085 | 0.76843 | 0.76601 | 0.76359
Residential | MM Therms | WholeBlg | PG&E | 2005 T-24: Whole Building - Res New Construction (Gas) | 0.46153 | 0.46097 | 0.46041 | 0.45984 | 0.45928 | 0.45872 | 0.45816 | 0.4576 | 0.45704 | 0.45648 | 0.45592 | 0.45536
Residential | GWh | WholeBlg | PG&E | 2013 T-24 - Single family NC | 0 | 1.6945 | 3.8872 | 4.7859 | 6.0542 | 7.323 | 8.3308 | 8.6657 | 8.7533 | 8.695 | 8.6668 | 8.5772
Residential | MW | WholeBlg | PG&E | 2013 T-24 - Single family NC | 0 | 2.2438 | 5.1475 | 6.3375 | 8.0169 | 9.6971 | 11.0316 | 11.4752 | 11.5912 | 11.5139 | 11.4765 | 11.3579
Residential | MM Therms | WholeBlg | PG&E | 2013 T-24 - Single family NC | 0 | 0.067897 | 0.15576 | 0.19177 | 0.24259 | 0.29343 | 0.33381 | 0.34723 | 0.35074 | 0.34841 | 0.34728 | 0.34369
Residential | GWh | WholeBlg | PG&E | 2013 T-24 - Multi-family NC | 0 | 0.45101 | 1.4093 | 1.4534 | 1.5009 | 1.5217 | 1.5491 | 1.5251 | 1.5086 | 1.4834 | 1.4786 | 1.4633
Residential | MW | WholeBlg | PG&E | 2013 T-24 - Multi-family NC | 0 | 0.45866 | 1.4332 | 1.478 | 1.5264 | 1.5474 | 1.5753 | 1.551 | 1.5342 | 1.5086 | 1.5037 | 1.4881
Residential | MM Therms | WholeBlg | PG&E | 2013 T-24 - Multi-family NC | 0 | 0.015888 | 0.049644 | 0.051198 | 0.052872 | 0.053602 | 0.054568 | 0.053725 | 0.053143 | 0.052256 | 0.052086 | 0.051548
Residential | GWh | WholeBlg | PG&E | 2016 T-24 - Single family NC | 0 | 0 | 0 | 0 | 3.169 | 7.5312 | 8.4639 | 8.9287 | 9.1413 | 9.207 | 9.063 | 8.8743
Residential | MW | WholeBlg | PG&E | 2016 T-24 - Single family NC | 0 | 0 | 0 | 0 | 4.1964 | 9.9728 | 11.2079 | 11.8233 | 12.1049 | 12.192 | 12.0012 | 11.7514
Residential | MM Therms | WholeBlg | PG&E | 2016 T-24 - Single family NC | 0 | 0 | 0 | 0 | 0.12698 | 0.30177 | 0.33915 | 0.35777 | 0.36629 | 0.36892 | 0.36315 | 0.35559
Residential | GWh | WholeBlg | PG&E | 2016 T-24 - Multi-family NC | 0 | 0 | 0 | 0 | 0.52092 | 1.5649 | 1.5738 | 1.5714 | 1.5755 | 1.5708 | 1.5462 | 1.514
Residential | MW | WholeBlg | PG&E | 2016 T-24 - Multi-family NC | 0 | 0 | 0 | 0 | 0.52975 | 1.5914 | 1.6005 | 1.598 | 1.6022 | 1.5974 | 1.5724 | 1.5397
Residential | MM Therms | WholeBlg | PG&E | 2016 T-24 - Multi-family NC | 0 | 0 | 0 | 0 | 0.01835 | 0.055126 | 0.05544 | 0.055355 | 0.055499 | 0.055333 | 0.054468 | 0.053334
Residential | GWh | WholeBlg | SDG&E | 2005 T-24: Composite for Remainder - Res | 0.014879 | 0.011159 | 0.0074394 | 0.0037197 | 0 | 0 | 0 | 0 | 0 | 0 | 0 | 0
Residential | MW | WholeBlg | SDG&E | 2005 T-24: Composite for Remainder - Res | 0.020905 | 0.015678 | 0.010452 | 0.0052261 | 0 | 0 | 0 | 0 | 0 | 0 | 0 | 0
Residential | MM Therms | WholeBlg | SDG&E | 2005 T-24: Composite for Remainder - Res | 0.0024338 | 0.0018253 | 0.0012169 | 0.00060844 | 0 | 0 | 0 | 0 | 0 | 0 | 0 | 0
Residential | GWh | WholeBlg | SDG&E | 2005 T-24: Whole Building - Res New Construction (Electric) | 3.1115 | 3.1022 | 3.0926 | 3.0829 | 3.0733 | 3.0637 | 3.0544 | 3.0448 | 3.0353 | 3.0258 | 3.0162 | 3.0067
Residential | MW | WholeBlg | SDG&E | 2005 T-24: Whole Building - Res New Construction (Electric) | 0.18496 | 0.1844 | 0.18383 | 0.18326 | 0.18269 | 0.18212 | 0.18157 | 0.181 | 0.18043 | 0.17986 | 0.17929 | 0.17873
Residential | MM Therms | WholeBlg | SDG&E | 2005 T-24: Whole Building - Res New Construction (Gas) | 0.052455 | 0.052391 | 0.052327 | 0.052264 | 0.0522 | 0.052136 | 0.052072 | 0.052009 | 0.051945 | 0.051881 | 0.051817 | 0.051754
Residential | GWh | WholeBlg | SDG&E | 2013 T-24 - Single family NC | 0 | 0.39661 | 0.90985 | 1.1202 | 1.417 | 1.714 | 1.9499 | 2.0283 | 2.0488 | 2.0352 | 2.0286 | 2.0076
Residential | MW | WholeBlg | SDG&E | 2013 T-24 - Single family NC | 0 | 0.52519 | 1.2048 | 1.4834 | 1.8765 | 2.2697 | 2.5821 | 2.6859 | 2.713 | 2.695 | 2.6862 | 2.6584
Residential | MM Therms | WholeBlg | SDG&E | 2013 T-24 - Single family NC | 0 | 0.0077169 | 0.017703 | 0.021796 | 0.027571 | 0.03335 | 0.03794 | 0.039465 | 0.039864 | 0.039598 | 0.03947 | 0.039062
Residential | GWh | WholeBlg | SDG&E | 2013 T-24 - Multi-family NC | 0 | 0.10556 | 0.32986 | 0.34018 | 0.35131 | 0.35616 | 0.36258 | 0.35697 | 0.35311 | 0.34722 | 0.34609 | 0.34251
Residential | MW | WholeBlg | SDG&E | 2013 T-24 - Multi-family NC | 0 | 0.10735 | 0.33545 | 0.34595 | 0.35726 | 0.3622 | 0.36872 | 0.36303 | 0.3591 | 0.3531 | 0.35195 | 0.34832
Residential | MM Therms | WholeBlg | SDG&E | 2013 T-24 - Multi-family NC | 0 | 0.0018057 | 0.0056423 | 0.0058189 | 0.0060091 | 0.0060922 | 0.0062019 | 0.0061061 | 0.00604 | 0.0059392 | 0.0059199 | 0.0058587
Residential | GWh | WholeBlg | SDG&E | 2016 T-24 - Single family NC | 0 | 0 | 0 | 0 | 0.74175 | 1.7628 | 1.9811 | 2.0899 | 2.1396 | 2.155 | 2.1213 | 2.0771
Residential | MW | WholeBlg | SDG&E | 2016 T-24 - Single family NC | 0 | 0 | 0 | 0 | 0.98222 | 2.3343 | 2.6234 | 2.7674 | 2.8333 | 2.8537 | 2.809 | 2.7506
Residential | MM Therms | WholeBlg | SDG&E | 2016 T-24 - Single family NC | 0 | 0 | 0 | 0 | 0.014432 | 0.034298 | 0.038546 | 0.040662 | 0.041631 | 0.04193 | 0.041274 | 0.040415
Residential | GWh | WholeBlg | SDG&E | 2016 T-24 - Multi-family NC | 0 | 0 | 0 | 0 | 0.12193 | 0.36629 | 0.36837 | 0.36781 | 0.36876 | 0.36766 | 0.36191 | 0.35438
Residential | MW | WholeBlg | SDG&E | 2016 T-24 - Multi-family NC | 0 | 0 | 0 | 0 | 0.12399 | 0.3725 | 0.37461 | 0.37404 | 0.37501 | 0.3739 | 0.36804 | 0.36038
Residential | MM Therms | WholeBlg | SDG&E | 2016 T-24 - Multi-family NC | 0 | 0 | 0 | 0 | 0.0020856 | 0.0062654 | 0.006301 | 0.0062914 | 0.0063077 | 0.0062889 | 0.0061905 | 0.0060617
Residential | GWh | WholeBlg | SCE | 2005 T-24: Composite for Remainder - Res | 0.065566 | 0.049174 | 0.032783 | 0.016391 | 0 | 0 | 0 | 0 | 0 | 0 | 0 | 0
Residential | MW | WholeBlg | SCE | 2005 T-24: Composite for Remainder - Res | 0.092119 | 0.069089 | 0.04606 | 0.02303 | 0 | 0 | 0 | 0 | 0 | 0 | 0 | 0
Residential | GWh | WholeBlg | SCE | 2005 T-24: Whole Building - Res New Construction (Electric) | 13.7111 | 13.6702 | 13.6278 | 13.5855 | 13.5432 | 13.5008 | 13.4599 | 13.4176 | 13.3755 | 13.3335 | 13.2915 | 13.2495
Residential | MW | WholeBlg | SCE | 2005 T-24: Whole Building - Res New Construction (Electric) | 0.81503 | 0.8126 | 0.81008 | 0.80757 | 0.80505 | 0.80254 | 0.8001 | 0.79759 | 0.79508 | 0.79259 | 0.79009 | 0.78759
Residential | GWh | WholeBlg | SCE | 2013 T-24 - Single family NC | 0 | 1.7477 | 4.0094 | 4.9363 | 6.2444 | 7.5532 | 8.5926 | 8.9381 | 9.0285 | 8.9683 | 8.9392 | 8.8468
Residential | MW | WholeBlg | SCE | 2013 T-24 - Single family NC | 0 | 2.3143 | 5.3093 | 6.5367 | 8.2689 | 10.0019 | 11.3784 | 11.8358 | 11.9555 | 11.8758 | 11.8372 | 11.7149
Residential | GWh | WholeBlg | SCE | 2013 T-24 - Multi-family NC | 0 | 0.46519 | 1.4536 | 1.4991 | 1.5481 | 1.5695 | 1.5977 | 1.5731 | 1.556 | 1.5301 | 1.5251 | 1.5093
Residential | MW | WholeBlg | SCE | 2013 T-24 - Multi-family NC | 0 | 0.47307 | 1.4782 | 1.5245 | 1.5743 | 1.5961 | 1.6248 | 1.5997 | 1.5824 | 1.556 | 1.5509 | 1.5349
Residential | GWh | WholeBlg | SCE | 2016 T-24 - Single family NC | 0 | 0 | 0 | 0 | 3.2686 | 7.7679 | 8.73 | 9.2093 | 9.4286 | 9.4964 | 9.3478 | 9.1533
Residential | MW | WholeBlg | SCE | 2016 T-24 - Single family NC | 0 | 0 | 0 | 0 | 4.3283 | 10.2862 | 11.5602 | 12.195 | 12.4854 | 12.5752 | 12.3784 | 12.1208
Residential | GWh | WholeBlg | SCE | 2016 T-24 - Multi-family NC | 0 | 0 | 0 | 0 | 0.53729 | 1.6141 | 1.6233 | 1.6208 | 1.625 | 1.6202 | 1.5948 | 1.5616
Residential | MW | WholeBlg | SCE | 2016 T-24 - Multi-family NC | 0 | 0 | 0 | 0 | 0.5464 | 1.6415 | 1.6508 | 1.6483 | 1.6526 | 1.6476 | 1.6218 | 1.5881
Residential | MM Therms | WholeBlg | SCG | 2005 T-24: Composite for Remainder - Res | 0.034292 | 0.025719 | 0.017146 | 0.0085729 | 0 | 0 | 0 | 0 | 0 | 0 | 0 | 0
Residential | MM Therms | WholeBlg | SCG | 2005 T-24: Whole Building - Res New Construction (Gas) | 0.73908 | 0.73819 | 0.73729 | 0.73639 | 0.73549 | 0.73459 | 0.7337 | 0.7328 | 0.7319 | 0.731 | 0.7301 | 0.72921
Residential | MM Therms | WholeBlg | SCG | 2013 T-24 - Single family NC | 0 | 0.10873 | 0.24943 | 0.3071 | 0.38848 | 0.4699 | 0.53456 | 0.55606 | 0.56168 | 0.55793 | 0.55612 | 0.55037
Residential | MM Therms | WholeBlg | SCG | 2013 T-24 - Multi-family NC | 0 | 0.025442 | 0.079499 | 0.081988 | 0.084668 | 0.085838 | 0.087384 | 0.086034 | 0.085103 | 0.083682 | 0.083411 | 0.082548
Residential | MM Therms | WholeBlg | SCG | 2016 T-24 - Single family NC | 0 | 0 | 0 | 0 | 0.20335 | 0.48326 | 0.54311 | 0.57293 | 0.58657 | 0.59079 | 0.58155 | 0.56944
Residential | MM Therms | WholeBlg | SCG | 2016 T-24 - Multi-family NC | 0 | 0 | 0 | 0 | 0.029386 | 0.088279 | 0.088781 | 0.088645 | 0.088876 | 0.08861 | 0.087224 | 0.085408
Commercial | GWh | AppPlug | PG&E | Fed Appliance: Commercial Clothes Washers | 0.02647 | 0.027035 | 0.027169 | 0.027358 | 0.027581 | 0.027548 | 0.027529 | 0.027517 | 0.02751 | 0.027506 | 0.027503 | 0.00099307
Commercial | MW | AppPlug | PG&E | Fed Appliance: Commercial Clothes Washers | 0.0042017 | 0.0042912 | 0.0043126 | 0.0043426 | 0.0043779 | 0.0043728 | 0.0043697 | 0.0043678 | 0.0043667 | 0.004366 | 0.0043656 | 0.00015763
Commercial | MM Therms | AppPlug | PG&E | Fed Appliance: Commercial Clothes Washers | 0.0043663 | 0.0044594 | 0.0044816 | 0.0045127 | 0.0045494 | 0.0045441 | 0.0045409 | 0.0045389 | 0.0045378 | 0.0045371 | 0.0045366 | 0.00016381
Commercial | GWh | AppPlug | PG&E | Fed Appliance: External Power Supplies | 0 | 0 | 0 | 0.36641 | 0.41067 | 0.41132 | 0.41304 | 0.32939 | 0.0062153 | 0.0062036 | 0.0061957 | 0.0061903
Commercial | MW | AppPlug | PG&E | Fed Appliance: External Power Supplies | 0 | 0 | 0 | 0.043122 | 0.04833 | 0.048407 | 0.048609 | 0.038765 | 0.00073145 | 0.00073007 | 0.00072914 | 0.00072851
Commercial | MM Therms | AppPlug | PG&E | Fed Appliance: External Power Supplies | 0 | 0 | 0 | -0.0051124 | -0.0057299 | -0.005739 | -0.005763 | -0.0045959 | -8.6719e-05 | -8.6556e-05 | -8.6445e-05 | -8.6371e-05
Commercial | GWh | AppPlug | PG&E | 2005 T-20: Refrigerated Beverage Vending Machines | 0 | 0 | 0 | 0 | 0 | 0 | 0 | 0 | 0 | 0 | 0 | 0
Commercial | MW | AppPlug | PG&E | 2005 T-20: Refrigerated Beverage Vending Machines | 0 | 0 | 0 | 0 | 0 | 0 | 0 | 0 | 0 | 0 | 0 | 0
Commercial | MM Therms | AppPlug | PG&E | 2005 T-20: Refrigerated Beverage Vending Machines | 0 | 0 | 0 | 0 | 0 | 0 | 0 | 0 | 0 | 0 | 0 | 0
Commercial | GWh | AppPlug | PG&E | 2005 T-20: External Power Supplies, Tier 1 | 3.8773 | 0.055491 | 0.053463 | 0.05203 | 0.051027 | 0.05033 | 0.049849 | 0.049518 | 0.049291 | 0.049135 | 0.049028 | 0.048955
Commercial | MW | AppPlug | PG&E | 2005 T-20: External Power Supplies, Tier 1 | 0.55368 | 0.0079242 | 0.0076346 | 0.0074299 | 0.0072867 | 0.0071873 | 0.0071186 | 0.0070713 | 0.0070388 | 0.0070165 | 0.0070012 | 0.0069908
Commercial | MM Therms | AppPlug | PG&E | 2005 T-20: External Power Supplies, Tier 1 | -0.088117 | -0.0012611 | -0.001215 | -0.0011824 | -0.0011597 | -0.0011438 | -0.0011329 | -0.0011254 | -0.0011202 | -0.0011166 | -0.0011142 | -0.0011126
Commercial | GWh | AppPlug | PG&E | 2005 T-20: External Power Supplies, Tier 2 | 1.1242 | 1.0906 | 0.53678 | 0.015737 | 0.015564 | 0.015449 | 0.015377 | 0.015334 | 0.015312 | 0.015303 | 0.015283 | 0.01527
Commercial | MW | AppPlug | PG&E | 2005 T-20: External Power Supplies, Tier 2 | 0.15957 | 0.15479 | 0.076188 | 0.0022337 | 0.002209 | 0.0021928 | 0.0021826 | 0.0021765 | 0.0021733 | 0.002172 | 0.0021692 | 0.0021674
Commercial | MM Therms | AppPlug | PG&E | 2005 T-20: External Power Supplies, Tier 2 | -0.025549 | -0.024785 | -0.012199 | -0.00035765 | -0.0003537 | -0.00035111 | -0.00034947 | -0.00034849 | -0.00034798 | -0.00034777 | -0.00034733 | -0.00034703
Commercial | GWh | AppPlug | PG&E | 2005 T-20: Consumer Electronics - Audio Players | 0.0028991 | 0.0028014 | 0.0027396 | 0.0027007 | 0.0026763 | 0.002661 | 0.0026514 | 0.0026454 | 0.0026417 | 0.0026394 | 0.0026379 | 0.002637
Commercial | MW | AppPlug | PG&E | 2005 T-20: Consumer Electronics - Audio Players | 0.00041797 | 0.00040389 | 0.00039497 | 0.00038936 | 0.00038584 | 0.00038364 | 0.00038226 | 0.0003814 | 0.00038086 | 0.00038052 | 0.00038031 | 0.00038018
Commercial | MM Therms | AppPlug | PG&E | 2005 T-20: Consumer Electronics - Audio Players | -6.6519e-05 | -6.4278e-05 | -6.2859e-05 | -6.1967e-05 | -6.1406e-05 | -6.1055e-05 | -6.0836e-05 | -6.0699e-05 | -6.0613e-05 | -6.056e-05 | -6.0526e-05 | -6.0506e-05
Commercial | GWh | AppPlug | PG&E | 2005 T-20: Consumer Electronics - TVs | 0 | 0 | 0 | 0 | 0 | 0 | 0 | 0 | 0 | 0 | 0 | 0
Commercial | MW | AppPlug | PG&E | 2005 T-20: Consumer Electronics - TVs | 0 | 0 | 0 | 0 | 0 | 0 | 0 | 0 | 0 | 0 | 0 | 0
Commercial | MM Therms | AppPlug | PG&E | 2005 T-20: Consumer Electronics - TVs | 0 | 0 | 0 | 0 | 0 | 0 | 0 | 0 | 0 | 0 | 0 | 0
Commercial | GWh | AppPlug | PG&E | 2005 T-20: Consumer Electronics - DVDs | 0.00038076 | 0.0004311 | 0.00047975 | 0.00052752 | 0.00057499 | 0.00062253 | 0.0006704 | 0.00071874 | 0.00076762 | 0.00081707 | 0.00081112 | 0.00080635
Commercial | MW | AppPlug | PG&E | 2005 T-20: Consumer Electronics - DVDs | 5.3243e-05 | 6.0281e-05 | 6.7083e-05 | 7.3763e-05 | 8.0401e-05 | 8.7049e-05 | 9.3743e-05 | 0.0001005 | 0.00010734 | 0.00011425 | 0.00011342 | 0.00011275
Commercial | MM Therms | AppPlug | PG&E | 2005 T-20: Consumer Electronics - DVDs | -8.7366e-06 | -9.8916e-06 | -1.1008e-05 | -1.2104e-05 | -1.3193e-05 | -1.4284e-05 | -1.5382e-05 | -1.6491e-05 | -1.7613e-05 | -1.8748e-05 | -1.8611e-05 | -1.8502e-05
Commercial | GWh | AppPlug | PG&E | 2005 T-20: Water Dispensers | 0.39913 | 0.0060639 | 0.0061665 | 0.0063012 | 0.00646 | 0.0066367 | 0.0068263 | 0.0070253 | 0.0072311 | 0.0074417 | 0.0074327 | 0.0074266
Commercial | MW | AppPlug | PG&E | 2005 T-20: Water Dispensers | 0.058853 | 0.00089415 | 0.00090927 | 0.00092914 | 0.00095256 | 0.0009786 | 0.0010066 | 0.0010359 | 0.0010662 | 0.0010973 | 0.001096 | 0.0010951
Commercial | MM Therms | AppPlug | PG&E | 2005 T-20: Water Dispensers | -0.0046459 | -7.0586e-05 | -7.178e-05 | -7.3348e-05 | -7.5197e-05 | -7.7253e-05 | -7.946e-05 | -8.1777e-05 | -8.4172e-05 | -8.6623e-05 | -8.6519e-05 | -8.6448e-05
Commercial | GWh | AppPlug | PG&E | 2009 T-20: Televisions - Tier 1 | 5.8619 | 5.1554 | 4.6198 | 4.1958 | 3.8415 | 3.5295 | 3.2429 | 2.964 | 0.040629 | 0.0406 | 0.040535 | 0.040497
Commercial | MW | AppPlug | PG&E | 2009 T-20: Televisions - Tier 1 | 0.66993 | 0.58919 | 0.52798 | 0.47952 | 0.43903 | 0.40338 | 0.37062 | 0.33874 | 0.0046433 | 0.00464 | 0.0046325 | 0.0046282
Commercial | MM Therms | AppPlug | PG&E | 2009 T-20: Televisions - Tier 1 | -0.13322 | -0.11716 | -0.10499 | -0.095355 | -0.087303 | -0.080214 | -0.0737 | -0.067361 | -0.00092335 | -0.00092268 | -0.00092121 | -0.00092035
Commercial | GWh | AppPlug | PG&E | 2009 T-20: Televisions - Tier 2 | 6.6589 | 5.8928 | 5.2467 | 4.7081 | 4.2583 | 3.8779 | 3.5495 | 3.259 | 2.9958 | 2.7451 | 0.037248 | 0.036924
Commercial | MW | AppPlug | PG&E | 2009 T-20: Televisions - Tier 2 | 0.73864 | 0.65366 | 0.58198 | 0.52224 | 0.47235 | 0.43016 | 0.39372 | 0.36151 | 0.33231 | 0.3045 | 0.0041317 | 0.0040957
Commercial | MM Therms | AppPlug | PG&E | 2009 T-20: Televisions - Tier 2 | -0.15133 | -0.13392 | -0.11924 | -0.107 | -0.096777 | -0.088131 | -0.080667 | -0.074066 | -0.068084 | -0.062386 | -0.00084651 | -0.00083914
Commercial | GWh | AppPlug | PG&E | 2011 T-20: Battery charger - consumer - Tier 1 | 40.5854 | 42.4003 | 40.652 | 16.5474 | 0.5706 | 0.55808 | 0.54982 | 0.54519 | 0.54354 | 0.54426 | 0.53851 | 0.5343
Commercial | MW | AppPlug | PG&E | 2011 T-20: Battery charger - consumer - Tier 1 | 3.9996 | 4.1785 | 4.0062 | 1.6307 | 0.056231 | 0.054998 | 0.054183 | 0.053727 | 0.053565 | 0.053636 | 0.053069 | 0.052654
Commercial | GWh | AppPlug | PG&E | 2011 T-20: Battery charger - large - Tier 1 | 0 | 1.844 | 1.8034 | 1.7593 | 1.7144 | 1.6714 | 1.6323 | 1.5988 | 1.5718 | 1.5515 | 1.5378 | 0.098839
Commercial | MW | AppPlug | PG&E | 2011 T-20: Battery charger - large - Tier 1 | 0 | 0.21953 | 0.21469 | 0.20944 | 0.2041 | 0.19897 | 0.19432 | 0.19033 | 0.18712 | 0.18471 | 0.18308 | 0.011767
Commercial | GWh | AppPlug | PG&E | 2011 T-20: Battery charger - large - Tier 2 incremental | 0 | 2.0121 | 1.9998 | 1.9998 | 2.0093 | 2.0258 | 2.0474 | 2.0726 | 2.1003 | 2.1297 | 2.1603 | 0.14158
Commercial | MW | AppPlug | PG&E | 2011 T-20: Battery charger - large - Tier 2 incremental | 0 | 0.39124 | 0.38884 | 0.38885 | 0.3907 | 0.39391 | 0.39811 | 0.40301 | 0.40839 | 0.41411 | 0.42007 | 0.027529
Commercial | MM Therms | AppPlug | PG&E | Future T-20: Commercial Clothes Dryers | 0 | 0 | 0 | 0.040244 | 0.031047 | 0.023753 | 0.018055 | 0.013655 | 0.010288 | 0.0077282 | 0.0057924 | 0.0043339
Commercial | GWh | AppPlug | PG&E | Future T-20: Computers - Tier 1 ¦ Desktops, Notebooks | 0 | 0 | 0 | 6.6002 | 10.476 | 9.6499 | 8.8439 | 3.4305 | 0.10997 | 0.099584 | 0.089935 | 0.081053
Commercial | MW | AppPlug | PG&E | Future T-20: Computers - Tier 1 ¦ Desktops, Notebooks | 0 | 0 | 0 | 1.0046 | 1.5945 | 1.4688 | 1.3461 | 0.52215 | 0.016738 | 0.015157 | 0.013689 | 0.012337
Commercial | MM Therms | AppPlug | PG&E | Future T-20: Computers - Tier 1 ¦ Desktops, Notebooks | 0 | 0 | 0 | -0.1205 | -0.19126 | -0.17618 | -0.16146 | -0.062632 | -0.0020077 | -0.0018181 | -0.001642 | -0.0014798
Commercial | GWh | AppPlug | PG&E | Future T-20: Electronic Displays | 0 | 0 | 0 | 6.1675 | 5.1576 | 4.5175 | 4.1307 | 3.91 | 0.056925 | 0.056195 | 0.056082 | 0.056349
Commercial | MW | AppPlug | PG&E | Future T-20: Electronic Displays | 0 | 0 | 0 | 0.72559 | 0.60678 | 0.53147 | 0.48597 | 0.46 | 0.006697 | 0.0066112 | 0.0065979 | 0.0066293
Commercial | GWh | AppPlug | PG&E | Future T-20: Pool Pumps & Spas | 0 | 0 | 0 | 2.6395 | 2.5027 | 2.3641 | 2.2251 | 2.0869 | 1.9507 | 1.8175 | 1.6883 | 1.5637
Commercial | MW | AppPlug | PG&E | Future T-20: Pool Pumps & Spas | 0 | 0 | 0 | 0.50397 | 0.47785 | 0.45138 | 0.42484 | 0.39845 | 0.37245 | 0.34702 | 0.32235 | 0.29857
Commercial | GWh | AppPlug | PG&E | Future T-20: Set Top Boxes (Tier 1) | 0 | 0 | 0 | 11.1042 | 10.6241 | 10.1505 | 9.6868 | 9.2359 | 8.8003 | 5.8825 | 0.11974 | 0.11405
Commercial | MW | AppPlug | PG&E | Future T-20: Set Top Boxes (Tier 1) | 0 | 0 | 0 | 1.388 | 1.328 | 1.2688 | 1.2108 | 1.1545 | 1.1 | 0.73531 | 0.014967 | 0.014256
Commercial | GWh | AppPlug | PG&E | Future T-20: Small Network Equipment | 0 | 0 | 0 | 2.2113 | 2.1157 | 2.0214 | 1.929 | 1.8392 | 0.026287 | 0.025038 | 0.023845 | 0.022712
Commercial | MW | AppPlug | PG&E | Future T-20: Small Network Equipment | 0 | 0 | 0 | 0.27641 | 0.26446 | 0.25267 | 0.24113 | 0.2299 | 0.0032859 | 0.0031297 | 0.0029806 | 0.002839
Commercial | GWh | AppPlug | SDG&E | Fed Appliance: Commercial Clothes Washers | 0.0061957 | 0.0063278 | 0.0063593 | 0.0064035 | 0.0064556 | 0.006448 | 0.0064435 | 0.0064407 | 0.006439 | 0.0064381 | 0.0064375 | 0.00023244
Commercial | MW | AppPlug | SDG&E | Fed Appliance: Commercial Clothes Washers | 0.00098345 | 0.0010044 | 0.0010094 | 0.0010164 | 0.0010247 | 0.0010235 | 0.0010228 | 0.0010223 | 0.0010221 | 0.0010219 | 0.0010218 | 3.6895e-05
Commercial | MM Therms | AppPlug | SDG&E | Fed Appliance: Commercial Clothes Washers | 0.00049625 | 0.00050683 | 0.00050935 | 0.00051289 | 0.00051707 | 0.00051646 | 0.00051609 | 0.00051587 | 0.00051574 | 0.00051566 | 0.00051561 | 1.8617e-05
Commercial | GWh | AppPlug | SDG&E | Fed Appliance: External Power Supplies | 0 | 0 | 0 | 0.085764 | 0.096122 | 0.096275 | 0.096677 | 0.077098 | 0.0014548 | 0.001452 | 0.0014502 | 0.0014489
Commercial | MW | AppPlug | SDG&E | Fed Appliance: External Power Supplies | 0 | 0 | 0 | 0.010093 | 0.011312 | 0.01133 | 0.011378 | 0.0090733 | 0.0001712 | 0.00017088 | 0.00017066 | 0.00017052
Commercial | MM Therms | AppPlug | SDG&E | Fed Appliance: External Power Supplies | 0 | 0 | 0 | -0.00058105 | -0.00065123 | -0.00065227 | -0.00065499 | -0.00052234 | -9.8561e-06 | -9.8375e-06 | -9.8249e-06 | -9.8165e-06
Commercial | GWh | AppPlug | SDG&E | 2005 T-20: Refrigerated Beverage Vending Machines | 0 | 0 | 0 | 0 | 0 | 0 | 0 | 0 | 0 | 0 | 0 | 0
Commercial | MW | AppPlug | SDG&E | 2005 T-20: Refrigerated Beverage Vending Machines | 0 | 0 | 0 | 0 | 0 | 0 | 0 | 0 | 0 | 0 | 0 | 0
Commercial | MM Therms | AppPlug | SDG&E | 2005 T-20: Refrigerated Beverage Vending Machines | 0 | 0 | 0 | 0 | 0 | 0 | 0 | 0 | 0 | 0 | 0 | 0
Commercial | GWh | AppPlug | SDG&E | 2005 T-20: External Power Supplies, Tier 1 | 0.90753 | 0.012988 | 0.012514 | 0.012178 | 0.011943 | 0.01178 | 0.011668 | 0.01159 | 0.011537 | 0.011501 | 0.011476 | 0.011458
Commercial | MW | AppPlug | SDG&E | 2005 T-20: External Power Supplies, Tier 1 | 0.1296 | 0.0018547 | 0.001787 | 0.0017391 | 0.0017055 | 0.0016823 | 0.0016662 | 0.0016551 | 0.0016475 | 0.0016423 | 0.0016387 | 0.0016363
Commercial | MM Therms | AppPlug | SDG&E | 2005 T-20: External Power Supplies, Tier 1 | -0.010015 | -0.00014333 | -0.00013809 | -0.00013439 | -0.0001318 | -0.00013 | -0.00012876 | -0.0001279 | -0.00012732 | -0.00012691 | -0.00012664 | -0.00012645
Commercial | GWh | AppPlug | SDG&E | 2005 T-20: External Power Supplies, Tier 2 | 0.26314 | 0.25526 | 0.12564 | 0.0036835 | 0.0036428 | 0.0036161 | 0.0035992 | 0.0035892 | 0.0035839 | 0.0035818 | 0.0035772 | 0.0035741
Commercial | MW | AppPlug | SDG&E | 2005 T-20: External Power Supplies, Tier 2 | 0.037348 | 0.036231 | 0.017833 | 0.00052281 | 0.00051704 | 0.00051325 | 0.00051086 | 0.00050943 | 0.00050868 | 0.00050838 | 0.00050773 | 0.00050729
Commercial | MM Therms | AppPlug | SDG&E | 2005 T-20: External Power Supplies, Tier 2 | -0.0029038 | -0.0028169 | -0.0013865 | -4.0648e-05 | -4.02e-05 | -3.9905e-05 | -3.9719e-05 | -3.9608e-05 | -3.9549e-05 | -3.9526e-05 | -3.9476e-05 | -3.9442e-05
Commercial | GWh | AppPlug | SDG&E | 2005 T-20: Consumer Electronics - Audio Players | 0.00067857 | 0.0006557 | 0.00064123 | 0.00063213 | 0.00062641 | 0.00062283 | 0.00062059 | 0.00061919 | 0.00061832 | 0.00061778 | 0.00061743 | 0.00061722
Commercial | MW | AppPlug | SDG&E | 2005 T-20: Consumer Electronics - Audio Players | 9.783e-05 | 9.4534e-05 | 9.2448e-05 | 9.1135e-05 | 9.0311e-05 | 8.9795e-05 | 8.9472e-05 | 8.9271e-05 | 8.9145e-05 | 8.9066e-05 | 8.9017e-05 | 8.8986e-05
Commercial | MM Therms | AppPlug | SDG&E | 2005 T-20: Consumer Electronics - Audio Players | -7.5602e-06 | -7.3055e-06 | -7.1443e-06 | -7.0428e-06 | -6.9791e-06 | -6.9392e-06 | -6.9143e-06 | -6.8987e-06 | -6.889e-06 | -6.8829e-06 | -6.8791e-06 | -6.8768e-06
Commercial | GWh | AppPlug | SDG&E | 2005 T-20: Consumer Electronics - TVs | 0 | 0 | 0 | 0 | 0 | 0 | 0 | 0 | 0 | 0 | 0 | 0
Commercial | MW | AppPlug | SDG&E | 2005 T-20: Consumer Electronics - TVs | 0 | 0 | 0 | 0 | 0 | 0 | 0 | 0 | 0 | 0 | 0 | 0
Commercial | MM Therms | AppPlug | SDG&E | 2005 T-20: Consumer Electronics - TVs | 0 | 0 | 0 | 0 | 0 | 0 | 0 | 0 | 0 | 0 | 0 | 0
Commercial | GWh | AppPlug | SDG&E | 2005 T-20: Consumer Electronics - DVDs | 8.9123e-05 | 0.0001009 | 0.00011229 | 0.00012347 | 0.00013458 | 0.00014571 | 0.00015692 | 0.00016823 | 0.00017967 | 0.00019125 | 0.00018985 | 0.00018874
Commercial | MW | AppPlug | SDG&E | 2005 T-20: Consumer Electronics - DVDs | 1.2462e-05 | 1.411e-05 | 1.5702e-05 | 1.7265e-05 | 1.8819e-05 | 2.0375e-05 | 2.1942e-05 | 2.3524e-05 | 2.5124e-05 | 2.6742e-05 | 2.6547e-05 | 2.6391e-05
Commercial | MM Therms | AppPlug | SDG&E | 2005 T-20: Consumer Electronics - DVDs | -9.9296e-07 | -1.1242e-06 | -1.2511e-06 | -1.3757e-06 | -1.4994e-06 | -1.6234e-06 | -1.7483e-06 | -1.8743e-06 | -2.0018e-06 | -2.1308e-06 | -2.1152e-06 | -2.1028e-06
Commercial | GWh | AppPlug | SDG&E | 2005 T-20: Water Dispensers | 0.09342 | 0.0014193 | 0.0014433 | 0.0014749 | 0.001512 | 0.0015534 | 0.0015978 | 0.0016444 | 0.0016925 | 0.0017418 | 0.0017397 | 0.0017383
Commercial | MW | AppPlug | SDG&E | 2005 T-20: Water Dispensers | 0.013775 | 0.00020929 | 0.00021283 | 0.00021748 | 0.00022296 | 0.00022905 | 0.0002356 | 0.00024247 | 0.00024957 | 0.00025684 | 0.00025653 | 0.00025632
Commercial | MM Therms | AppPlug | SDG&E | 2005 T-20: Water Dispensers | -0.00052804 | -8.0224e-06 | -8.1582e-06 | -8.3364e-06 | -8.5465e-06 | -8.7802e-06 | -9.031e-06 | -9.2943e-06 | -9.5665e-06 | -9.8452e-06 | -9.8333e-06 | -9.8252e-06
Commercial | GWh | AppPlug | SDG&E | 2009 T-20: Televisions - Tier 1 | 1.372 | 1.2067 | 1.0813 | 0.98208 | 0.89915 | 0.82613 | 0.75905 | 0.69376 | 0.0095098 | 0.0095028 | 0.0094877 | 0.0094788
Commercial | MW | AppPlug | SDG&E | 2009 T-20: Televisions - Tier 1 | 0.1568 | 0.13791 | 0.12358 | 0.11224 | 0.10276 | 0.094415 | 0.086748 | 0.079287 | 0.0010868 | 0.001086 | 0.0010843 | 0.0010833
Commercial | MM Therms | AppPlug | SDG&E | 2009 T-20: Televisions - Tier 1 | -0.015141 | -0.013316 | -0.011933 | -0.010838 | -0.0099224 | -0.0091167 | -0.0083764 | -0.0076559 | -0.00010494 | -0.00010487 | -0.0001047 | -0.0001046
Commercial | GWh | AppPlug | SDG&E | 2009 T-20: Televisions - Tier 2 | 1.5586 | 1.3793 | 1.228 | 1.102 | 0.99672 | 0.90767 | 0.8308 | 0.76282 | 0.70121 | 0.64253 | 0.0087183 | 0.0086424
Commercial | MW | AppPlug | SDG&E | 2009 T-20: Televisions - Tier 2 | 0.17289 | 0.153 | 0.13622 | 0.12224 | 0.11056 | 0.10068 | 0.092156 | 0.084615 | 0.077781 | 0.071272 | 0.00096707 | 0.00095866
Commercial | MM Therms | AppPlug | SDG&E | 2009 T-20: Televisions - Tier 2 | -0.0172 | -0.015221 | -0.013552 | -0.012161 | -0.010999 | -0.010016 | -0.0091682 | -0.0084179 | -0.0077381 | -0.0070905 | -9.621e-05 | -9.5372e-05
Commercial | GWh | AppPlug | SDG&E | 2011 T-20: Battery charger - consumer - Tier 1 | 9.4995 | 9.9243 | 9.5151 | 3.8731 | 0.13356 | 0.13063 | 0.12869 | 0.12761 | 0.12722 | 0.12739 | 0.12605 | 0.12506
Commercial | MW | AppPlug | SDG&E | 2011 T-20: Battery charger - consumer - Tier 1 | 0.93616 | 0.97802 | 0.93769 | 0.38169 | 0.013162 | 0.012873 | 0.012682 | 0.012575 | 0.012537 | 0.012554 | 0.012421 | 0.012324
Commercial | GWh | AppPlug | SDG&E | 2011 T-20: Battery charger - large - Tier 1 | 0 | 0.43162 | 0.42211 | 0.41179 | 0.40128 | 0.3912 | 0.38206 | 0.37422 | 0.3679 | 0.36316 | 0.35995 | 0.023134
Commercial | MW | AppPlug | SDG&E | 2011 T-20: Battery charger - large - Tier 1 | 0 | 0.051383 | 0.050251 | 0.049022 | 0.047772 | 0.046572 | 0.045483 | 0.04455 | 0.043797 | 0.043233 | 0.042851 | 0.0027541
Commercial | GWh | AppPlug | SDG&E | 2011 T-20: Battery charger - large - Tier 2 incremental | 0 | 0.47095 | 0.46807 | 0.46808 | 0.4703 | 0.47417 | 0.47923 | 0.48512 | 0.4916 | 0.49849 | 0.50566 | 0.033138
Commercial | MW | AppPlug | SDG&E | 2011 T-20: Battery charger - large - Tier 2 incremental | 0 | 0.091574 | 0.091013 | 0.091015 | 0.091448 | 0.092201 | 0.093183 | 0.094329 | 0.095589 | 0.096928 | 0.098322 | 0.0064435
Commercial | MM Therms | AppPlug | SDG&E | Future T-20: Commercial Clothes Dryers | 0 | 0 | 0 | 0.0045739 | 0.0035287 | 0.0026997 | 0.002052 | 0.001552 | 0.0011693 | 0.00087835 | 0.00065833 | 0.00049257
Commercial | GWh | AppPlug | SDG&E | Future T-20: Computers - Tier 1 ¦ Desktops, Notebooks | 0 | 0 | 0 | 1.5448 | 2.452 | 2.2587 | 2.07 | 0.80296 | 0.025739 | 0.023309 | 0.02105 | 0.018972
Commercial | MW | AppPlug | SDG&E | Future T-20: Computers - Tier 1 ¦ Desktops, Notebooks | 0 | 0 | 0 | 0.23514 | 0.37322 | 0.34379 | 0.31507 | 0.12222 | 0.0039177 | 0.0035478 | 0.003204 | 0.0028876
Commercial | MM Therms | AppPlug | SDG&E | Future T-20: Computers - Tier 1 ¦ Desktops, Notebooks | 0 | 0 | 0 | -0.013695 | -0.021738 | -0.020024 | -0.018351 | -0.0071185 | -0.00022819 | -0.00020664 | -0.00018662 | -0.00016819
Commercial | GWh | AppPlug | SDG&E | Future T-20: Electronic Displays | 0 | 0 | 0 | 1.4436 | 1.2072 | 1.0574 | 0.96685 | 0.91517 | 0.013324 | 0.013153 | 0.013127 | 0.013189
Commercial | MW | AppPlug | SDG&E | Future T-20: Electronic Displays | 0 | 0 | 0 | 0.16983 | 0.14202 | 0.1244 | 0.11375 | 0.10767 | 0.0015675 | 0.0015474 | 0.0015443 | 0.0015517
Commercial | GWh | AppPlug | SDG&E | Future T-20: Pool Pumps & Spas | 0 | 0 | 0 | 0.6178 | 0.58578 | 0.55334 | 0.5208 | 0.48845 | 0.45658 | 0.42541 | 0.39516 | 0.36601
Commercial | MW | AppPlug | SDG&E | Future T-20: Pool Pumps & Spas | 0 | 0 | 0 | 0.11796 | 0.11185 | 0.10565 | 0.099439 | 0.093263 | 0.087176 | 0.081225 | 0.07545 | 0.069883
Commercial | GWh | AppPlug | SDG&E | Future T-20: Set Top Boxes (Tier 1) | 0 | 0 | 0 | 2.5991 | 2.4867 | 2.3758 | 2.2673 | 2.1618 | 2.0598 | 1.3769 | 0.028027 | 0.026695
Commercial | MW | AppPlug | SDG&E | Future T-20: Set Top Boxes (Tier 1) | 0 | 0 | 0 | 0.32488 | 0.31084 | 0.29698 | 0.28341 | 0.27022 | 0.25748 | 0.17211 | 0.0035033 | 0.0033369
Commercial | GWh | AppPlug | SDG&E | Future T-20: Small Network Equipment | 0 | 0 | 0 | 0.51758 | 0.4952 | 0.47312 | 0.45151 | 0.43049 | 0.0061528 | 0.0058604 | 0.0055812 | 0.005316
Commercial | MW | AppPlug | SDG&E | Future T-20: Small Network Equipment | 0 | 0 | 0 | 0.064697 | 0.0619 | 0.05914 | 0.056439 | 0.053811 | 0.0007691 | 0.00073255 | 0.00069764 | 0.0006645
Commercial | GWh | AppPlug | SCE | Fed Appliance: Commercial Clothes Washers | 0.027302 | 0.027885 | 0.028023 | 0.028218 | 0.028448 | 0.028414 | 0.028394 | 0.028382 | 0.028375 | 0.02837 | 0.028368 | 0.0010243
Commercial | MW | AppPlug | SCE | Fed Appliance: Commercial Clothes Washers | 0.0043337 | 0.0044261 | 0.0044481 | 0.0044791 | 0.0045155 | 0.0045102 | 0.004507 | 0.0045051 | 0.0045039 | 0.0045032 | 0.0045028 | 0.00016259
Commercial | GWh | AppPlug | SCE | Fed Appliance: External Power Supplies | 0 | 0 | 0 | 0.37793 | 0.42358 | 0.42425 | 0.42602 | 0.33974 | 0.0064106 | 0.0063985 | 0.0063904 | 0.0063849
Commercial | MW | AppPlug | SCE | Fed Appliance: External Power Supplies | 0 | 0 | 0 | 0.044477 | 0.049849 | 0.049928 | 0.050137 | 0.039983 | 0.00075444 | 0.00075302 | 0.00075206 | 0.00075141
Commercial | GWh | AppPlug | SCE | 2005 T-20: Refrigerated Beverage Vending Machines | 0 | 0 | 0 | 0 | 0 | 0 | 0 | 0 | 0 | 0 | 0 | 0
Commercial | MW | AppPlug | SCE | 2005 T-20: Refrigerated Beverage Vending Machines | 0 | 0 | 0 | 0 | 0 | 0 | 0 | 0 | 0 | 0 | 0 | 0
Commercial | GWh | AppPlug | SCE | 2005 T-20: External Power Supplies, Tier 1 | 3.9992 | 0.057235 | 0.055143 | 0.053665 | 0.052631 | 0.051912 | 0.051416 | 0.051074 | 0.05084 | 0.050679 | 0.050569 | 0.050493
Commercial | MW | AppPlug | SCE | 2005 T-20: External Power Supplies, Tier 1 | 0.57109 | 0.0081732 | 0.0078746 | 0.0076635 | 0.0075158 | 0.0074132 | 0.0073423 | 0.0072935 | 0.00726 | 0.007237 | 0.0072213 | 0.0072105
Commercial | GWh | AppPlug | SCE | 2005 T-20: External Power Supplies, Tier 2 | 1.1596 | 1.1248 | 0.55365 | 0.016232 | 0.016053 | 0.015935 | 0.015861 | 0.015816 | 0.015793 | 0.015784 | 0.015764 | 0.01575
Commercial | MW | AppPlug | SCE | 2005 T-20: External Power Supplies, Tier 2 | 0.16458 | 0.15966 | 0.078583 | 0.0023039 | 0.0022784 | 0.0022617 | 0.0022512 | 0.0022449 | 0.0022416 | 0.0022403 | 0.0022374 | 0.0022355
Commercial | GWh | AppPlug | SCE | 2005 T-20: Consumer Electronics - Audio Players | 0.0029902 | 0.0028895 | 0.0028257 | 0.0027856 | 0.0027604 | 0.0027446 | 0.0027347 | 0.0027286 | 0.0027247 | 0.0027223 | 0.0027208 | 0.0027199
Commercial | MW | AppPlug | SCE | 2005 T-20: Consumer Electronics - Audio Players | 0.00043111 | 0.00041658 | 0.00040739 | 0.0004016 | 0.00039797 | 0.0003957 | 0.00039427 | 0.00039339 | 0.00039283 | 0.00039248 | 0.00039227 | 0.00039213
Commercial | GWh | AppPlug | SCE | 2005 T-20: Consumer Electronics - TVs | 0 | 0 | 0 | 0 | 0 | 0 | 0 | 0 | 0 | 0 | 0 | 0
Commercial | MW | AppPlug | SCE | 2005 T-20: Consumer Electronics - TVs | 0 | 0 | 0 | 0 | 0 | 0 | 0 | 0 | 0 | 0 | 0 | 0
Commercial | GWh | AppPlug | SCE | 2005 T-20: Consumer Electronics - DVDs | 0.00039273 | 0.00044465 | 0.00049483 | 0.0005441 | 0.00059306 | 0.0006421 | 0.00069148 | 0.00074133 | 0.00079175 | 0.00084276 | 0.00083661 | 0.0008317
Commercial | MW | AppPlug | SCE | 2005 T-20: Consumer Electronics - DVDs | 5.4916e-05 | 6.2176e-05 | 6.9192e-05 | 7.6082e-05 | 8.2928e-05 | 8.9785e-05 | 9.6689e-05 | 0.00010366 | 0.00011071 | 0.00011784 | 0.00011698 | 0.0001163
Commercial | GWh | AppPlug | SCE | 2005 T-20: Water Dispensers | 0.41167 | 0.0062545 | 0.0063603 | 0.0064993 | 0.0066631 | 0.0068453 | 0.0070408 | 0.0072461 | 0.0074583 | 0.0076756 | 0.0076663 | 0.00766
Commercial | MW | AppPlug | SCE | 2005 T-20: Water Dispensers | 0.060702 | 0.00092225 | 0.00093785 | 0.00095834 | 0.0009825 | 0.0010094 | 0.0010382 | 0.0010685 | 0.0010998 | 0.0011318 | 0.0011304 | 0.0011295
Commercial | GWh | AppPlug | SCE | 2009 T-20: Televisions - Tier 1 | 6.0461 | 5.3174 | 4.765 | 4.3277 | 3.9622 | 3.6405 | 3.3449 | 3.0572 | 0.041906 | 0.041876 | 0.041809 | 0.04177
Commercial | MW | AppPlug | SCE | 2009 T-20: Televisions - Tier 1 | 0.69098 | 0.60771 | 0.54457 | 0.49459 | 0.45283 | 0.41606 | 0.38227 | 0.34939 | 0.0047893 | 0.0047858 | 0.0047782 | 0.0047737
Commercial | GWh | AppPlug | SCE | 2009 T-20: Televisions - Tier 2 | 6.8682 | 6.0781 | 5.4116 | 4.8561 | 4.3922 | 3.9998 | 3.661 | 3.3615 | 3.09 | 2.8314 | 0.038419 | 0.038084
Commercial | MW | AppPlug | SCE | 2009 T-20: Televisions - Tier 2 | 0.76185 | 0.6742 | 0.60027 | 0.53866 | 0.4872 | 0.44368 | 0.4061 | 0.37287 | 0.34275 | 0.31407 | 0.0042616 | 0.0042245
Commercial | GWh | AppPlug | SCE | 2011 T-20: Battery charger - consumer - Tier 1 | 41.861 | 43.733 | 41.9297 | 17.0675 | 0.58853 | 0.57562 | 0.5671 | 0.56232 | 0.56062 | 0.56137 | 0.55544 | 0.55109
Commercial | MW | AppPlug | SCE | 2011 T-20: Battery charger - consumer - Tier 1 | 4.1253 | 4.3098 | 4.1321 | 1.682 | 0.057999 | 0.056726 | 0.055886 | 0.055416 | 0.055248 | 0.055322 | 0.054737 | 0.054309
Commercial | GWh | AppPlug | SCE | 2011 T-20: Battery charger - large - Tier 1 | 0 | 1.902 | 1.8601 | 1.8146 | 1.7683 | 1.7239 | 1.6836 | 1.6491 | 1.6212 | 1.6003 | 1.5862 | 0.10195
Commercial | MW | AppPlug | SCE | 2011 T-20: Battery charger - large - Tier 1 | 0 | 0.22643 | 0.22144 | 0.21602 | 0.21051 | 0.20523 | 0.20043 | 0.19632 | 0.193 | 0.19051 | 0.18883 | 0.012136
Commercial | GWh | AppPlug | SCE | 2011 T-20: Battery charger - large - Tier 2 incremental | 0 | 2.0753 | 2.0626 | 2.0627 | 2.0725 | 2.0895 | 2.1118 | 2.1378 | 2.1663 | 2.1967 | 2.2283 | 0.14603
Commercial | MW | AppPlug | SCE | 2011 T-20: Battery charger - large - Tier 2 incremental | 0 | 0.40354 | 0.40106 | 0.40107 | 0.40298 | 0.4063 | 0.41063 | 0.41568 | 0.42123 | 0.42713 | 0.43327 | 0.028394
Commercial | GWh | AppPlug | SCE | Future T-20: Computers - Tier 1 ¦ Desktops, Notebooks | 0 | 0 | 0 | 6.8076 | 10.8053 | 9.9532 | 9.1219 | 3.5384 | 0.11342 | 0.10271 | 0.092762 | 0.083601
Commercial | MW | AppPlug | SCE | Future T-20: Computers - Tier 1 ¦ Desktops, Notebooks | 0 | 0 | 0 | 1.0362 | 1.6446 | 1.515 | 1.3884 | 0.53857 | 0.017264 | 0.015634 | 0.014119 | 0.012725
Commercial | GWh | AppPlug | SCE | Future T-20: Electronic Displays | 0 | 0 | 0 | 6.3614 | 5.3197 | 4.6595 | 4.2606 | 4.0329 | 0.058714 | 0.057961 | 0.057845 | 0.05812
Commercial | MW | AppPlug | SCE | Future T-20: Electronic Displays | 0 | 0 | 0 | 0.7484 | 0.62585 | 0.54818 | 0.50124 | 0.47445 | 0.0069075 | 0.006819 | 0.0068052 | 0.0068377
Commercial | GWh | AppPlug | SCE | Future T-20: Pool Pumps & Spas | 0 | 0 | 0 | 2.7224 | 2.5813 | 2.4384 | 2.295 | 2.1525 | 2.012 | 1.8746 | 1.7413 | 1.6129
Commercial | MW | AppPlug | SCE | Future T-20: Pool Pumps & Spas | 0 | 0 | 0 | 0.51981 | 0.49287 | 0.46557 | 0.43819 | 0.41098 | 0.38416 | 0.35793 | 0.33248 | 0.30795
Commercial | GWh | AppPlug | SCE | Future T-20: Set Top Boxes (Tier 1) | 0 | 0 | 0 | 11.4532 | 10.958 | 10.4695 | 9.9912 | 9.5262 | 9.0769 | 6.0674 | 0.1235 | 0.11764
Commercial | MW | AppPlug | SCE | Future T-20: Set Top Boxes (Tier 1) | 0 | 0 | 0 | 1.4317 | 1.3698 | 1.3087 | 1.2489 | 1.1908 | 1.1346 | 0.75842 | 0.015438 | 0.014705
Commercial | GWh | AppPlug | SCE | Future T-20: Small Network Equipment | 0 | 0 | 0 | 2.2808 | 2.1822 | 2.0849 | 1.9896 | 1.897 | 0.027113 | 0.025825 | 0.024594 | 0.023426
Commercial | MW | AppPlug | SCE | Future T-20: Small Network Equipment | 0 | 0 | 0 | 0.2851 | 0.27277 | 0.26061 | 0.24871 | 0.23713 | 0.0033892 | 0.0032281 | 0.0030743 | 0.0029282
Commercial | MM Therms | AppPlug | SCG | Fed Appliance: Commercial Clothes Washers | 0.0069921 | 0.0071412 | 0.0071767 | 0.0072266 | 0.0072854 | 0.0072768 | 0.0072717 | 0.0072686 | 0.0072667 | 0.0072656 | 0.0072649 | 0.00026232
Commercial | MM Therms | AppPlug | SCG | Fed Appliance: External Power Supplies | 0 | 0 | 0 | -0.008187 | -0.0091758 | -0.0091904 | -0.0092288 | -0.0073598 | -0.00013887 | -0.00013861 | -0.00013843 | -0.00013831
Commercial | MM Therms | AppPlug | SCG | 2005 T-20: Refrigerated Beverage Vending Machines | 0 | 0 | 0 | 0 | 0 | 0 | 0 | 0 | 0 | 0 | 0 | 0
Commercial | MM Therms | AppPlug | SCG | 2005 T-20: External Power Supplies, Tier 1 | -0.14111 | -0.0020195 | -0.0019457 | -0.0018936 | -0.0018571 | -0.0018317 | -0.0018142 | -0.0018021 | -0.0017939 | -0.0017882 | -0.0017843 | -0.0017816
Commercial | MM Therms | AppPlug | SCG | 2005 T-20: External Power Supplies, Tier 2 | -0.040914 | -0.03969 | -0.019535 | -0.00057273 | -0.00056641 | -0.00056226 | -0.00055963 | -0.00055807 | -0.00055725 | -0.00055692 | -0.00055621 | -0.00055573
Commercial | MM Therms | AppPlug | SCG | 2005 T-20: Consumer Electronics - Audio Players | -0.00010652 | -0.00010293 | -0.00010066 | -9.9233e-05 | -9.8335e-05 | -9.7774e-05 | -9.7422e-05 | -9.7203e-05 | -9.7066e-05 | -9.698e-05 | -9.6926e-05 | -9.6893e-05
Commercial | MM Therms | AppPlug | SCG | 2005 T-20: Consumer Electronics - TVs | 0 | 0 | 0 | 0 | 0 | 0 | 0 | 0 | 0 | 0 | 0 | 0
Commercial | MM Therms | AppPlug | SCG | 2005 T-20: Consumer Electronics - DVDs | -1.3991e-05 | -1.584e-05 | -1.7628e-05 | -1.9383e-05 | -2.1127e-05 | -2.2874e-05 | -2.4633e-05 | -2.6409e-05 | -2.8205e-05 | -3.0022e-05 | -2.9803e-05 | -2.9628e-05
Commercial | MM Therms | AppPlug | SCG | 2005 T-20: Water Dispensers | -0.00744 | -0.00011304 | -0.00011495 | -0.00011746 | -0.00012042 | -0.00012371 | -0.00012725 | -0.00013096 | -0.00013479 | -0.00013872 | -0.00013855 | -0.00013844
Commercial | MM Therms | AppPlug | SCG | 2009 T-20: Televisions - Tier 1 | -0.21333 | -0.18762 | -0.16813 | -0.1527 | -0.13981 | -0.12845 | -0.11802 | -0.10787 | -0.0014786 | -0.0014776 | -0.0014752 | -0.0014738
Commercial | MM Therms | AppPlug | SCG | 2009 T-20: Televisions - Tier 2 | -0.24234 | -0.21446 | -0.19095 | -0.17134 | -0.15498 | -0.14113 | -0.12918 | -0.11861 | -0.10903 | -0.099905 | -0.0013556 | -0.0013438
Commercial | MM Therms | AppPlug | SCG | Future T-20: Commercial Clothes Dryers | 0 | 0 | 0 | 0.064446 | 0.049719 | 0.038038 | 0.028913 | 0.021867 | 0.016475 | 0.012376 | 0.0092758 | 0.0069403
Commercial | MM Therms | AppPlug | SCG | Future T-20: Computers - Tier 1 ¦ Desktops, Notebooks | 0 | 0 | 0 | -0.19297 | -0.30629 | -0.28213 | -0.25857 | -0.1003 | -0.0032151 | -0.0029115 | -0.0026294 | -0.0023697
Commercial | GWh | BldgEnv | PG&E | 2005 T-24: Cool roofs | 2.5027 | 2.6058 | 2.7111 | 2.8178 | 2.9434 | 3.0697 | 3.0686 | 3.0679 | 3.0675 | 3.0672 | 3.067 | 3.0669
Commercial | MW | BldgEnv | PG&E | 2005 T-24: Cool roofs | 1.6275 | 1.6945 | 1.7629 | 1.8323 | 1.914 | 1.9961 | 1.9954 | 1.995 | 1.9947 | 1.9945 | 1.9944 | 1.9943
Commercial | MM Therms | BldgEnv | PG&E | 2005 T-24: Cool roofs | -0.039768 | -0.041406 | -0.043078 | -0.044773 | -0.046769 | -0.048776 | -0.048759 | -0.048748 | -0.048741 | -0.048737 | -0.048734 | -0.048732
Commercial | GWh | BldgEnv | PG&E | 2005 T-24: Duct testing/sealing in new commercial buildings | 0.68431 | 0.64109 | 0.60659 | 0.58075 | 0.57731 | 0.57978 | 0.56909 | 0.562 | 0.55734 | 0.55428 | 0.55229 | 0.551
Commercial | MM Therms | BldgEnv | PG&E | 2005 T-24: Duct testing/sealing in new commercial buildings | 0.0039507 | 0.0037011 | 0.0035019 | 0.0033528 | 0.003333 | 0.0033472 | 0.0032855 | 0.0032446 | 0.0032176 | 0.0032 | 0.0031885 | 0.003181
Commercial | GWh | BldgEnv | PG&E | 2008 T-24: Envelope insulation | 11.2641 | 10.7086 | 10.2116 | 9.7802 | 9.4156 | 9.1141 | 8.8694 | 8.6738 | 8.5192 | 8.3983 | 8.3044 | 8.2319
Commercial | MW | BldgEnv | PG&E | 2008 T-24: Envelope insulation | 1.7923 | 1.704 | 1.6249 | 1.5562 | 1.4982 | 1.4502 | 1.4113 | 1.3802 | 1.3556 | 1.3363 | 1.3214 | 1.3099
Commercial | MM Therms | BldgEnv | PG&E | 2008 T-24: Envelope insulation | 0.98596 | 0.96192 | 0.94071 | 0.92342 | 0.91059 | 0.90235 | 0.87813 | 0.85876 | 0.84346 | 0.83149 | 0.82219 | 0.81501
Commercial | GWh | BldgEnv | PG&E | 2008 T-24: Overall Envelope Tradeoff | 0.17661 | 0.17468 | 0.17303 | 0.17162 | 0.17044 | 0.16944 | 0.16861 | 0.16792 | 0.16735 | 0.16689 | 0.1665 | 0.16619
Commercial | GWh | BldgEnv | PG&E | 2008 T-24: Cool Roof Expansion | 5.5494 | 5.4308 | 5.3391 | 5.2696 | 5.2179 | 5.1797 | 5.1519 | 5.1316 | 5.117 | 5.1065 | 5.0989 | 5.0935
Commercial | MW | BldgEnv | PG&E | 2008 T-24: Cool Roof Expansion | 0.46246 | 0.45258 | 0.44493 | 0.43915 | 0.43483 | 0.43165 | 0.42933 | 0.42765 | 0.42643 | 0.42555 | 0.42492 | 0.42446
Commercial | MM Therms | BldgEnv | PG&E | 2008 T-24: Cool Roof Expansion | -0.048832 | -0.047788 | -0.046981 | -0.04637 | -0.045915 | -0.045579 | -0.045334 | -0.045156 | -0.045027 | -0.044934 | -0.044867 | -0.04482
Commercial | GWh | BldgEnv | SDG&E | 2005 T-24: Cool roofs | 0.5858 | 0.60993 | 0.63456 | 0.65954 | 0.68894 | 0.7185 | 0.71825 | 0.71809 | 0.71798 | 0.71792 | 0.71787 | 0.71785
Commercial | MW | BldgEnv | SDG&E | 2005 T-24: Cool roofs | 0.38093 | 0.39662 | 0.41263 | 0.42888 | 0.448 | 0.46722 | 0.46706 | 0.46695 | 0.46689 | 0.46684 | 0.46681 | 0.4668
Commercial | MM Therms | BldgEnv | SDG&E | 2005 T-24: Cool roofs | -0.0045198 | -0.004706 | -0.004896 | -0.0050887 | -0.0053156 | -0.0055437 | -0.0055417 | -0.0055405 | -0.0055397 | -0.0055392 | -0.0055388 | -0.0055386
Commercial | GWh | BldgEnv | SDG&E | 2005 T-24: Duct testing/sealing in new commercial buildings | 0.16017 | 0.15005 | 0.14198 | 0.13593 | 0.13513 | 0.1357 | 0.1332 | 0.13154 | 0.13045 | 0.12974 | 0.12927 | 0.12897
Commercial | MM Therms | BldgEnv | SDG&E | 2005 T-24: Duct testing/sealing in new commercial buildings | 0.00044901 | 0.00042065 | 0.00039801 | 0.00038106 | 0.00037881 | 0.00038042 | 0.00037341 | 0.00036876 | 0.0003657 | 0.0003637 | 0.00036239 | 0.00036154
Commercial | GWh | BldgEnv | SDG&E | 2008 T-24: Envelope insulation | 2.6365 | 2.5065 | 2.3901 | 2.2892 | 2.2038 | 2.1333 | 2.076 | 2.0302 | 1.994 | 1.9657 | 1.9437 | 1.9268
Commercial | MW | BldgEnv | SDG&E | 2008 T-24: Envelope insulation | 0.41952 | 0.39883 | 0.38032 | 0.36426 | 0.35067 | 0.33944 | 0.33033 | 0.32305 | 0.31729 | 0.31279 | 0.30929 | 0.30659
Commercial | MM Therms | BldgEnv | SDG&E | 2008 T-24: Envelope insulation | 0.11206 | 0.10933 | 0.10692 | 0.10495 | 0.10349 | 0.10256 | 0.099804 | 0.097602 | 0.095863 | 0.094503 | 0.093446 | 0.09263
Commercial | GWh | BldgEnv | SDG&E | 2008 T-24: Overall Envelope Tradeoff | 0.041338 | 0.040887 | 0.0405 | 0.04017 | 0.039892 | 0.03966 | 0.039465 | 0.039304 | 0.039171 | 0.039062 | 0.038972 | 0.038898
Commercial | GWh | BldgEnv | SDG&E | 2008 T-24: Cool Roof Expansion | 1.2989 | 1.2711 | 1.2497 | 1.2334 | 1.2213 | 1.2124 | 1.2059 | 1.2011 | 1.1977 | 1.1952 | 1.1935 | 1.1922
Commercial | MW | BldgEnv | SDG&E | 2008 T-24: Cool Roof Expansion | 0.10824 | 0.10593 | 0.10414 | 0.10279 | 0.10178 | 0.10103 | 0.10049 | 0.1001 | 0.09981 | 0.099605 | 0.099457 | 0.099351
Commercial | MM Therms | BldgEnv | SDG&E | 2008 T-24: Cool Roof Expansion | -0.00555 | -0.0054313 | -0.0053396 | -0.0052702 | -0.0052184 | -0.0051803 | -0.0051524 | -0.0051322 | -0.0051175 | -0.005107 | -0.0050994 | -0.005094
Commercial | GWh | BldgEnv | SCE | 2005 T-24: Cool roofs | 2.5814 | 2.6877 | 2.7963 | 2.9063 | 3.0359 | 3.1662 | 3.1651 | 3.1644 | 3.1639 | 3.1636 | 3.1634 | 3.1633
Commercial | MW | BldgEnv | SCE | 2005 T-24: Cool roofs | 1.6786 | 1.7478 | 1.8183 | 1.8899 | 1.9742 | 2.0589 | 2.0582 | 2.0577 | 2.0574 | 2.0572 | 2.0571 | 2.057
Commercial | GWh | BldgEnv | SCE | 2005 T-24: Duct testing/sealing in new commercial buildings | 0.70582 | 0.66124 | 0.62565 | 0.599 | 0.59546 | 0.598 | 0.58698 | 0.57967 | 0.57486 | 0.57171 | 0.56965 | 0.56832
Commercial | GWh | BldgEnv | SCE | 2008 T-24: Envelope insulation | 11.6181 | 11.0452 | 10.5326 | 10.0876 | 9.7115 | 9.4005 | 9.1482 | 8.9464 | 8.787 | 8.6623 | 8.5654 | 8.4907
Commercial | MW | BldgEnv | SCE | 2008 T-24: Envelope insulation | 1.8487 | 1.7575 | 1.6759 | 1.6051 | 1.5453 | 1.4958 | 1.4557 | 1.4236 | 1.3982 | 1.3783 | 1.3629 | 1.351
Commercial | GWh | BldgEnv | SCE | 2008 T-24: Overall Envelope Tradeoff | 0.18216 | 0.18017 | 0.17847 | 0.17702 | 0.17579 | 0.17477 | 0.17391 | 0.1732 | 0.17261 | 0.17213 | 0.17173 | 0.17141
Commercial | GWh | BldgEnv | SCE | 2008 T-24: Cool Roof Expansion | 5.7238 | 5.6015 | 5.5069 | 5.4353 | 5.3819 | 5.3425 | 5.3138 | 5.2929 | 5.2778 | 5.267 | 5.2591 | 5.2535
Commercial | MW | BldgEnv | SCE | 2008 T-24: Cool Roof Expansion | 0.477 | 0.4668 | 0.45892 | 0.45295 | 0.4485 | 0.44522 | 0.44283 | 0.44109 | 0.43983 | 0.43892 | 0.43827 | 0.43781
Commercial | MM Therms | BldgEnv | SCG | 2005 T-24: Cool roofs | -0.063683 | -0.066307 | -0.068984 | -0.0717 | -0.074896 | -0.07811 | -0.078083 | -0.078065 | -0.078054 | -0.078047 | -0.078042 | -0.078039
Commercial | MM Therms | BldgEnv | SCG | 2005 T-24: Duct testing/sealing in new commercial buildings | 0.0063265 | 0.005927 | 0.005608 | 0.0053691 | 0.0053374 | 0.0053601 | 0.0052614 | 0.0051958 | 0.0051527 | 0.0051245 | 0.005106 | 0.0050941
Commercial | MM Therms | BldgEnv | SCG | 2008 T-24: Envelope insulation | 1.5789 | 1.5404 | 1.5064 | 1.4788 | 1.4582 | 1.445 | 1.4062 | 1.3752 | 1.3507 | 1.3315 | 1.3167 | 1.3052
Commercial | MM Therms | BldgEnv | SCG | 2008 T-24: Cool Roof Expansion | -0.078199 | -0.076527 | -0.075235 | -0.074257 | -0.073527 | -0.07299 | -0.072597 | -0.072312 | -0.072106 | -0.071957 | -0.07185 | -0.071774
Commercial | GWh | ComRefrig | PG&E | Fed Appliance: Walk-in Coolers & Freezers | 0 | 0 | 0 | 0 | 1.3344 | 2.3193 | 2.3239 | 2.3323 | 2.3436 | 2.3341 | 2.3267 | 2.3209
Commercial | MW | ComRefrig | PG&E | Fed Appliance: Walk-in Coolers & Freezers | 0 | 0 | 0 | 0 | 0.17508 | 0.30432 | 0.30493 | 0.30602 | 0.30751 | 0.30626 | 0.30529 | 0.30453
Commercial | GWh | ComRefrig | PG&E | Fed Appliance: Commercial Refrigeration (Cycle 2) | 0 | 0 | 0 | 0 | 0.23918 | 0.31466 | 0.31768 | 0.32078 | 0.32394 | 0.32389 | 0.32386 | 0.32384
Commercial | MW | ComRefrig | PG&E | Fed Appliance: Commercial Refrigeration (Cycle 2) | 0 | 0 | 0 | 0 | 0.031331 | 0.041219 | 0.041614 | 0.042021 | 0.042434 | 0.042428 | 0.042424 | 0.042422
Commercial | GWh | ComRefrig | PG&E | 2005 T-20: Commercial Refrigeration Equipment, Solid Door | 0 | 0 | 0 | 0 | 0 | 0 | 0 | 0 | 0 | 0 | 0 | 0
Commercial | MW | ComRefrig | PG&E | 2005 T-20: Commercial Refrigeration Equipment, Solid Door | 0 | 0 | 0 | 0 | 0 | 0 | 0 | 0 | 0 | 0 | 0 | 0
Commercial | MM Therms | ComRefrig | PG&E | 2005 T-20: Commercial Refrigeration Equipment, Solid Door | 0 | 0 | 0 | 0 | 0 | 0 | 0 | 0 | 0 | 0 | 0 | 0
Commercial | GWh | ComRefrig | PG&E | 2005 T-20: Commercial Refrigeration Equipment, Transparent Door | 0 | 0 | 0 | 0 | 0 | 0 | 0 | 0 | 0 | 0 | 0 | 0
Commercial | MW | ComRefrig | PG&E | 2005 T-20: Commercial Refrigeration Equipment, Transparent Door | 0 | 0 | 0 | 0 | 0 | 0 | 0 | 0 | 0 | 0 | 0 | 0
Commercial | MM Therms | ComRefrig | PG&E | 2005 T-20: Commercial Refrigeration Equipment, Transparent Door | 0 | 0 | 0 | 0 | 0 | 0 | 0 | 0 | 0 | 0 | 0 | 0
Commercial | GWh | ComRefrig | PG&E | 2005 T-20: Commercial Ice Maker Equipment | 0 | 0 | 0 | 0 | 0 | 0 | 0 | 0 | 0 | 0 | 0 | 0
Commercial | MW | ComRefrig | PG&E | 2005 T-20: Commercial Ice Maker Equipment | 0 | 0 | 0 | 0 | 0 | 0 | 0 | 0 | 0 | 0 | 0 | 0
Commercial | MM Therms | ComRefrig | PG&E | 2005 T-20: Commercial Ice Maker Equipment | 0 | 0 | 0 | 0 | 0 | 0 | 0 | 0 | 0 | 0 | 0 | 0
Commercial | GWh | ComRefrig | PG&E | 2005 T-20: Walk-In Refrigerators / Freezers | 11.2329 | 11.0944 | 10.9644 | 0.21856 | 0.21784 | 0.21763 | 0.21785 | 0.21843 | 0.21929 | 0.22038 | 0.21968 | 0.21913
Commercial | MW | ComRefrig | PG&E | 2005 T-20: Walk-In Refrigerators / Freezers | 1.4801 | 1.4618 | 1.4447 | 0.028797 | 0.028703 | 0.028675 | 0.028705 | 0.02878 | 0.028894 | 0.029038 | 0.028945 | 0.028873
Commercial | GWh | ComRefrig | PG&E | 2008 T-24: Refrigerated warehouses | 0.14296 | 0.14399 | 0.14519 | 0.14667 | 0.14847 | 0.15062 | 0.14889 | 0.14753 | 0.14648 | 0.14568 | 0.14507 | 0.14461
Commercial | MW | ComRefrig | PG&E | 2008 T-24: Refrigerated warehouses | 0.023525 | 0.023695 | 0.023893 | 0.024135 | 0.024432 | 0.024786 | 0.0245 | 0.024277 | 0.024104 | 0.023972 | 0.023872 | 0.023796
Commercial | GWh | ComRefrig | SDG&E | Fed Appliance: Walk-in Coolers & Freezers | 0 | 0 | 0 | 0 | 0.31232 | 0.54286 | 0.54394 | 0.54589 | 0.54855 | 0.54632 | 0.54458 | 0.54323
Commercial | MW | ComRefrig | SDG&E | Fed Appliance: Walk-in Coolers & Freezers | 0 | 0 | 0 | 0 | 0.040981 | 0.071231 | 0.071372 | 0.071628 | 0.071977 | 0.071684 | 0.071456 | 0.071279
Commercial | GWh | ComRefrig | SDG&E | Fed Appliance: Commercial Refrigeration (Cycle 2) | 0 | 0 | 0 | 0 | 0.055982 | 0.07365 | 0.074357 | 0.075084 | 0.075823 | 0.075811 | 0.075804 | 0.0758
Commercial | MW | ComRefrig | SDG&E | Fed Appliance: Commercial Refrigeration (Cycle 2) | 0 | 0 | 0 | 0 | 0.0073333 | 0.0096478 | 0.0097403 | 0.0098355 | 0.0099323 | 0.0099308 | 0.0099298 | 0.0099293
Commercial | GWh | ComRefrig | SDG&E | 2005 T-20: Commercial Refrigeration Equipment, Solid Door | 0 | 0 | 0 | 0 | 0 | 0 | 0 | 0 | 0 | 0 | 0 | 0
Commercial | MW | ComRefrig | SDG&E | 2005 T-20: Commercial Refrigeration Equipment, Solid Door | 0 | 0 | 0 | 0 | 0 | 0 | 0 | 0 | 0 | 0 | 0 | 0
Commercial | MM Therms | ComRefrig | SDG&E | 2005 T-20: Commercial Refrigeration Equipment, Solid Door | 0 | 0 | 0 | 0 | 0 | 0 | 0 | 0 | 0 | 0 | 0 | 0
Commercial | GWh | ComRefrig | SDG&E | 2005 T-20: Commercial Refrigeration Equipment, Transparent Door | 0 | 0 | 0 | 0 | 0 | 0 | 0 | 0 | 0 | 0 | 0 | 0
Commercial | MW | ComRefrig | SDG&E | 2005 T-20: Commercial Refrigeration Equipment, Transparent Door | 0 | 0 | 0 | 0 | 0 | 0 | 0 | 0 | 0 | 0 | 0 | 0
Commercial | MM Therms | ComRefrig | SDG&E | 2005 T-20: Commercial Refrigeration Equipment, Transparent Door | 0 | 0 | 0 | 0 | 0 | 0 | 0 | 0 | 0 | 0 | 0 | 0
Commercial | GWh | ComRefrig | SDG&E | 2005 T-20: Commercial Ice Maker Equipment | 0 | 0 | 0 | 0 | 0 | 0 | 0 | 0 | 0 | 0 | 0 | 0
Commercial | MW | ComRefrig | SDG&E | 2005 T-20: Commercial Ice Maker Equipment | 0 | 0 | 0 | 0 | 0 | 0 | 0 | 0 | 0 | 0 | 0 | 0
Commercial | MM Therms | ComRefrig | SDG&E | 2005 T-20: Commercial Ice Maker Equipment | 0 | 0 | 0 | 0 | 0 | 0 | 0 | 0 | 0 | 0 | 0 | 0
Commercial | GWh | ComRefrig | SDG&E | 2005 T-20: Walk-In Refrigerators / Freezers | 2.6292 | 2.5968 | 2.5664 | 0.051156 | 0.050988 | 0.050939 | 0.050991 | 0.051126 | 0.051327 | 0.051583 | 0.051419 | 0.051291
Commercial | MW | ComRefrig | SDG&E | 2005 T-20: Walk-In Refrigerators / Freezers | 0.34643 | 0.34216 | 0.33815 | 0.0067404 | 0.0067182 | 0.0067118 | 0.0067187 | 0.0067364 | 0.006763 | 0.0067966 | 0.006775 | 0.0067582
Commercial | GWh | ComRefrig | SDG&E | 2008 T-24: Refrigerated warehouses | 0.033462 | 0.033703 | 0.033984 | 0.034329 | 0.034752 | 0.035255 | 0.034849 | 0.034531 | 0.034285 | 0.034097 | 0.033954 | 0.033847
Commercial | MW | ComRefrig | SDG&E | 2008 T-24: Refrigerated warehouses | 0.0055064 | 0.0055461 | 0.0055924 | 0.0056491 | 0.0057186 | 0.0058015 | 0.0057346 | 0.0056823 | 0.0056418 | 0.0056109 | 0.0055874 | 0.0055697
Commercial | GWh | ComRefrig | SCE | Fed Appliance: Walk-in Coolers & Freezers | 0 | 0 | 0 | 0 | 1.3763 | 2.3922 | 2.397 | 2.4056 | 2.4173 | 2.4074 | 2.3998 | 2.3938
Commercial | MW | ComRefrig | SCE | Fed Appliance: Walk-in Coolers & Freezers | 0 | 0 | 0 | 0 | 0.18059 | 0.31389 | 0.31451 | 0.31564 | 0.31718 | 0.31589 | 0.31488 | 0.3141
Commercial | GWh | ComRefrig | SCE | Fed Appliance: Commercial Refrigeration (Cycle 2) | 0 | 0 | 0 | 0 | 0.24669 | 0.32455 | 0.32767 | 0.33087 | 0.33412 | 0.33407 | 0.33404 | 0.33402
Commercial | MW | ComRefrig | SCE | Fed Appliance: Commercial Refrigeration (Cycle 2) | 0 | 0 | 0 | 0 | 0.032316 | 0.042514 | 0.042922 | 0.043342 | 0.043768 | 0.043761 | 0.043757 | 0.043755
Commercial | GWh | ComRefrig | SCE | 2005 T-20: Commercial Refrigeration Equipment, Solid Door | 0 | 0 | 0 | 0 | 0 | 0 | 0 | 0 | 0 | 0 | 0 | 0
Commercial | MW | ComRefrig | SCE | 2005 T-20: Commercial Refrigeration Equipment, Solid Door | 0 | 0 | 0 | 0 | 0 | 0 | 0 | 0 | 0 | 0 | 0 | 0
Commercial | GWh | ComRefrig | SCE | 2005 T-20: Commercial Refrigeration Equipment, Transparent Door | 0 | 0 | 0 | 0 | 0 | 0 | 0 | 0 | 0 | 0 | 0 | 0
Commercial | MW | ComRefrig | SCE | 2005 T-20: Commercial Refrigeration Equipment, Transparent Door | 0 | 0 | 0 | 0 | 0 | 0 | 0 | 0 | 0 | 0 | 0 | 0
Commercial | GWh | ComRefrig | SCE | 2005 T-20: Commercial Ice Maker Equipment | 0 | 0 | 0 | 0 | 0 | 0 | 0 | 0 | 0 | 0 | 0 | 0
Commercial | MW | ComRefrig | SCE | 2005 T-20: Commercial Ice Maker Equipment | 0 | 0 | 0 | 0 | 0 | 0 | 0 | 0 | 0 | 0 | 0 | 0
Commercial | GWh | ComRefrig | SCE | 2005 T-20: Walk-In Refrigerators / Freezers | 11.5859 | 11.4431 | 11.3091 | 0.22543 | 0.22469 | 0.22447 | 0.2247 | 0.22529 | 0.22618 | 0.22731 | 0.22658 | 0.22602
Commercial | MW | ComRefrig | SCE | 2005 T-20: Walk-In Refrigerators / Freezers | 1.5266 | 1.5078 | 1.4901 | 0.029703 | 0.029605 | 0.029577 | 0.029607 | 0.029685 | 0.029802 | 0.02995 | 0.029855 | 0.029781
Commercial | GWh | ComRefrig | SCE | 2008 T-24: Refrigerated warehouses | 0.14745 | 0.14852 | 0.14976 | 0.15128 | 0.15314 | 0.15536 | 0.15357 | 0.15217 | 0.15108 | 0.15025 | 0.14963 | 0.14915
Commercial | MW | ComRefrig | SCE | 2008 T-24: Refrigerated warehouses | 0.024265 | 0.02444 | 0.024644 | 0.024894 | 0.0252 | 0.025565 | 0.025271 | 0.02504 | 0.024862 | 0.024725 | 0.024622 | 0.024544
Commercial | MM Therms | ComRefrig | SCG | 2005 T-20: Commercial Refrigeration Equipment, Solid Door | 0 | 0 | 0 | 0 | 0 | 0 | 0 | 0 | 0 | 0 | 0 | 0
Commercial | MM Therms | ComRefrig | SCG | 2005 T-20: Commercial Refrigeration Equipment, Transparent Door | 0 | 0 | 0 | 0 | 0 | 0 | 0 | 0 | 0 | 0 | 0 | 0
Commercial | MM Therms | ComRefrig | SCG | 2005 T-20: Commercial Ice Maker Equipment | 0 | 0 | 0 | 0 | 0 | 0 | 0 | 0 | 0 | 0 | 0 | 0
Commercial | GWh | FoodServ | PG&E | 2005 T-20: Hot Food Holding Cabinets | 0.2728 | 0.2412 | 0.2195 | 0.20493 | 0.20223 | 0.2028 | 0.20551 | 0.20847 | 0.0042917 | 0.0044028 | 0.0043895 | 0.0043814
Commercial | MW | FoodServ | PG&E | 2005 T-20: Hot Food Holding Cabinets | 0.047928 | 0.042376 | 0.038564 | 0.036003 | 0.03553 | 0.035629 | 0.036105 | 0.036626 | 0.000754 | 0.00077352 | 0.00077119 | 0.00076975
Commercial | MM Therms | FoodServ | PG&E | 2005 T-20: Hot Food Holding Cabinets | -0.0061997 | -0.0054816 | -0.0049885 | -0.0046572 | -0.004596 | -0.0046089 | -0.0046704 | -0.0047378 | -9.7534e-05 | -0.00010006 | -9.9758e-05 | -9.9573e-05
Commercial | GWh | FoodServ | SDG&E | 2005 T-20: Hot Food Holding Cabinets | 0.063852 | 0.056455 | 0.051378 | 0.047966 | 0.047335 | 0.047468 | 0.048101 | 0.048796 | 0.0010045 | 0.0010305 | 0.0010274 | 0.0010255
Commercial | MW | FoodServ | SDG&E | 2005 T-20: Hot Food Holding Cabinets | 0.011218 | 0.0099185 | 0.0090264 | 0.008427 | 0.0083162 | 0.0083395 | 0.0084508 | 0.0085728 | 0.00017648 | 0.00018105 | 0.00018051 | 0.00018017
Commercial | MM Therms | FoodServ | SDG&E | 2005 T-20: Hot Food Holding Cabinets | -0.00070463 | -0.00062301 | -0.00056697 | -0.00052932 | -0.00052236 | -0.00052382 | -0.00053081 | -0.00053848 | -1.1085e-05 | -1.1372e-05 | -1.1338e-05 | -1.1317e-05
Commercial | GWh | FoodServ | SCE | 2005 T-20: Hot Food Holding Cabinets | 0.28137 | 0.24878 | 0.2264 | 0.21137 | 0.20859 | 0.20917 | 0.21197 | 0.21503 | 0.0044266 | 0.0045412 | 0.0045275 | 0.0045191
Commercial | MW | FoodServ | SCE | 2005 T-20: Hot Food Holding Cabinets | 0.049434 | 0.043708 | 0.039776 | 0.037135 | 0.036646 | 0.036749 | 0.03724 | 0.037777 | 0.0007777 | 0.00079783 | 0.00079543 | 0.00079395
Commercial | MM Therms | FoodServ | SCG | 2005 T-20: Hot Food Holding Cabinets | -0.0099282 | -0.0087781 | -0.0079886 | -0.007458 | -0.00736 | -0.0073806 | -0.0074791 | -0.0075871 | -0.00015619 | -0.00016023 | -0.00015975 | -0.00015945
Commercial | MM Therms | HVAC | PG&E | Fed Appliance: ASHRAE Products (Commercial boilers) | 0.02246 | 0.022612 | 0.022769 | 0.022931 | 0.023097 | 0.023038 | 0.022984 | 0.022935 | 0.02289 | 0.02285 | 0.022813 | 0.022779
Commercial | GWh | HVAC | PG&E | 2005 T-20: Large Packaged Commercial Air-Conditioners, Tier 1 | 0 | 0 | 0 | 0 | 0 | 0 | 0 | 0 | 0 | 0 | 0 | 0
Commercial | MW | HVAC | PG&E | 2005 T-20: Large Packaged Commercial Air-Conditioners, Tier 1 | 0 | 0 | 0 | 0 | 0 | 0 | 0 | 0 | 0 | 0 | 0 | 0
Commercial | MM Therms | HVAC | PG&E | 2005 T-20: Unit Heaters and Duct Furnaces | 0.47179 | 0.47009 | 0.46852 | 0.46709 | 0.46578 | 0.46458 | 0.4635 | 0.46002 | 0.009232 | 0.0092156 | 0.0092007 | 0.0091872
Commercial | GWh | HVAC | PG&E | 2005 T-24: Ducts in existing commercial buildings | 1.9914 | 2.0479 | 2.0971 | 2.1451 | 2.1983 | 2.259 | 2.2345 | 2.2182 | 2.2077 | 2.2011 | 2.1971 | 2.1945
Commercial | MW | HVAC | PG&E | 2005 T-24: Ducts in existing commercial buildings | 1.5132 | 1.5561 | 1.5934 | 1.6299 | 1.6703 | 1.7164 | 1.6979 | 1.6855 | 1.6775 | 1.6725 | 1.6694 | 1.6675
Commercial | MM Therms | HVAC | PG&E | 2005 T-24: Ducts in existing commercial buildings | 0.245 | 0.25195 | 0.258 | 0.26391 | 0.27045 | 0.27792 | 0.27491 | 0.2729 | 0.27161 | 0.2708 | 0.2703 | 0.26999
Commercial | GWh | HVAC | PG&E | 2005 T-24: Cooling tower applications | 0.22781 | 0.17483 | 0.1192 | 0.060925 | 0 | 0 | 0 | 0 | 0 | 0 | 0 | 0
Commercial | GWh | HVAC | PG&E | 2008 T-24: DDC to Zone | 20.8469 | 20.1128 | 19.4515 | 18.873 | 18.3797 | 17.9683 | 17.6313 | 17.3596 | 17.143 | 16.9721 | 16.8382 | 16.734
Commercial | MW | HVAC | PG&E | 2008 T-24: DDC to Zone | 7.3427 | 7.0841 | 6.8512 | 6.6474 | 6.4737 | 6.3287 | 6.2101 | 6.1144 | 6.0381 | 5.9779 | 5.9307 | 5.894
Commercial | MM Therms | HVAC | PG&E | 2008 T-24: DDC to Zone | 1.1077 | 1.0687 | 1.0335 | 1.0028 | 0.97658 | 0.95472 | 0.93681 | 0.92237 | 0.91087 | 0.90179 | 0.89467 | 0.88914
Commercial | MM Therms | HVAC | SDG&E | Fed Appliance: ASHRAE Products (Commercial boilers) | 0.0025527 | 0.0025699 | 0.0025878 | 0.0026062 | 0.0026251 | 0.0026184 | 0.0026123 | 0.0026067 | 0.0026016 | 0.002597 | 0.0025928 | 0.002589
Commercial | GWh | HVAC | SDG&E | 2005 T-20: Large Packaged Commercial Air-Conditioners, Tier 1 | 0 | 0 | 0 | 0 | 0 | 0 | 0 | 0 | 0 | 0 | 0 | 0
Commercial | MW | HVAC | SDG&E | 2005 T-20: Large Packaged Commercial Air-Conditioners, Tier 1 | 0 | 0 | 0 | 0 | 0 | 0 | 0 | 0 | 0 | 0 | 0 | 0
Commercial | MM Therms | HVAC | SDG&E | 2005 T-20: Unit Heaters and Duct Furnaces | 0.053622 | 0.053428 | 0.05325 | 0.053087 | 0.052938 | 0.052802 | 0.052679 | 0.052284 | 0.0010493 | 0.0010474 | 0.0010457 | 0.0010442
Commercial | GWh | HVAC | SDG&E | 2005 T-24: Ducts in existing commercial buildings | 0.46612 | 0.47934 | 0.49085 | 0.50208 | 0.51454 | 0.52875 | 0.52302 | 0.5192 | 0.51675 | 0.5152 | 0.51425 | 0.51366
Commercial | MW | HVAC | SDG&E | 2005 T-24: Ducts in existing commercial buildings | 0.35417 | 0.36421 | 0.37296 | 0.3815 | 0.39096 | 0.40175 | 0.3974 | 0.3945 | 0.39264 | 0.39147 | 0.39074 | 0.39029
Commercial | MM Therms | HVAC | SDG&E | 2005 T-24: Ducts in existing commercial buildings | 0.027846 | 0.028635 | 0.029323 | 0.029994 | 0.030738 | 0.031587 | 0.031245 | 0.031017 | 0.03087 | 0.030778 | 0.030721 | 0.030686
Commercial | GWh | HVAC | SDG&E | 2005 T-24: Cooling tower applications | 0.053321 | 0.040921 | 0.0279 | 0.01426 | 0 | 0 | 0 | 0 | 0 | 0 | 0 | 0
Commercial | GWh | HVAC | SDG&E | 2008 T-24: DDC to Zone | 4.8795 | 4.7077 | 4.5529 | 4.4174 | 4.302 | 4.2057 | 4.1268 | 4.0632 | 4.0125 | 3.9725 | 3.9412 | 3.9168
Commercial | MW | HVAC | SDG&E | 2008 T-24: DDC to Zone | 1.7186 | 1.6581 | 1.6036 | 1.5559 | 1.5152 | 1.4813 | 1.4535 | 1.4311 | 1.4133 | 1.3992 | 1.3882 | 1.3796
Commercial | MM Therms | HVAC | SDG&E | 2008 T-24: DDC to Zone | 0.12589 | 0.12146 | 0.11747 | 0.11397 | 0.11099 | 0.10851 | 0.10647 | 0.10483 | 0.10352 | 0.10249 | 0.10168 | 0.10105
Commercial | GWh | HVAC | SCE | 2005 T-20: Large Packaged Commercial Air-Conditioners, Tier 1 | 0 | 0 | 0 | 0 | 0 | 0 | 0 | 0 | 0 | 0 | 0 | 0
Commercial | MW | HVAC | SCE | 2005 T-20: Large Packaged Commercial Air-Conditioners, Tier 1 | 0 | 0 | 0 | 0 | 0 | 0 | 0 | 0 | 0 | 0 | 0 | 0
Commercial | GWh | HVAC | SCE | 2005 T-24: Ducts in existing commercial buildings | 2.054 | 2.1123 | 2.163 | 2.2125 | 2.2674 | 2.33 | 2.3048 | 2.288 | 2.2771 | 2.2703 | 2.2661 | 2.2635
Commercial | MW | HVAC | SCE | 2005 T-24: Ducts in existing commercial buildings | 1.5607 | 1.605 | 1.6435 | 1.6811 | 1.7228 | 1.7704 | 1.7512 | 1.7384 | 1.7302 | 1.7251 | 1.7218 | 1.7199
Commercial | GWh | HVAC | SCE | 2005 T-24: Cooling tower applications | 0.23497 | 0.18032 | 0.12295 | 0.06284 | 0 | 0 | 0 | 0 | 0 | 0 | 0 | 0
Commercial | GWh | HVAC | SCE | 2008 T-24: DDC to Zone | 21.5022 | 20.745 | 20.0629 | 19.4662 | 18.9574 | 18.533 | 18.1855 | 17.9052 | 17.6818 | 17.5055 | 17.3675 | 17.26
Commercial | MW | HVAC | SCE | 2008 T-24: DDC to Zone | 7.5735 | 7.3068 | 7.0665 | 6.8563 | 6.6771 | 6.5277 | 6.4053 | 6.3065 | 6.2279 | 6.1658 | 6.1171 | 6.0793
Commercial | MM Therms | HVAC | SCG | Fed Appliance: ASHRAE Products (Commercial boilers) | 0.035967 | 0.03621 | 0.036462 | 0.036721 | 0.036988 | 0.036893 | 0.036807 | 0.036728 | 0.036656 | 0.036591 | 0.036532 | 0.036478
Commercial | MM Therms | HVAC | SCG | 2005 T-20: Unit Heaters and Duct Furnaces | 0.75553 | 0.75279 | 0.75028 | 0.74799 | 0.74589 | 0.74398 | 0.74224 | 0.73667 | 0.014784 | 0.014758 | 0.014734 | 0.014712
Commercial | MM Therms | HVAC | SCG | 2005 T-24: Ducts in existing commercial buildings | 0.39235 | 0.40347 | 0.41316 | 0.42262 | 0.4331 | 0.44506 | 0.44024 | 0.43703 | 0.43496 | 0.43366 | 0.43285 | 0.43236
Commercial | MM Therms | HVAC | SCG | 2008 T-24: DDC to Zone | 1.7738 | 1.7113 | 1.6551 | 1.6059 | 1.5639 | 1.5289 | 1.5002 | 1.4771 | 1.4587 | 1.4441 | 1.4327 | 1.4239
Commercial | GWh | Lighting | PG&E | Fed Appliance: General Service Fluorescent Lamps | 6.5151 | 6.1875 | 5.9227 | 5.7197 | 5.5719 | 2.9297 | 0.10602 | 0.10432 | 0.10309 | 0.10219 | 0.10155 | 0.10109
Commercial | MW | Lighting | PG&E | Fed Appliance: General Service Fluorescent Lamps | 1.7939 | 1.7037 | 1.6308 | 1.5749 | 1.5342 | 0.80667 | 0.029192 | 0.028725 | 0.028385 | 0.028139 | 0.027962 | 0.027835
Commercial | MM Therms | Lighting | PG&E | Fed Appliance: General Service Fluorescent Lamps | -0.027583 | -0.026196 | -0.025075 | -0.024215 | -0.02359 | -0.012403 | -0.00044886 | -0.00044167 | -0.00043644 | -0.00043266 | -0.00042994 | -0.00042799
Commercial | GWh | Lighting | PG&E | Fed Appliance: Incandescent Reflector Lamps | 0.1359 | 0.0064283 | 0.0089877 | 0.011415 | 0.013679 | 0.013284 | 0.012851 | 0.012395 | 0.011937 | 0.011496 | 0.01109 | 0.01073
Commercial | MW | Lighting | PG&E | Fed Appliance: Incandescent Reflector Lamps | 0.032573 | 0.0015407 | 0.0021542 | 0.0027359 | 0.0032787 | 0.003184 | 0.0030801 | 0.0029709 | 0.0028611 | 0.0027554 | 0.0026581 | 0.0025718
Commercial | MM Therms | Lighting | PG&E | Fed Appliance: Incandescent Reflector Lamps | -0.0018111 | -8.5669e-05 | -0.00011978 | -0.00015212 | -0.0001823 | -0.00017704 | -0.00017126 | -0.00016519 | -0.00015908 | -0.00015321 | -0.0001478 | -0.000143
Commercial | GWh | Lighting | PG&E | Fed Appliance: Fluorescent Ballasts | 0 | 0.44139 | 3.3807 | 3.4061 | 3.4327 | 3.4604 | 3.4545 | 3.4495 | 3.4454 | 3.442 | 3.4392 | 3.4369
Commercial | MW | Lighting | PG&E | Fed Appliance: Fluorescent Ballasts | 0 | 0.076763 | 0.58794 | 0.59237 | 0.59699 | 0.6018 | 0.60078 | 0.59992 | 0.5992 | 0.59861 | 0.59812 | 0.59772
Commercial | MM Therms | Lighting | PG&E | Fed Appliance: Fluorescent Ballasts | 0 | -0.0060648 | -0.046451 | -0.046801 | -0.047166 | -0.047546 | -0.047465 | -0.047397 | -0.047341 | -0.047294 | -0.047255 | -0.047224
Commercial | GWh | Lighting | PG&E | Fed Appliance: Metal Halide Lamp Fixtures | 0 | 0 | 0 | 0 | 1.5014 | 1.6244 | 1.5826 | 1.5559 | 1.5405 | 1.5183 | 1.5025 | 1.4913
Commercial | MW | Lighting | PG&E | Fed Appliance: Metal Halide Lamp Fixtures | 0 | 0 | 0 | 0 | 0.051162 | 0.055354 | 0.053928 | 0.053018 | 0.052495 | 0.051738 | 0.051199 | 0.050817
Commercial | MM Therms | Lighting | PG&E | Fed Appliance: Metal Halide Lamp Fixtures | 0 | 0 | 0 | 0 | -0.02063 | -0.02232 | -0.021745 | -0.021378 | -0.021167 | -0.020862 | -0.020645 | -0.02049
Commercial | GWh | Lighting | PG&E | Fed Appliance: General Service Fluorescent Lamps | 0 | 0 | 0 | 0 | 0 | 1.2168 | 1.3176 | 1.3293 | 1.3413 | 1.3535 | 1.3524 | 0.11145
Commercial | MW | Lighting | PG&E | Fed Appliance: General Service Fluorescent Lamps | 0 | 0 | 0 | 0 | 0 | 0.19028 | 0.20604 | 0.20787 | 0.20974 | 0.21165 | 0.21148 | 0.017428
Commercial | MM Therms | Lighting | PG&E | Fed Appliance: General Service Fluorescent Lamps | 0 | 0 | 0 | 0 | 0 | -0.016719 | -0.018104 | -0.018265 | -0.018429 | -0.018597 | -0.018582 | -0.0015313
Commercial | GWh | Lighting | PG&E | 2005 T-20: Pulse Start Metal Halide HID Luminaires, Tier 1(Vertical Lamps) | 7.142 | 6.3244 | 5.6356 | 5.0625 | 4.7633 | 4.5171 | 0.087587 | 0.08524 | 0.083554 | 0.082349 | 0.081492 | 0.080883
Commercial | MW | Lighting | PG&E | 2005 T-20: Pulse Start Metal Halide HID Luminaires, Tier 1(Vertical Lamps) | 1.5251 | 1.3505 | 1.2034 | 1.0811 | 1.0172 | 0.96459 | 0.018703 | 0.018202 | 0.017842 | 0.017585 | 0.017402 | 0.017272
Commercial | MM Therms | Lighting | PG&E | 2005 T-20: Pulse Start Metal Halide HID Luminaires, Tier 1(Vertical Lamps) | -0.030737 | -0.027218 | -0.024254 | -0.021788 | -0.0205 | -0.01944 | -0.00037694 | -0.00036684 | -0.00035959 | -0.0003544 | -0.00035071 | -0.00034809
Commercial | GWh | Lighting | PG&E | 2005 T-20: Pulse Start Metal Halide HID Luminaires, Tier 2(All other MH | 2.9665 | 2.654 | 2.3945 | 2.1827 | 2.0108 | 1.8709 | 1.8041 | 1.7463 | 0.034421 | 0.033925 | 0.033571 | 0.033321
Commercial | MW | Lighting | PG&E | 2005 T-20: Pulse Start Metal Halide HID Luminaires, Tier 2(All other MH | 0.63529 | 0.56836 | 0.51279 | 0.46743 | 0.43063 | 0.40066 | 0.38636 | 0.37399 | 0.0073714 | 0.0072651 | 0.0071894 | 0.0071357
Commercial | MM Therms | Lighting | PG&E | 2005 T-20: Pulse Start Metal Halide HID Luminaires, Tier 2(All other MH | -0.012767 | -0.011422 | -0.010305 | -0.0093936 | -0.008654 | -0.0080518 | -0.0077643 | -0.0075157 | -0.00014814 | -0.000146 | -0.00014448 | -0.0001434
Commercial | GWh | Lighting | PG&E | 2005 T-20: Modular Furniture Task Lighting Fixtures | 0.096349 | 0.090701 | 0.087026 | 0.084873 | 0.083886 | 0.083786 | 0.084367 | 0.085455 | 0.086923 | 0.087963 | 0.0017601 | 0.0017504
Commercial | MW | Lighting | PG&E | 2005 T-20: Modular Furniture Task Lighting Fixtures | 0.01929 | 0.018159 | 0.017423 | 0.016992 | 0.016794 | 0.016775 | 0.016891 | 0.017109 | 0.017403 | 0.017611 | 0.00035238 | 0.00035045
Commercial | MM Therms | Lighting | PG&E | 2005 T-20: Modular Furniture Task Lighting Fixtures | -0.00040791 | -0.000384 | -0.00036844 | -0.00035932 | -0.00035515 | -0.00035472 | -0.00035718 | -0.00036179 | -0.00036801 | -0.00037241 | -7.4517e-06 | -7.4108e-06
Commercial | GWh | Lighting | PG&E | 2006 T-20: General Service Incandescent Lamps, Tier 2 | 0 | 0 | 0 | 0 | 0 | 0 | 0 | 0 | 0 | 0 | 0 | 0
Commercial | MW | Lighting | PG&E | 2006 T-20: General Service Incandescent Lamps, Tier 2 | 0 | 0 | 0 | 0 | 0 | 0 | 0 | 0 | 0 | 0 | 0 | 0
Commercial | MM Therms | Lighting | PG&E | 2006 T-20: General Service Incandescent Lamps, Tier 2 | 0 | 0 | 0 | 0 | 0 | 0 | 0 | 0 | 0 | 0 | 0 | 0
Commercial | GWh | Lighting | PG&E | 2006 T-20: General Service Incandescent Lamps, Tier 2 | 0 | 0 | 0 | 0 | 0 | 0 | 0 | 0 | 0 | 0 | 0 | 0
Commercial | MW | Lighting | PG&E | 2006 T-20: General Service Incandescent Lamps, Tier 2 | 0 | 0 | 0 | 0 | 0 | 0 | 0 | 0 | 0 | 0 | 0 | 0
Commercial | MM Therms | Lighting | PG&E | 2006 T-20: General Service Incandescent Lamps, Tier 2 | 0 | 0 | 0 | 0 | 0 | 0 | 0 | 0 | 0 | 0 | 0 | 0
Commercial | GWh | Lighting | PG&E | 2006 T-20: General Service Incandescent Lamps, Tier 2 | 0.01036 | 0.01045 | 0.010543 | 0.010639 | 0.010739 | 0.010843 | 0.010949 | 0.011058 | 0.011169 | 0.011282 | 0.011273 | 0.011266
Commercial | MW | Lighting | PG&E | 2006 T-20: General Service Incandescent Lamps, Tier 2 | 0.0017044 | 0.0017191 | 0.0017344 | 0.0017503 | 0.0017668 | 0.0017838 | 0.0018012 | 0.0018192 | 0.0018375 | 0.0018561 | 0.0018546 | 0.0018534
Commercial | MM Therms | Lighting | PG&E | 2006 T-20: General Service Incandescent Lamps, Tier 2 | -0.00013807 | -0.00013926 | -0.0001405 | -0.00014179 | -0.00014312 | -0.0001445 | -0.00014592 | -0.00014737 | -0.00014885 | -0.00015036 | -0.00015024 | -0.00015014
Commercial | GWh | Lighting | PG&E | 2006 T-20: BR, ER and R20 Incandescent Reflector Lamps: Commercial | 0 | 0 | 0 | 0 | 0 | 0 | 0 | 0 | 0 | 0 | 0 | 0
Commercial | MW | Lighting | PG&E | 2006 T-20: BR, ER and R20 Incandescent Reflector Lamps: Commercial | 0 | 0 | 0 | 0 | 0 | 0 | 0 | 0 | 0 | 0 | 0 | 0
Commercial | MM Therms | Lighting | PG&E | 2006 T-20: BR, ER and R20 Incandescent Reflector Lamps: Commercial | 0 | 0 | 0 | 0 | 0 | 0 | 0 | 0 | 0 | 0 | 0 | 0
Commercial | GWh | Lighting | PG&E | 2008 T-20: Metal Halide Fixtures | 3.9374 | 3.6926 | 3.455 | 3.2374 | 3.048 | 2.8896 | 2.7606 | 2.6572 | 2.6111 | 2.581 | 2.5366 | 0.050571
Commercial | MW | Lighting | PG&E | 2008 T-20: Metal Halide Fixtures | 0.83153 | 0.77984 | 0.72966 | 0.68371 | 0.64371 | 0.61025 | 0.58301 | 0.56118 | 0.55144 | 0.54509 | 0.5357 | 0.01068
Commercial | MM Therms | Lighting | PG&E | 2008 T-20: Metal Halide Fixtures | -0.016945 | -0.015892 | -0.014869 | -0.013933 | -0.013118 | -0.012436 | -0.011881 | -0.011436 | -0.011237 | -0.011108 | -0.010917 | -0.00021764
Commercial | GWh | Lighting | PG&E | 2008 T-20: General Purpose Lighting -- 100 watt | 0 | 0 | 0 | 0 | 0 | 0 | 0 | 0 | 0 | 0 | 0 | 0
Commercial | MW | Lighting | PG&E | 2008 T-20: General Purpose Lighting -- 100 watt | 0 | 0 | 0 | 0 | 0 | 0 | 0 | 0 | 0 | 0 | 0 | 0
Commercial | MM Therms | Lighting | PG&E | 2008 T-20: General Purpose Lighting -- 100 watt | 0 | 0 | 0 | 0 | 0 | 0 | 0 | 0 | 0 | 0 | 0 | 0
Commercial | GWh | Lighting | PG&E | 2008 T-20: General Purpose Lighting -- 75 watt | 0 | 0 | 0 | 0 | 0 | 0 | 0 | 0 | 0 | 0 | 0 | 0
Commercial | MW | Lighting | PG&E | 2008 T-20: General Purpose Lighting -- 75 watt | 0 | 0 | 0 | 0 | 0 | 0 | 0 | 0 | 0 | 0 | 0 | 0
Commercial | MM Therms | Lighting | PG&E | 2008 T-20: General Purpose Lighting -- 75 watt | 0 | 0 | 0 | 0 | 0 | 0 | 0 | 0 | 0 | 0 | 0 | 0
Commercial | GWh | Lighting | PG&E | 2008 T-20: General Purpose Lighting -- 60 and 40 watt | 5.6487 | 0 | 0 | 0 | 0 | 0 | 0 | 0 | 0 | 0 | 0 | 0
Commercial | MW | Lighting | PG&E | 2008 T-20: General Purpose Lighting -- 60 and 40 watt | 0.9254 | 0 | 0 | 0 | 0 | 0 | 0 | 0 | 0 | 0 | 0 | 0
Commercial | MM Therms | Lighting | PG&E | 2008 T-20: General Purpose Lighting -- 60 and 40 watt | -0.075279 | 0 | 0 | 0 | 0 | 0 | 0 | 0 | 0 | 0 | 0 | 0
Commercial | GWh | Lighting | PG&E | Future T-20: Dimming Ballasts | 0 | 0 | 0 | 8.4697 | 8.6197 | 8.7692 | 8.9181 | 9.0663 | 9.2136 | 9.3597 | 9.5044 | 9.6474
Commercial | MW | Lighting | PG&E | Future T-20: Dimming Ballasts | 0 | 0 | 0 | 1.7998 | 1.8317 | 1.8635 | 1.8951 | 1.9266 | 1.9579 | 1.9889 | 2.0197 | 2.0501
Commercial | GWh | Lighting | PG&E | Future T-20: Small Diameter Directional Lamps (Tier 1) | 0 | 0 | 0 | 33.146 | 0.49038 | 0.48396 | 0.47667 | 0.46856 | 0.45971 | 0.45022 | 0.44018 | 0.42971
Commercial | MW | Lighting | PG&E | Future T-20: Small Diameter Directional Lamps (Tier 1) | 0 | 0 | 0 | 6.3063 | 0.093298 | 0.092078 | 0.09069 | 0.089147 | 0.087464 | 0.085658 | 0.083748 | 0.081755
Commercial | GWh | Lighting | PG&E | Future T-20: Small Diameter Directional Lamps (Tier 2) | 0 | 0 | 0 | 8.4937 | 8.1918 | 0.12077 | 0.12022 | 0.12063 | 0.12165 | 0.12304 | 0.12465 | 0.12641
Commercial | MW | Lighting | PG&E | Future T-20: Small Diameter Directional Lamps (Tier 2) | 0 | 0 | 0 | 1.616 | 1.5586 | 0.022978 | 0.022872 | 0.022951 | 0.023145 | 0.023409 | 0.023716 | 0.02405
Commercial | GWh | Lighting | PG&E | 2005 T-24: Lighting controls under skylights | 0.93459 | 1.5403 | 1.6234 | 1.6218 | 1.9094 | 2.1886 | 2.1376 | 2.0983 | 2.0685 | 2.046 | 2.0292 | 2.0167
Commercial | MM Therms | Lighting | PG&E | 2005 T-24: Lighting controls under skylights | -0.0020726 | -0.0034157 | -0.0036002 | -0.0035965 | -0.0042343 | -0.0048535 | -0.0047404 | -0.0046533 | -0.0045872 | -0.0045374 | -0.0045001 | -0.0044723
Commercial | GWh | Lighting | PG&E | 2005 T-24: Bi-level lighting control credits | 0.31267 | 0.32305 | 0.33325 | 0.34329 | 0.3533 | 0.36319 | 0.36019 | 0.3573 | 0.35454 | 0.35191 | 0.3494 | 0.34702
Commercial | MM Therms | Lighting | PG&E | 2005 T-24: Bi-level lighting control credits | -0.0013456 | -0.0013903 | -0.0014342 | -0.0014774 | -0.0015205 | -0.001563 | -0.0015501 | -0.0015377 | -0.0015258 | -0.0015145 | -0.0015037 | -0.0014935
Commercial | GWh | Lighting | PG&E | 2008 T-24: Skylighting | 2.8589 | 2.8073 | 2.7564 | 2.7087 | 2.6659 | 2.6291 | 2.5985 | 2.5738 | 2.5543 | 2.5392 | 2.5277 | 2.5191
Commercial | MW | Lighting | PG&E | 2008 T-24: Skylighting | 0.13162 | 0.12925 | 0.12691 | 0.12471 | 0.12274 | 0.12104 | 0.11963 | 0.1185 | 0.1176 | 0.11691 | 0.11638 | 0.11598
Commercial | MM Therms | Lighting | PG&E | 2008 T-24: Skylighting | -0.0047287 | -0.0046433 | -0.0045592 | -0.0044803 | -0.0044095 | -0.0043486 | -0.0042979 | -0.0042571 | -0.0042248 | -0.0041999 | -0.0041809 | -0.0041666
Commercial | GWh | Lighting | PG&E | 2008 T-24: Sidelighting | 1.101 | 1.0829 | 1.0653 | 1.0483 | 1.0325 | 1.0178 | 1.0045 | 0.99262 | 0.98215 | 0.97304 | 0.9652 | 0.9585
Commercial | MW | Lighting | PG&E | 2008 T-24: Sidelighting | 0.37686 | 0.37068 | 0.36463 | 0.35884 | 0.3534 | 0.34839 | 0.34383 | 0.33977 | 0.33619 | 0.33307 | 0.33038 | 0.32809
Commercial | MM Therms | Lighting | PG&E | 2008 T-24: Sidelighting | 0.002105 | 0.0020705 | 0.0020367 | 0.0020044 | 0.001974 | 0.001946 | 0.0019206 | 0.0018978 | 0.0018778 | 0.0018604 | 0.0018454 | 0.0018326
Commercial | GWh | Lighting | PG&E | 2008 T-24: Tailored Indoor lighting | 21.1584 | 20.4015 | 19.7777 | 19.2735 | 18.8724 | 18.5572 | 18.312 | 18.1227 | 17.9774 | 17.8665 | 17.782 | 17.7178
Commercial | MW | Lighting | PG&E | 2008 T-24: Tailored Indoor lighting | 4.6214 | 4.4561 | 4.3199 | 4.2097 | 4.1221 | 4.0533 | 3.9997 | 3.9584 | 3.9267 | 3.9024 | 3.884 | 3.8699
Commercial | MM Therms | Lighting | PG&E | 2008 T-24: Tailored Indoor lighting | -0.079567 | -0.076721 | -0.074375 | -0.072479 | -0.070971 | -0.069785 | -0.068863 | -0.068152 | -0.067605 | -0.067188 | -0.06687 | -0.066629
Commercial | GWh | Lighting | PG&E | 2008 T-24: DR Indoor Lighting | 0 | 0 | 0 | 0 | 0 | 0 | 0 | 0 | 0 | 0 | 0 | 0
Commercial | MW | Lighting | PG&E | 2008 T-24: DR Indoor Lighting | 0 | 0 | 0 | 0 | 0 | 0 | 0 | 0 | 0 | 0 | 0 | 0
Commercial | GWh | Lighting | PG&E | 2008 T-24: Outdoor Lighting | 0.8589 | 0.84682 | 0.83718 | 0.83018 | 0.82586 | 0.82418 | 0.80229 | 0.78379 | 0.76822 | 0.75519 | 0.7443 | 0.73524
Commercial | GWh | Lighting | PG&E | 2008 T-24: Outdoor Signs | 0 | 0 | 0 | 0 | 0 | 0 | 0 | 0 | 0 | 0 | 0 | 0
Commercial | GWh | Lighting | SDG&E | Fed Appliance: General Service Fluorescent Lamps | 1.5249 | 1.4483 | 1.3863 | 1.3388 | 1.3042 | 0.68573 | 0.024815 | 0.024418 | 0.024129 | 0.02392 | 0.023769 | 0.023661
Commercial | MW | Lighting | SDG&E | Fed Appliance: General Service Fluorescent Lamps | 0.41989 | 0.39877 | 0.38171 | 0.36862 | 0.3591 | 0.18881 | 0.0068328 | 0.0067235 | 0.0066438 | 0.0065863 | 0.0065448 | 0.0065151
Commercial | MM Therms | Lighting | SDG&E | Fed Appliance: General Service Fluorescent Lamps | -0.0031349 | -0.0029773 | -0.0028499 | -0.0027522 | -0.0026811 | -0.0014097 | -5.1015e-05 | -5.0198e-05 | -4.9604e-05 | -4.9174e-05 | -4.8865e-05 | -4.8643e-05
Commercial | GWh | Lighting | SDG&E | Fed Appliance: Incandescent Reflector Lamps | 0.031809 | 0.0015046 | 0.0021037 | 0.0026717 | 0.0032018 | 0.0031093 | 0.0030079 | 0.0029012 | 0.002794 | 0.0026908 | 0.0025957 | 0.0025115
Commercial | MW | Lighting | SDG&E | Fed Appliance: Incandescent Reflector Lamps | 0.0076241 | 0.00036063 | 0.00050421 | 0.00064037 | 0.00076742 | 0.00074524 | 0.00072093 | 0.00069537 | 0.00066967 | 0.00064494 | 0.00062215 | 0.00060196
Commercial | MM Therms | Lighting | SDG&E | Fed Appliance: Incandescent Reflector Lamps | -0.00020585 | -9.7367e-06 | -1.3613e-05 | -1.7289e-05 | -2.072e-05 | -2.0121e-05 | -1.9465e-05 | -1.8775e-05 | -1.8081e-05 | -1.7413e-05 | -1.6798e-05 | -1.6253e-05
Commercial | GWh | Lighting | SDG&E | Fed Appliance: Fluorescent Ballasts | 0 | 0.10331 | 0.79128 | 0.79724 | 0.80347 | 0.80994 | 0.80856 | 0.8074 | 0.80644 | 0.80564 | 0.80499 | 0.80445
Commercial | MW | Lighting | SDG&E | Fed Appliance: Fluorescent Ballasts | 0 | 0.017967 | 0.13761 | 0.13865 | 0.13973 | 0.14086 | 0.14062 | 0.14042 | 0.14025 | 0.14011 | 0.14 | 0.1399
Commercial | MM Therms | Lighting | SDG&E | Fed Appliance: Fluorescent Ballasts | 0 | -0.00068929 | -0.0052794 | -0.0053192 | -0.0053607 | -0.0054039 | -0.0053947 | -0.0053869 | -0.0053805 | -0.0053752 | -0.0053708 | -0.0053672
Commercial | GWh | Lighting | SDG&E | Fed Appliance: Metal Halide Lamp Fixtures | 0 | 0 | 0 | 0 | 0.35142 | 0.38021 | 0.37042 | 0.36417 | 0.36058 | 0.35538 | 0.35168 | 0.34905
Commercial | MW | Lighting | SDG&E | Fed Appliance: Metal Halide Lamp Fixtures | 0 | 0 | 0 | 0 | 0.011975 | 0.012956 | 0.012622 | 0.01241 | 0.012287 | 0.01211 | 0.011984 | 0.011894
Commercial | MM Therms | Lighting | SDG&E | Fed Appliance: Metal Halide Lamp Fixtures | 0 | 0 | 0 | 0 | -0.0023447 | -0.0025368 | -0.0024714 | -0.0024297 | -0.0024057 | -0.0023711 | -0.0023464 | -0.0023288
Commercial | GWh | Lighting | SDG&E | Fed Appliance: General Service Fluorescent Lamps | 0 | 0 | 0 | 0 | 0 | 0.2848 | 0.3084 | 0.31114 | 0.31394 | 0.31679 | 0.31654 | 0.026086
Commercial | MW | Lighting | SDG&E | Fed Appliance: General Service Fluorescent Lamps | 0 | 0 | 0 | 0 | 0 | 0.044537 | 0.048227 | 0.048654 | 0.049092 | 0.049539 | 0.049499 | 0.0040792
Commercial | MM Therms | Lighting | SDG&E | Fed Appliance: General Service Fluorescent Lamps | 0 | 0 | 0 | 0 | 0 | -0.0019002 | -0.0020576 | -0.0020759 | -0.0020946 | -0.0021136 | -0.0021119 | -0.00017404
Commercial | GWh | Lighting | SDG&E | 2005 T-20: Pulse Start Metal Halide HID Luminaires, Tier 1(Vertical Lamps) | 1.6717 | 1.4803 | 1.3191 | 1.185 | 1.1149 | 1.0573 | 0.020501 | 0.019951 | 0.019557 | 0.019275 | 0.019074 | 0.018932
Commercial | MW | Lighting | SDG&E | 2005 T-20: Pulse Start Metal Halide HID Luminaires, Tier 1(Vertical Lamps) | 0.35697 | 0.31611 | 0.28168 | 0.25304 | 0.23808 | 0.22577 | 0.0043777 | 0.0042604 | 0.0041762 | 0.004116 | 0.0040731 | 0.0040427
Commercial | MM Therms | Lighting | SDG&E | 2005 T-20: Pulse Start Metal Halide HID Luminaires, Tier 1(Vertical Lamps) | -0.0034934 | -0.0030935 | -0.0027566 | -0.0024763 | -0.0023299 | -0.0022095 | -4.2842e-05 | -4.1694e-05 | -4.0869e-05 | -4.028e-05 | -3.986e-05 | -3.9563e-05
Commercial | GWh | Lighting | SDG&E | 2005 T-20: Pulse Start Metal Halide HID Luminaires, Tier 2(All other MH | 0.69435 | 0.62119 | 0.56046 | 0.51088 | 0.47066 | 0.43791 | 0.42227 | 0.40875 | 0.0080566 | 0.0079405 | 0.0078578 | 0.0077991
Commercial | MW | Lighting | SDG&E | 2005 T-20: Pulse Start Metal Halide HID Luminaires, Tier 2(All other MH | 0.1487 | 0.13303 | 0.12002 | 0.10941 | 0.10079 | 0.09378 | 0.090432 | 0.087536 | 0.0017254 | 0.0017005 | 0.0016828 | 0.0016702
Commercial | MM Therms | Lighting | SDG&E | 2005 T-20: Pulse Start Metal Halide HID Luminaires, Tier 2(All other MH | -0.001451 | -0.0012981 | -0.0011712 | -0.0010676 | -0.00098357 | -0.00091513 | -0.00088245 | -0.00085419 | -1.6836e-05 | -1.6594e-05 | -1.6421e-05 | -1.6298e-05
Commercial | GWh | Lighting | SDG&E | 2005 T-20: Modular Furniture Task Lighting Fixtures | 0.022552 | 0.02123 | 0.020369 | 0.019865 | 0.019634 | 0.019611 | 0.019747 | 0.020002 | 0.020345 | 0.020589 | 0.00041197 | 0.00040971
Commercial | MW | Lighting | SDG&E | 2005 T-20: Modular Furniture Task Lighting Fixtures | 0.004515 | 0.0042503 | 0.0040781 | 0.0039772 | 0.0039309 | 0.0039263 | 0.0039535 | 0.0040045 | 0.0040733 | 0.004122 | 8.248e-05 | 8.2026e-05
Commercial | MM Therms | Lighting | SDG&E | 2005 T-20: Modular Furniture Task Lighting Fixtures | -4.6361e-05 | -4.3644e-05 | -4.1875e-05 | -4.0839e-05 | -4.0364e-05 | -4.0316e-05 | -4.0596e-05 | -4.1119e-05 | -4.1826e-05 | -4.2326e-05 | -8.4693e-07 | -8.4227e-07
Commercial | GWh | Lighting | SDG&E | 2006 T-20: General Service Incandescent Lamps, Tier 2 | 0 | 0 | 0 | 0 | 0 | 0 | 0 | 0 | 0 | 0 | 0 | 0
Commercial | MW | Lighting | SDG&E | 2006 T-20: General Service Incandescent Lamps, Tier 2 | 0 | 0 | 0 | 0 | 0 | 0 | 0 | 0 | 0 | 0 | 0 | 0
Commercial | MM Therms | Lighting | SDG&E | 2006 T-20: General Service Incandescent Lamps, Tier 2 | 0 | 0 | 0 | 0 | 0 | 0 | 0 | 0 | 0 | 0 | 0 | 0
Commercial | GWh | Lighting | SDG&E | 2006 T-20: General Service Incandescent Lamps, Tier 2 | 0 | 0 | 0 | 0 | 0 | 0 | 0 | 0 | 0 | 0 | 0 | 0
Commercial | MW | Lighting | SDG&E | 2006 T-20: General Service Incandescent Lamps, Tier 2 | 0 | 0 | 0 | 0 | 0 | 0 | 0 | 0 | 0 | 0 | 0 | 0
Commercial | MM Therms | Lighting | SDG&E | 2006 T-20: General Service Incandescent Lamps, Tier 2 | 0 | 0 | 0 | 0 | 0 | 0 | 0 | 0 | 0 | 0 | 0 | 0
Commercial | GWh | Lighting | SDG&E | 2006 T-20: General Service Incandescent Lamps, Tier 2 | 0.002425 | 0.0024459 | 0.0024676 | 0.0024902 | 0.0025137 | 0.0025378 | 0.0025627 | 0.0025882 | 0.0026143 | 0.0026408 | 0.0026386 | 0.0026369
Commercial | MW | Lighting | SDG&E | 2006 T-20: General Service Incandescent Lamps, Tier 2 | 0.00039894 | 0.00040238 | 0.00040596 | 0.00040968 | 0.00041353 | 0.00041751 | 0.0004216 | 0.0004258 | 0.00043008 | 0.00043444 | 0.00043409 | 0.0004338
Commercial | MM Therms | Lighting | SDG&E | 2006 T-20: General Service Incandescent Lamps, Tier 2 | -1.5693e-05 | -1.5828e-05 | -1.5969e-05 | -1.6115e-05 | -1.6267e-05 | -1.6423e-05 | -1.6584e-05 | -1.6749e-05 | -1.6918e-05 | -1.7089e-05 | -1.7075e-05 | -1.7064e-05
Commercial | GWh | Lighting | SDG&E | 2006 T-20: BR, ER and R20 Incandescent Reflector Lamps: Commercial | 0 | 0 | 0 | 0 | 0 | 0 | 0 | 0 | 0 | 0 | 0 | 0
Commercial | MW | Lighting | SDG&E | 2006 T-20: BR, ER and R20 Incandescent Reflector Lamps: Commercial | 0 | 0 | 0 | 0 | 0 | 0 | 0 | 0 | 0 | 0 | 0 | 0
Commercial | MM Therms | Lighting | SDG&E | 2006 T-20: BR, ER and R20 Incandescent Reflector Lamps: Commercial | 0 | 0 | 0 | 0 | 0 | 0 | 0 | 0 | 0 | 0 | 0 | 0
Commercial | GWh | Lighting | SDG&E | 2008 T-20: Metal Halide Fixtures | 0.92159 | 0.8643 | 0.80869 | 0.75776 | 0.71343 | 0.67634 | 0.64616 | 0.62195 | 0.61116 | 0.60412 | 0.59371 | 0.011837
Commercial | MW | Lighting | SDG&E | 2008 T-20: Metal Halide Fixtures | 0.19463 | 0.18253 | 0.17079 | 0.16003 | 0.15067 | 0.14284 | 0.13646 | 0.13135 | 0.12907 | 0.12758 | 0.12539 | 0.0024998
Commercial | MM Therms | Lighting | SDG&E | 2008 T-20: Metal Halide Fixtures | -0.0019259 | -0.0018062 | -0.00169 | -0.0015835 | -0.0014909 | -0.0014134 | -0.0013503 | -0.0012997 | -0.0012772 | -0.0012625 | -0.0012407 | -2.4736e-05
Commercial | GWh | Lighting | SDG&E | 2008 T-20: General Purpose Lighting -- 100 watt | 0 | 0 | 0 | 0 | 0 | 0 | 0 | 0 | 0 | 0 | 0 | 0
Commercial | MW | Lighting | SDG&E | 2008 T-20: General Purpose Lighting -- 100 watt | 0 | 0 | 0 | 0 | 0 | 0 | 0 | 0 | 0 | 0 | 0 | 0
Commercial | MM Therms | Lighting | SDG&E | 2008 T-20: General Purpose Lighting -- 100 watt | 0 | 0 | 0 | 0 | 0 | 0 | 0 | 0 | 0 | 0 | 0 | 0
Commercial | GWh | Lighting | SDG&E | 2008 T-20: General Purpose Lighting -- 75 watt | 0 | 0 | 0 | 0 | 0 | 0 | 0 | 0 | 0 | 0 | 0 | 0
Commercial | MW | Lighting | SDG&E | 2008 T-20: General Purpose Lighting -- 75 watt | 0 | 0 | 0 | 0 | 0 | 0 | 0 | 0 | 0 | 0 | 0 | 0
Commercial | MM Therms | Lighting | SDG&E | 2008 T-20: General Purpose Lighting -- 75 watt | 0 | 0 | 0 | 0 | 0 | 0 | 0 | 0 | 0 | 0 | 0 | 0
Commercial | GWh | Lighting | SDG&E | 2008 T-20: General Purpose Lighting -- 60 and 40 watt | 1.3221 | 0 | 0 | 0 | 0 | 0 | 0 | 0 | 0 | 0 | 0 | 0
Commercial | MW | Lighting | SDG&E | 2008 T-20: General Purpose Lighting -- 60 and 40 watt | 0.2166 | 0 | 0 | 0 | 0 | 0 | 0 | 0 | 0 | 0 | 0 | 0
Commercial | MM Therms | Lighting | SDG&E | 2008 T-20: General Purpose Lighting -- 60 and 40 watt | -0.0085559 | 0 | 0 | 0 | 0 | 0 | 0 | 0 | 0 | 0 | 0 | 0
Commercial | GWh | Lighting | SDG&E | Future T-20: Dimming Ballasts | 0 | 0 | 0 | 1.9824 | 2.0175 | 2.0525 | 2.0874 | 2.1221 | 2.1565 | 2.1907 | 2.2246 | 2.2581
Commercial | MW | Lighting | SDG&E | Future T-20: Dimming Ballasts | 0 | 0 | 0 | 0.42127 | 0.42873 | 0.43616 | 0.44357 | 0.45094 | 0.45827 | 0.46553 | 0.47273 | 0.47985
Commercial | GWh | Lighting | SDG&E | Future T-20: Small Diameter Directional Lamps (Tier 1) | 0 | 0 | 0 | 7.7582 | 0.11478 | 0.11328 | 0.11157 | 0.10967 | 0.1076 | 0.10538 | 0.10303 | 0.10058
Commercial | MW | Lighting | SDG&E | Future T-20: Small Diameter Directional Lamps (Tier 1) | 0 | 0 | 0 | 1.4761 | 0.021838 | 0.021552 | 0.021227 | 0.020866 | 0.020472 | 0.020049 | 0.019602 | 0.019136
Commercial | GWh | Lighting | SDG&E | Future T-20: Small Diameter Directional Lamps (Tier 2) | 0 | 0 | 0 | 1.9881 | 1.9174 | 0.028268 | 0.028138 | 0.028235 | 0.028473 | 0.028798 | 0.029176 | 0.029587
Commercial | MW | Lighting | SDG&E | Future T-20: Small Diameter Directional Lamps (Tier 2) | 0 | 0 | 0 | 0.37824 | 0.3648 | 0.0053783 | 0.0053536 | 0.005372 | 0.0054173 | 0.0054791 | 0.0055511 | 0.0056293
Commercial | GWh | Lighting | SDG&E | 2005 T-24: Lighting controls under skylights | 0.21875 | 0.36052 | 0.37999 | 0.37959 | 0.44691 | 0.51226 | 0.50032 | 0.49114 | 0.48416 | 0.4789 | 0.47496 | 0.47203
Commercial | MM Therms | Lighting | SDG&E | 2005 T-24: Lighting controls under skylights | -0.00023556 | -0.00038822 | -0.00040918 | -0.00040876 | -0.00048125 | -0.00055162 | -0.00053877 | -0.00052888 | -0.00052136 | -0.00051569 | -0.00051146 | -0.0005083
Commercial | GWh | Lighting | SDG&E | 2005 T-24: Bi-level lighting control credits | 0.073184 | 0.075614 | 0.078001 | 0.080351 | 0.082694 | 0.085009 | 0.084306 | 0.083631 | 0.082985 | 0.082369 | 0.081782 | 0.081225
Commercial | MM Therms | Lighting | SDG&E | 2005 T-24: Bi-level lighting control credits | -0.00015294 | -0.00015801 | -0.000163 | -0.00016791 | -0.00017281 | -0.00017765 | -0.00017618 | -0.00017477 | -0.00017342 | -0.00017213 | -0.0001709 | -0.00016974
Commercial | GWh | Lighting | SDG&E | 2008 T-24: Skylighting | 0.66917 | 0.65708 | 0.64518 | 0.63401 | 0.62399 | 0.61537 | 0.6082 | 0.60242 | 0.59786 | 0.59434 | 0.59165 | 0.58962
Commercial | MW | Lighting | SDG&E | 2008 T-24: Skylighting | 0.030808 | 0.030252 | 0.029704 | 0.029189 | 0.028728 | 0.028331 | 0.028002 | 0.027735 | 0.027525 | 0.027363 | 0.027239 | 0.027146
Commercial | MM Therms | Lighting | SDG&E | 2008 T-24: Skylighting | -0.00053744 | -0.00052773 | -0.00051817 | -0.0005092 | -0.00050116 | -0.00049424 | -0.00048848 | -0.00048384 | -0.00048018 | -0.00047734 | -0.00047518 | -0.00047356
Commercial | GWh | Lighting | SDG&E | 2008 T-24: Sidelighting | 0.2577 | 0.25347 | 0.24934 | 0.24538 | 0.24166 | 0.23823 | 0.23511 | 0.23233 | 0.22988 | 0.22775 | 0.22592 | 0.22435
Commercial | MW | Lighting | SDG&E | 2008 T-24: Sidelighting | 0.088208 | 0.086761 | 0.085347 | 0.083992 | 0.082718 | 0.081544 | 0.080478 | 0.079527 | 0.078688 | 0.077958 | 0.07733 | 0.076793
Commercial | MM Therms | Lighting | SDG&E | 2008 T-24: Sidelighting | 0.00023924 | 0.00023532 | 0.00023148 | 0.00022781 | 0.00022436 | 0.00022117 | 0.00021828 | 0.0002157 | 0.00021342 | 0.00021145 | 0.00020974 | 0.00020829
Commercial | GWh | Lighting | SDG&E | 2008 T-24: Tailored Indoor lighting | 4.9524 | 4.7752 | 4.6292 | 4.5112 | 4.4173 | 4.3435 | 4.2861 | 4.2418 | 4.2078 | 4.1819 | 4.1621 | 4.1471
Commercial | MW | Lighting | SDG&E | 2008 T-24: Tailored Indoor lighting | 1.0817 | 1.043 | 1.0111 | 0.98534 | 0.96483 | 0.94872 | 0.93618 | 0.92651 | 0.91908 | 0.91341 | 0.90909 | 0.90581
Commercial | MM Therms | Lighting | SDG&E | 2008 T-24: Tailored Indoor lighting | -0.0090432 | -0.0087197 | -0.0084531 | -0.0082376 | -0.0080662 | -0.0079315 | -0.0078267 | -0.0077458 | -0.0076837 | -0.0076362 | -0.0076001 | -0.0075727
Commercial | GWh | Lighting | SDG&E | 2008 T-24: DR Indoor Lighting | 0 | 0 | 0 | 0 | 0 | 0 | 0 | 0 | 0 | 0 | 0 | 0
Commercial | MW | Lighting | SDG&E | 2008 T-24: DR Indoor Lighting | 0 | 0 | 0 | 0 | 0 | 0 | 0 | 0 | 0 | 0 | 0 | 0
Commercial | GWh | Lighting | SDG&E | 2008 T-24: Outdoor Lighting | 0.20104 | 0.19821 | 0.19595 | 0.19431 | 0.1933 | 0.19291 | 0.18779 | 0.18345 | 0.17981 | 0.17676 | 0.17421 | 0.17209
Commercial | GWh | Lighting | SDG&E | 2008 T-24: Outdoor Signs | 0 | 0 | 0 | 0 | 0 | 0 | 0 | 0 | 0 | 0 | 0 | 0
Commercial | GWh | Lighting | SCE | Fed Appliance: General Service Fluorescent Lamps | 6.7199 | 6.382 | 6.1089 | 5.8994 | 5.747 | 3.0218 | 0.10935 | 0.1076 | 0.10633 | 0.10541 | 0.10474 | 0.10427
Commercial | MW | Lighting | SCE | Fed Appliance: General Service Fluorescent Lamps | 1.8503 | 1.7573 | 1.6821 | 1.6244 | 1.5824 | 0.83203 | 0.03011 | 0.029628 | 0.029277 | 0.029023 | 0.028841 | 0.02871
Commercial | GWh | Lighting | SCE | Fed Appliance: Incandescent Reflector Lamps | 0.14017 | 0.0066303 | 0.0092701 | 0.011773 | 0.014109 | 0.013702 | 0.013255 | 0.012785 | 0.012312 | 0.011858 | 0.011439 | 0.011067
Commercial | MW | Lighting | SCE | Fed Appliance: Incandescent Reflector Lamps | 0.033597 | 0.0015892 | 0.0022219 | 0.0028219 | 0.0033818 | 0.003284 | 0.0031769 | 0.0030643 | 0.002951 | 0.002842 | 0.0027416 | 0.0026526
Commercial | GWh | Lighting | SCE | Fed Appliance: Fluorescent Ballasts | 0 | 0.45526 | 3.4869 | 3.5132 | 3.5406 | 3.5691 | 3.563 | 3.5579 | 3.5537 | 3.5502 | 3.5473 | 3.5449
Commercial | MW | Lighting | SCE | Fed Appliance: Fluorescent Ballasts | 0 | 0.079176 | 0.60642 | 0.61099 | 0.61576 | 0.62072 | 0.61966 | 0.61877 | 0.61803 | 0.61742 | 0.61692 | 0.61651
Commercial | GWh | Lighting | SCE | Fed Appliance: Metal Halide Lamp Fixtures | 0 | 0 | 0 | 0 | 1.5486 | 1.6755 | 1.6323 | 1.6048 | 1.5889 | 1.566 | 1.5497 | 1.5381
Commercial | MW | Lighting | SCE | Fed Appliance: Metal Halide Lamp Fixtures | 0 | 0 | 0 | 0 | 0.05277 | 0.057094 | 0.055623 | 0.054685 | 0.054145 | 0.053364 | 0.052809 | 0.052414
Commercial | GWh | Lighting | SCE | Fed Appliance: General Service Fluorescent Lamps | 0 | 0 | 0 | 0 | 0 | 1.255 | 1.359 | 1.3711 | 1.3834 | 1.396 | 1.3949 | 0.11495
Commercial | MW | Lighting | SCE | Fed Appliance: General Service Fluorescent Lamps | 0 | 0 | 0 | 0 | 0 | 0.19626 | 0.21252 | 0.2144 | 0.21633 | 0.2183 | 0.21812 | 0.017976
Commercial | GWh | Lighting | SCE | 2005 T-20: Pulse Start Metal Halide HID Luminaires, Tier 1(Vertical Lamps) | 7.3665 | 6.5232 | 5.8128 | 5.2217 | 4.913 | 4.6591 | 0.09034 | 0.087919 | 0.08618 | 0.084938 | 0.084053 | 0.083425
Commercial | MW | Lighting | SCE | 2005 T-20: Pulse Start Metal Halide HID Luminaires, Tier 1(Vertical Lamps) | 1.5731 | 1.393 | 1.2413 | 1.115 | 1.0491 | 0.9949 | 0.019291 | 0.018774 | 0.018403 | 0.018138 | 0.017949 | 0.017815
Commercial | GWh | Lighting | SCE | 2005 T-20: Pulse Start Metal Halide HID Luminaires, Tier 2(All other MH | 3.0597 | 2.7374 | 2.4698 | 2.2513 | 2.0741 | 1.9297 | 1.8608 | 1.8012 | 0.035503 | 0.034991 | 0.034627 | 0.034368
Commercial | MW | Lighting | SCE | 2005 T-20: Pulse Start Metal Halide HID Luminaires, Tier 2(All other MH | 0.65526 | 0.58622 | 0.52891 | 0.48212 | 0.44417 | 0.41326 | 0.3985 | 0.38574 | 0.0076031 | 0.0074935 | 0.0074154 | 0.00736
Commercial | GWh | Lighting | SCE | 2005 T-20: Modular Furniture Task Lighting Fixtures | 0.099378 | 0.093552 | 0.089761 | 0.08754 | 0.086522 | 0.086419 | 0.087019 | 0.088141 | 0.089655 | 0.090728 | 0.0018154 | 0.0018054
Commercial | MW | Lighting | SCE | 2005 T-20: Modular Furniture Task Lighting Fixtures | 0.019896 | 0.01873 | 0.017971 | 0.017526 | 0.017322 | 0.017302 | 0.017422 | 0.017646 | 0.01795 | 0.018164 | 0.00036346 | 0.00036146
Commercial | GWh | Lighting | SCE | 2006 T-20: General Service Incandescent Lamps, Tier 2 | 0 | 0 | 0 | 0 | 0 | 0 | 0 | 0 | 0 | 0 | 0 | 0
Commercial | MW | Lighting | SCE | 2006 T-20: General Service Incandescent Lamps, Tier 2 | 0 | 0 | 0 | 0 | 0 | 0 | 0 | 0 | 0 | 0 | 0 | 0
Commercial | GWh | Lighting | SCE | 2006 T-20: General Service Incandescent Lamps, Tier 2 | 0 | 0 | 0 | 0 | 0 | 0 | 0 | 0 | 0 | 0 | 0 | 0
Commercial | MW | Lighting | SCE | 2006 T-20: General Service Incandescent Lamps, Tier 2 | 0 | 0 | 0 | 0 | 0 | 0 | 0 | 0 | 0 | 0 | 0 | 0
Commercial | GWh | Lighting | SCE | 2006 T-20: General Service Incandescent Lamps, Tier 2 | 0.010686 | 0.010778 | 0.010874 | 0.010974 | 0.011077 | 0.011183 | 0.011293 | 0.011405 | 0.01152 | 0.011637 | 0.011628 | 0.01162
Commercial | MW | Lighting | SCE | 2006 T-20: General Service Incandescent Lamps, Tier 2 | 0.001758 | 0.0017732 | 0.0017889 | 0.0018053 | 0.0018223 | 0.0018398 | 0.0018578 | 0.0018763 | 0.0018952 | 0.0019144 | 0.0019129 | 0.0019116
Commercial | GWh | Lighting | SCE | 2006 T-20: BR, ER and R20 Incandescent Reflector Lamps: Commercial | 0 | 0 | 0 | 0 | 0 | 0 | 0 | 0 | 0 | 0 | 0 | 0
Commercial | MW | Lighting | SCE | 2006 T-20: BR, ER and R20 Incandescent Reflector Lamps: Commercial | 0 | 0 | 0 | 0 | 0 | 0 | 0 | 0 | 0 | 0 | 0 | 0
Commercial | GWh | Lighting | SCE | 2008 T-20: Metal Halide Fixtures | 4.0611 | 3.8087 | 3.5636 | 3.3392 | 3.1438 | 2.9804 | 2.8474 | 2.7407 | 2.6932 | 2.6622 | 2.6163 | 0.05216
Commercial | MW | Lighting | SCE | 2008 T-20: Metal Halide Fixtures | 0.85766 | 0.80435 | 0.7526 | 0.7052 | 0.66394 | 0.62943 | 0.60134 | 0.57881 | 0.56877 | 0.56222 | 0.55253 | 0.011016
Commercial | GWh | Lighting | SCE | 2008 T-20: General Purpose Lighting -- 100 watt | 0 | 0 | 0 | 0 | 0 | 0 | 0 | 0 | 0 | 0 | 0 | 0
Commercial | MW | Lighting | SCE | 2008 T-20: General Purpose Lighting -- 100 watt | 0 | 0 | 0 | 0 | 0 | 0 | 0 | 0 | 0 | 0 | 0 | 0
Commercial | GWh | Lighting | SCE | 2008 T-20: General Purpose Lighting -- 75 watt | 0 | 0 | 0 | 0 | 0 | 0 | 0 | 0 | 0 | 0 | 0 | 0
Commercial | MW | Lighting | SCE | 2008 T-20: General Purpose Lighting -- 75 watt | 0 | 0 | 0 | 0 | 0 | 0 | 0 | 0 | 0 | 0 | 0 | 0
Commercial | GWh | Lighting | SCE | 2008 T-20: General Purpose Lighting -- 60 and 40 watt | 5.8262 | 0 | 0 | 0 | 0 | 0 | 0 | 0 | 0 | 0 | 0 | 0
Commercial | MW | Lighting | SCE | 2008 T-20: General Purpose Lighting -- 60 and 40 watt | 0.95448 | 0 | 0 | 0 | 0 | 0 | 0 | 0 | 0 | 0 | 0 | 0
Commercial | GWh | Lighting | SCE | Future T-20: Dimming Ballasts | 0 | 0 | 0 | 8.7359 | 8.8906 | 9.0448 | 9.1984 | 9.3513 | 9.5032 | 9.6539 | 9.8031 | 9.9507
Commercial | MW | Lighting | SCE | Future T-20: Dimming Ballasts | 0 | 0 | 0 | 1.8564 | 1.8893 | 1.922 | 1.9547 | 1.9871 | 2.0194 | 2.0514 | 2.0832 | 2.1145
Commercial | GWh | Lighting | SCE | Future T-20: Small Diameter Directional Lamps (Tier 1) | 0 | 0 | 0 | 34.1878 | 0.50579 | 0.49918 | 0.49165 | 0.48328 | 0.47416 | 0.46437 | 0.45402 | 0.44321
Commercial | MW | Lighting | SCE | Future T-20: Small Diameter Directional Lamps (Tier 1) | 0 | 0 | 0 | 6.5045 | 0.096231 | 0.094972 | 0.093541 | 0.091949 | 0.090213 | 0.08835 | 0.086381 | 0.084325
Commercial | GWh | Lighting | SCE | Future T-20: Small Diameter Directional Lamps (Tier 2) | 0 | 0 | 0 | 8.7607 | 8.4493 | 0.12457 | 0.124 | 0.12442 | 0.12547 | 0.1269 | 0.12857 | 0.13038
Commercial | MW | Lighting | SCE | Future T-20: Small Diameter Directional Lamps (Tier 2) | 0 | 0 | 0 | 1.6668 | 1.6075 | 0.0237 | 0.023591 | 0.023673 | 0.023872 | 0.024144 | 0.024462 | 0.024806
Commercial | GWh | Lighting | SCE | 2005 T-24: Lighting controls under skylights | 0.96396 | 1.5887 | 1.6745 | 1.6727 | 1.9694 | 2.2574 | 2.2047 | 2.1643 | 2.1335 | 2.1103 | 2.093 | 2.0801
Commercial | GWh | Lighting | SCE | 2005 T-24: Bi-level lighting control credits | 0.3225 | 0.3332 | 0.34372 | 0.35408 | 0.36441 | 0.3746 | 0.37151 | 0.36853 | 0.36569 | 0.36297 | 0.36039 | 0.35793
Commercial | GWh | Lighting | SCE | 2008 T-24: Skylighting | 2.9488 | 2.8955 | 2.8431 | 2.7938 | 2.7497 | 2.7117 | 2.6801 | 2.6547 | 2.6346 | 2.619 | 2.6072 | 2.5983
Commercial | MW | Lighting | SCE | 2008 T-24: Skylighting | 0.13576 | 0.13331 | 0.13089 | 0.12863 | 0.1266 | 0.12485 | 0.12339 | 0.12222 | 0.1213 | 0.12058 | 0.12003 | 0.11962
Commercial | GWh | Lighting | SCE | 2008 T-24: Sidelighting | 1.1356 | 1.117 | 1.0987 | 1.0813 | 1.0649 | 1.0498 | 1.0361 | 1.0238 | 1.013 | 1.0036 | 0.99553 | 0.98863
Commercial | MW | Lighting | SCE | 2008 T-24: Sidelighting | 0.3887 | 0.38233 | 0.37609 | 0.37012 | 0.36451 | 0.35934 | 0.35464 | 0.35045 | 0.34675 | 0.34354 | 0.34077 | 0.3384
Commercial | GWh | Lighting | SCE | 2008 T-24: Tailored Indoor lighting | 21.8234 | 21.0427 | 20.3993 | 19.8793 | 19.4656 | 19.1405 | 18.8876 | 18.6923 | 18.5425 | 18.428 | 18.3409 | 18.2747
Commercial | MW | Lighting | SCE | 2008 T-24: Tailored Indoor lighting | 4.7667 | 4.5962 | 4.4556 | 4.3421 | 4.2517 | 4.1807 | 4.1254 | 4.0828 | 4.0501 | 4.0251 | 4.006 | 3.9916
Commercial | GWh | Lighting | SCE | 2008 T-24: DR Indoor Lighting | 0 | 0 | 0 | 0 | 0 | 0 | 0 | 0 | 0 | 0 | 0 | 0
Commercial | MW | Lighting | SCE | 2008 T-24: DR Indoor Lighting | 0 | 0 | 0 | 0 | 0 | 0 | 0 | 0 | 0 | 0 | 0 | 0
Commercial | GWh | Lighting | SCE | 2008 T-24: Outdoor Lighting | 0.8859 | 0.87343 | 0.86349 | 0.85627 | 0.85182 | 0.85009 | 0.82751 | 0.80842 | 0.79237 | 0.77892 | 0.7677 | 0.75835
Commercial | GWh | Lighting | SCE | 2008 T-24: Outdoor Signs | 0 | 0 | 0 | 0 | 0 | 0 | 0 | 0 | 0 | 0 | 0 | 0
Commercial | MM Therms | Lighting | SCG | Fed Appliance: General Service Fluorescent Lamps | -0.044171 | -0.04195 | -0.040155 | -0.038778 | -0.037776 | -0.019863 | -0.0007188 | -0.00070729 | -0.00069892 | -0.00069286 | -0.0006885 | -0.00068537
Commercial | MM Therms | Lighting | SCG | Fed Appliance: Incandescent Reflector Lamps | -0.0029003 | -0.00013719 | -0.00019181 | -0.00024361 | -0.00029194 | -0.0002835 | -0.00027425 | -0.00026453 | -0.00025475 | -0.00024535 | -0.00023668 | -0.000229
Commercial | MM Therms | Lighting | SCG | Fed Appliance: Fluorescent Ballasts | 0 | -0.0097121 | -0.074386 | -0.074946 | -0.075532 | -0.07614 | -0.07601 | -0.075901 | -0.075811 | -0.075736 | -0.075674 | -0.075624
Commercial | MM Therms | Lighting | SCG | Fed Appliance: Metal Halide Lamp Fixtures | 0 | 0 | 0 | 0 | -0.033036 | -0.035743 | -0.034822 | -0.034235 | -0.033897 | -0.033408 | -0.03306 | -0.032813
Commercial | MM Therms | Lighting | SCG | Fed Appliance: General Service Fluorescent Lamps | 0 | 0 | 0 | 0 | 0 | -0.026774 | -0.028992 | -0.029249 | -0.029512 | -0.029781 | -0.029757 | -0.0024523
Commercial | MM Therms | Lighting | SCG | 2005 T-20: Pulse Start Metal Halide HID Luminaires, Tier 1(Vertical Lamps) | -0.049222 | -0.043587 | -0.03884 | -0.03489 | -0.032828 | -0.031131 | -0.00060363 | -0.00058746 | -0.00057584 | -0.00056754 | -0.00056163 | -0.00055743
Commercial | MM Therms | Lighting | SCG | 2005 T-20: Pulse Start Metal Halide HID Luminaires, Tier 2(All other MH | -0.020445 | -0.018291 | -0.016503 | -0.015043 | -0.013858 | -0.012894 | -0.012434 | -0.012036 | -0.00023722 | -0.0002338 | -0.00023137 | -0.00022964
Commercial | MM Therms | Lighting | SCG | 2005 T-20: Modular Furniture Task Lighting Fixtures | -0.00065323 | -0.00061494 | -0.00059002 | -0.00057542 | -0.00056873 | -0.00056805 | -0.00057199 | -0.00057937 | -0.00058932 | -0.00059637 | -1.1933e-05 | -1.1868e-05
Commercial | MM Therms | Lighting | SCG | 2006 T-20: General Service Incandescent Lamps, Tier 2 | 0 | 0 | 0 | 0 | 0 | 0 | 0 | 0 | 0 | 0 | 0 | 0
Commercial | MM Therms | Lighting | SCG | 2006 T-20: General Service Incandescent Lamps, Tier 2 | 0 | 0 | 0 | 0 | 0 | 0 | 0 | 0 | 0 | 0 | 0 | 0
Commercial | MM Therms | Lighting | SCG | 2006 T-20: General Service Incandescent Lamps, Tier 2 | -0.00022111 | -0.00022302 | -0.000225 | -0.00022706 | -0.00022919 | -0.0002314 | -0.00023367 | -0.00023599 | -0.00023837 | -0.00024079 | -0.00024059 | -0.00024043
Commercial | MM Therms | Lighting | SCG | 2006 T-20: BR, ER and R20 Incandescent Reflector Lamps: Commercial | 0 | 0 | 0 | 0 | 0 | 0 | 0 | 0 | 0 | 0 | 0 | 0
Commercial | MM Therms | Lighting | SCG | 2008 T-20: Metal Halide Fixtures | -0.027136 | -0.025449 | -0.023812 | -0.022312 | -0.021007 | -0.019915 | -0.019026 | -0.018313 | -0.017995 | -0.017788 | -0.017482 | -0.00034852
Commercial | MM Therms | Lighting | SCG | 2008 T-20: General Purpose Lighting -- 100 watt | 0 | 0 | 0 | 0 | 0 | 0 | 0 | 0 | 0 | 0 | 0 | 0
Commercial | MM Therms | Lighting | SCG | 2008 T-20: General Purpose Lighting -- 75 watt | 0 | 0 | 0 | 0 | 0 | 0 | 0 | 0 | 0 | 0 | 0 | 0
Commercial | MM Therms | Lighting | SCG | 2008 T-20: General Purpose Lighting -- 60 and 40 watt | -0.12055 | 0 | 0 | 0 | 0 | 0 | 0 | 0 | 0 | 0 | 0 | 0
Commercial | MM Therms | Lighting | SCG | 2005 T-24: Lighting controls under skylights | -0.003319 | -0.0054699 | -0.0057654 | -0.0057594 | -0.0067808 | -0.0077723 | -0.0075912 | -0.0074518 | -0.0073459 | -0.0072661 | -0.0072064 | -0.007162
Commercial | MM Therms | Lighting | SCG | 2005 T-24: Bi-level lighting control credits | -0.0021549 | -0.0022264 | -0.0022967 | -0.0023659 | -0.0024349 | -0.002503 | -0.0024824 | -0.0024625 | -0.0024435 | -0.0024253 | -0.002408 | -0.0023916
Commercial | MM Therms | Lighting | SCG | 2008 T-24: Skylighting | -0.0075725 | -0.0074357 | -0.007301 | -0.0071746 | -0.0070613 | -0.0069637 | -0.0068827 | -0.0068172 | -0.0067656 | -0.0067257 | -0.0066953 | -0.0066724
Commercial | MM Therms | Lighting | SCG | 2008 T-24: Sidelighting | 0.0033709 | 0.0033157 | 0.0032616 | 0.0032098 | 0.0031612 | 0.0031163 | 0.0030756 | 0.0030392 | 0.0030071 | 0.0029793 | 0.0029552 | 0.0029347
Commercial | MM Therms | Lighting | SCG | 2008 T-24: Tailored Indoor lighting | -0.12742 | -0.12286 | -0.1191 | -0.11607 | -0.11365 | -0.11175 | -0.11028 | -0.10914 | -0.10826 | -0.10759 | -0.10709 | -0.1067
Commercial | GWh | ProcDist | PG&E | Fed Appliance: Electric Motors 1-200HP | 2.1036 | 2.1356 | 2.1676 | 2.1994 | 2.0395 | 0.044457 | 0.044296 | 0.04414 | 0.043988 | 0.043842 | 0.043701 | 0.043564
Commercial | MW | ProcDist | PG&E | Fed Appliance: Electric Motors 1-200HP | 0.28901 | 0.29342 | 0.29781 | 0.30218 | 0.28021 | 0.0061081 | 0.0060859 | 0.0060644 | 0.0060436 | 0.0060235 | 0.0060041 | 0.0059853
Commercial | GWh | ProcDist | PG&E | Fed Appliance: Small Electric Motors | 0 | 0 | 3.2449e-05 | 4.0058e-05 | 4.0383e-05 | 4.0721e-05 | 4.1069e-05 | 4.1016e-05 | 4.0971e-05 | 8.0725e-06 | 8.1808e-07 | 8.1757e-07
Commercial | MW | ProcDist | PG&E | Fed Appliance: Small Electric Motors | 0 | 0 | 5.0382e-06 | 6.2195e-06 | 6.2701e-06 | 6.3224e-06 | 6.3765e-06 | 6.3682e-06 | 6.3613e-06 | 1.2534e-06 | 1.2702e-07 | 1.2694e-07
Commercial | GWh | ProcDist | SDG&E | Fed Appliance: Electric Motors 1-200HP | 0.49237 | 0.49987 | 0.50735 | 0.5148 | 0.47737 | 0.010406 | 0.010368 | 0.010331 | 0.010296 | 0.010262 | 0.010229 | 0.010197
Commercial | MW | ProcDist | SDG&E | Fed Appliance: Electric Motors 1-200HP | 0.067647 | 0.068678 | 0.069705 | 0.070729 | 0.065586 | 0.0014297 | 0.0014245 | 0.0014194 | 0.0014146 | 0.0014099 | 0.0014053 | 0.0014009
Commercial | GWh | ProcDist | SDG&E | Fed Appliance: Small Electric Motors | 0 | 0 | 7.5952e-06 | 9.376e-06 | 9.4522e-06 | 9.5312e-06 | 9.6126e-06 | 9.6002e-06 | 9.5898e-06 | 1.8895e-06 | 1.9148e-07 | 1.9136e-07
Commercial | MW | ProcDist | SDG&E | Fed Appliance: Small Electric Motors | 0 | 0 | 1.1793e-06 | 1.4557e-06 | 1.4676e-06 | 1.4798e-06 | 1.4925e-06 | 1.4906e-06 | 1.4889e-06 | 2.9336e-07 | 2.973e-08 | 2.9712e-08
Commercial | GWh | ProcDist | SCE | Fed Appliance: Electric Motors 1-200HP | 2.1697 | 2.2028 | 2.2357 | 2.2686 | 2.1036 | 0.045855 | 0.045688 | 0.045527 | 0.045371 | 0.04522 | 0.045074 | 0.044933
Commercial | MW | ProcDist | SCE | Fed Appliance: Electric Motors 1-200HP | 0.2981 | 0.30264 | 0.30717 | 0.31168 | 0.28902 | 0.0063 | 0.0062772 | 0.006255 | 0.0062336 | 0.0062128 | 0.0061928 | 0.0061735
Commercial | GWh | ProcDist | SCE | Fed Appliance: Small Electric Motors | 0 | 0 | 3.3469e-05 | 4.1317e-05 | 4.1653e-05 | 4.2001e-05 | 4.236e-05 | 4.2305e-05 | 4.2259e-05 | 8.3262e-06 | 8.4379e-07 | 8.4327e-07
Commercial | MW | ProcDist | SCE | Fed Appliance: Small Electric Motors | 0 | 0 | 5.1966e-06 | 6.415e-06 | 6.4671e-06 | 6.5212e-06 | 6.5769e-06 | 6.5684e-06 | 6.5613e-06 | 1.2928e-06 | 1.3101e-07 | 1.3093e-07
Commercial | GWh | WholeBlg | PG&E | Fed Appliance: Distribution Transformers | 0 | 0 | 0 | 4.664 | 8.0581 | 8.1263 | 8.1965 | 8.2686 | 8.2596 | 8.2522 | 8.2461 | 8.241
Commercial | MW | WholeBlg | PG&E | Fed Appliance: Distribution Transformers | 0 | 0 | 0 | 2.878 | 4.9724 | 5.0144 | 5.0578 | 5.1023 | 5.0968 | 5.0922 | 5.0884 | 5.0852
Commercial | GWh | WholeBlg | PG&E | 2005 T-24: Relocatable classrooms | 0.41485 | 0.37337 | 0.33188 | 0.2904 | 0.24891 | 0.20743 | 0.16594 | 0.12446 | 0.08297 | 0.041485 | 0 | 0
Commercial | GWh | WholeBlg | PG&E | 2005 T-24: Composite for Remainder - Non-Res | 4.3941 | 3.3876 | 2.3197 | 1.1905 | 0 | 0 | 0 | 0 | 0 | 0 | 0 | 0
Commercial | MW | WholeBlg | PG&E | 2005 T-24: Composite for Remainder - Non-Res | 1.0914 | 0.84144 | 0.5762 | 0.29572 | 0 | 0 | 0 | 0 | 0 | 0 | 0 | 0
Commercial | MM Therms | WholeBlg | PG&E | 2005 T-24: Composite for Remainder - Non-Res | -0.013054 | -0.010064 | -0.0068914 | -0.0035368 | 0 | 0 | 0 | 0 | 0 | 0 | 0 | 0
Commercial | GWh | WholeBlg | PG&E | 2008 T-24: CfR IL Complete Building Method | 4.8738 | 4.6994 | 4.5558 | 4.4396 | 4.3472 | 4.2746 | 4.2181 | 4.1745 | 4.1411 | 4.1155 | 4.096 | 4.0813
Commercial | MW | WholeBlg | PG&E | 2008 T-24: CfR IL Complete Building Method | 1.0815 | 1.0428 | 1.0109 | 0.98518 | 0.96467 | 0.94856 | 0.93603 | 0.92635 | 0.91893 | 0.91325 | 0.90894 | 0.90566
Commercial | MM Therms | WholeBlg | PG&E | 2008 T-24: CfR IL Complete Building Method | -0.018252 | -0.017599 | -0.017061 | -0.016626 | -0.01628 | -0.016008 | -0.015796 | -0.015633 | -0.015508 | -0.015412 | -0.015339 | -0.015284
Commercial | GWh | WholeBlg | PG&E | 2008 T-24: CfR IL Area Category Method | 2.6769 | 2.5812 | 2.5022 | 2.4385 | 2.3877 | 2.3478 | 2.3168 | 2.2929 | 2.2745 | 2.2604 | 2.2497 | 2.2416
Commercial | MW | WholeBlg | PG&E | 2008 T-24: CfR IL Area Category Method | 0.59923 | 0.5778 | 0.56013 | 0.54585 | 0.53449 | 0.52557 | 0.51862 | 0.51326 | 0.50915 | 0.506 | 0.50361 | 0.50179
Commercial | MM Therms | WholeBlg | PG&E | 2008 T-24: CfR IL Area Category Method | -0.0099939 | -0.0096363 | -0.0093417 | -0.0091036 | -0.0089141 | -0.0087652 | -0.0086494 | -0.00856 | -0.0084914 | -0.008439 | -0.0083991 | -0.0083688
Commercial | GWh | WholeBlg | PG&E | 2008 T-24: CfR IL Egress Control | 0.15441 | 0.14889 | 0.14434 | 0.14066 | 0.13773 | 0.13543 | 0.13364 | 0.13226 | 0.1312 | 0.13039 | 0.12977 | 0.1293
Commercial | MM Therms | WholeBlg | PG&E | 2008 T-24: CfR IL Egress Control | -0.0002554 | -0.00024627 | -0.00023874 | -0.00023265 | -0.00022781 | -0.000224 | -0.00022104 | -0.00021876 | -0.00021701 | -0.00021567 | -0.00021465 | -0.00021387
Commercial | GWh | WholeBlg | PG&E | 2008 T-24: CfR HVAC Efficiency | 0.29537 | 0.2848 | 0.27609 | 0.26906 | 0.26346 | 0.25906 | 0.25563 | 0.25299 | 0.25096 | 0.24941 | 0.24823 | 0.24734
Commercial | MW | WholeBlg | PG&E | 2008 T-24: CfR HVAC Efficiency | 0.13428 | 0.12947 | 0.12551 | 0.12232 | 0.11977 | 0.11777 | 0.11621 | 0.11501 | 0.11409 | 0.11339 | 0.11285 | 0.11244
Commercial | MM Therms | WholeBlg | PG&E | 2008 T-24: CfR HVAC Efficiency | -0.00048854 | -0.00047107 | -0.00045666 | -0.00044502 | -0.00043576 | -0.00042848 | -0.00042282 | -0.00041845 | -0.0004151 | -0.00041253 | -0.00041058 | -0.0004091
Commercial | GWh | WholeBlg | PG&E | 2008 T-24: CfR Res Cool Roofs | 0.074864 | 0.074569 | 0.074599 | 0.074948 | 0.075593 | 0.076498 | 0.075487 | 0.074707 | 0.074108 | 0.07365 | 0.073302 | 0.073038
Commercial | MW | WholeBlg | PG&E | 2008 T-24: CfR Res Cool Roofs | 0.057297 | 0.057071 | 0.057094 | 0.057362 | 0.057855 | 0.058548 | 0.057774 | 0.057177 | 0.056718 | 0.056368 | 0.056102 | 0.055899
Commercial | MM Therms | WholeBlg | PG&E | 2008 T-24: CfR Res Cool Roofs | -0.0038498 | -0.0038346 | -0.0038362 | -0.0038542 | -0.0038873 | -0.0039338 | -0.0038819 | -0.0038417 | -0.0038109 | -0.0037874 | -0.0037695 | -0.0037559
Commercial | GWh | WholeBlg | PG&E | 2008 T-24: CfR Res Central Fan WL | 0.28119 | 0.28008 | 0.28019 | 0.2815 | 0.28392 | 0.28732 | 0.28353 | 0.2806 | 0.27835 | 0.27663 | 0.27532 | 0.27433
Commercial | MW | WholeBlg | PG&E | 2008 T-24: CfR Res Central Fan WL | 0.22273 | 0.22185 | 0.22194 | 0.22298 | 0.2249 | 0.22759 | 0.22458 | 0.22226 | 0.22048 | 0.21912 | 0.21808 | 0.2173
Commercial | MM Therms | WholeBlg | PG&E | 2008 T-24: CfR Res Central Fan WL | -0.0064518 | -0.0064264 | -0.006429 | -0.0064591 | -0.0065146 | -0.0065926 | -0.0065055 | -0.0064382 | -0.0063866 | -0.0063472 | -0.0063172 | -0.0062944
Commercial | GWh | WholeBlg | PG&E | 2013 T-24 - Nonres NC | 0 | 3.4065 | 16.8757 | 23.3412 | 29.7083 | 32.9536 | 33.8928 | 33.7029 | 33.0014 | 32.4503 | 32.0215 | 31.6905
Commercial | MW | WholeBlg | PG&E | 2013 T-24 - Nonres NC | 0 | 0.62927 | 3.1173 | 4.3116 | 5.4878 | 6.0873 | 6.2608 | 6.2257 | 6.0961 | 5.9943 | 5.9151 | 5.854
Commercial | MM Therms | WholeBlg | PG&E | 2013 T-24 - Nonres NC | 0 | 0.053446 | 0.26477 | 0.36621 | 0.4661 | 0.51702 | 0.53175 | 0.52877 | 0.51777 | 0.50912 | 0.50239 | 0.4972
Commercial | GWh | WholeBlg | PG&E | 2013 T-24 - others | 0 | 10.1224 | 30.7655 | 31.2247 | 31.7168 | 32.2812 | 32.9412 | 32.1015 | 31.4334 | 30.9084 | 30.5 | 30.1848
Commercial | MW | WholeBlg | PG&E | 2013 T-24 - others | 0 | 2.5009 | 7.601 | 7.7145 | 7.8361 | 7.9755 | 8.1386 | 7.9311 | 7.766 | 7.6363 | 7.5354 | 7.4576
Commercial | MM Therms | WholeBlg | PG&E | 2013 T-24 - others | 0 | 0.10983 | 0.33381 | 0.33879 | 0.34413 | 0.35026 | 0.35742 | 0.34831 | 0.34106 | 0.33536 | 0.33093 | 0.32751
Commercial | GWh | WholeBlg | PG&E | 2016 T-24 - Nonres NC | 0 | 0 | 0 | 0 | 2.5923 | 11.2991 | 11.4805 | 11.5775 | 11.4904 | 11.4561 | 11.1641 | 10.9317
Commercial | MW | WholeBlg | PG&E | 2016 T-24 - Nonres NC | 0 | 0 | 0 | 0 | 0.47886 | 2.0872 | 2.1207 | 2.1386 | 2.1225 | 2.1162 | 2.0622 | 2.0193
Commercial | MM Therms | WholeBlg | PG&E | 2016 T-24 - Nonres NC | 0 | 0 | 0 | 0 | 0.040671 | 0.17727 | 0.18012 | 0.18164 | 0.18028 | 0.17974 | 0.17516 | 0.17151
Commercial | GWh | WholeBlg | SDG&E | Fed Appliance: Distribution Transformers | 0 | 0 | 0 | 1.0917 | 1.8861 | 1.902 | 1.9185 | 1.9354 | 1.9333 | 1.9315 | 1.9301 | 1.9289
Commercial | MW | WholeBlg | SDG&E | Fed Appliance: Distribution Transformers | 0 | 0 | 0 | 0.67363 | 1.1638 | 1.1737 | 1.1838 | 1.1942 | 1.193 | 1.1919 | 1.191 | 1.1903
Commercial | GWh | WholeBlg | SDG&E | 2005 T-24: Relocatable classrooms | 0.097101 | 0.087391 | 0.077681 | 0.067971 | 0.05826 | 0.04855 | 0.03884 | 0.02913 | 0.01942 | 0.0097101 | 0 | 0
Commercial | GWh | WholeBlg | SDG&E | 2005 T-24: Composite for Remainder - Non-Res | 1.0285 | 0.7929 | 0.54296 | 0.27866 | 0 | 0 | 0 | 0 | 0 | 0 | 0 | 0
Commercial | MW | WholeBlg | SDG&E | 2005 T-24: Composite for Remainder - Non-Res | 0.25547 | 0.19695 | 0.13487 | 0.069216 | 0 | 0 | 0 | 0 | 0 | 0 | 0 | 0
Commercial | MM Therms | WholeBlg | SDG&E | 2005 T-24: Composite for Remainder - Non-Res | -0.0014836 | -0.0011438 | -0.00078325 | -0.00040198 | 0 | 0 | 0 | 0 | 0 | 0 | 0 | 0
Commercial | GWh | WholeBlg | SDG&E | 2008 T-24: CfR IL Complete Building Method | 1.1408 | 1.1 | 1.0663 | 1.0391 | 1.0175 | 1.0005 | 0.98731 | 0.9771 | 0.96927 | 0.96328 | 0.95873 | 0.95527
Commercial | MW | WholeBlg | SDG&E | 2008 T-24: CfR IL Complete Building Method | 0.25314 | 0.24409 | 0.23662 | 0.23059 | 0.22579 | 0.22202 | 0.21909 | 0.21682 | 0.21509 | 0.21376 | 0.21275 | 0.21198
Commercial | MM Therms | WholeBlg | SDG&E | 2008 T-24: CfR IL Complete Building Method | -0.0020744 | -0.0020002 | -0.001939 | -0.0018896 | -0.0018503 | -0.0018194 | -0.0017953 | -0.0017768 | -0.0017625 | -0.0017517 | -0.0017434 | -0.0017371
Commercial | GWh | WholeBlg | SDG&E | 2008 T-24: CfR IL Area Category Method | 0.62656 | 0.60415 | 0.58568 | 0.57075 | 0.55887 | 0.54954 | 0.54228 | 0.53667 | 0.53237 | 0.52908 | 0.52658 | 0.52468
Commercial | MW | WholeBlg | SDG&E | 2008 T-24: CfR IL Area Category Method | 0.14026 | 0.13524 | 0.13111 | 0.12776 | 0.1251 | 0.12302 | 0.12139 | 0.12013 | 0.11917 | 0.11844 | 0.11788 | 0.11745
Commercial | MM Therms | WholeBlg | SDG&E | 2008 T-24: CfR IL Area Category Method | -0.0011359 | -0.0010952 | -0.0010617 | -0.0010347 | -0.0010131 | -0.00099621 | -0.00098305 | -0.00097289 | -0.00096509 | -0.00095913 | -0.0009546 | -0.00095115
Commercial | GWh | WholeBlg | SDG&E | 2008 T-24: CfR IL Egress Control | 0.036142 | 0.034849 | 0.033784 | 0.032923 | 0.032237 | 0.031699 | 0.03128 | 0.030957 | 0.030709 | 0.030519 | 0.030375 | 0.030265
Commercial | MM Therms | WholeBlg | SDG&E | 2008 T-24: CfR IL Egress Control | -2.9028e-05 | -2.7989e-05 | -2.7134e-05 | -2.6442e-05 | -2.5892e-05 | -2.5459e-05 | -2.5123e-05 | -2.4863e-05 | -2.4664e-05 | -2.4512e-05 | -2.4396e-05 | -2.4308e-05
Commercial | GWh | WholeBlg | SDG&E | 2008 T-24: CfR HVAC Efficiency | 0.069134 | 0.066661 | 0.064623 | 0.062976 | 0.061665 | 0.060635 | 0.059834 | 0.059216 | 0.058741 | 0.058378 | 0.058102 | 0.057893
Commercial | MW | WholeBlg | SDG&E | 2008 T-24: CfR HVAC Efficiency | 0.031429 | 0.030305 | 0.029378 | 0.028629 | 0.028034 | 0.027565 | 0.027201 | 0.02692 | 0.026704 | 0.026539 | 0.026414 | 0.026319
Commercial | MM Therms | WholeBlg | SDG&E | 2008 T-24: CfR HVAC Efficiency | -5.5525e-05 | -5.3539e-05 | -5.1902e-05 | -5.0579e-05 | -4.9526e-05 | -4.8699e-05 | -4.8056e-05 | -4.7559e-05 | -4.7178e-05 | -4.6887e-05 | -4.6665e-05 | -4.6497e-05
Commercial | GWh | WholeBlg | SDG&E | 2008 T-24: CfR Res Cool Roofs | 0.017523 | 0.017454 | 0.017461 | 0.017543 | 0.017693 | 0.017905 | 0.017669 | 0.017486 | 0.017346 | 0.017239 | 0.017157 | 0.017095
Commercial | MW | WholeBlg | SDG&E | 2008 T-24: CfR Res Cool Roofs | 0.013411 | 0.013358 | 0.013364 | 0.013426 | 0.013542 | 0.013704 | 0.013523 | 0.013383 | 0.013276 | 0.013194 | 0.013131 | 0.013084
Commercial | MM Therms | WholeBlg | SDG&E | 2008 T-24: CfR Res Cool Roofs | -0.00043755 | -0.00043583 | -0.000436 | -0.00043804 | -0.00044181 | -0.0004471 | -0.00044119 | -0.00043663 | -0.00043313 | -0.00043046 | -0.00042842 | -0.00042688
Commercial | GWh | WholeBlg | SDG&E | 2008 T-24: CfR Res Central Fan WL | 0.065815 | 0.065556 | 0.065582 | 0.065889 | 0.066456 | 0.067252 | 0.066363 | 0.065677 | 0.06515 | 0.064748 | 0.064442 | 0.06421
Commercial | MW | WholeBlg | SDG&E | 2008 T-24: CfR Res Central Fan WL | 0.052133 | 0.051927 | 0.051948 | 0.052191 | 0.05264 | 0.05327 | 0.052566 | 0.052023 | 0.051606 | 0.051287 | 0.051045 | 0.050861
Commercial | MM Therms | WholeBlg | SDG&E | 2008 T-24: CfR Res Central Fan WL | -0.00073328 | -0.00073039 | -0.00073068 | -0.0007341 | -0.00074042 | -0.00074928 | -0.00073938 | -0.00073174 | -0.00072587 | -0.00072139 | -0.00071798 | -0.00071539
Commercial | GWh | WholeBlg | SDG&E | 2013 T-24 - Nonres NC | 0 | 0.79734 | 3.95 | 5.4633 | 6.9536 | 7.7132 | 7.933 | 7.8886 | 7.7244 | 7.5954 | 7.495 | 7.4175
Commercial | MW | WholeBlg | SDG&E | 2013 T-24 - Nonres NC | 0 | 0.14729 | 0.72965 | 1.0092 | 1.2845 | 1.4248 | 1.4654 | 1.4572 | 1.4269 | 1.403 | 1.3845 | 1.3702
Commercial | MM Therms | WholeBlg | SDG&E | 2013 T-24 - Nonres NC | 0 | 0.0060744 | 0.030092 | 0.041621 | 0.052975 | 0.058762 | 0.060436 | 0.060098 | 0.058847 | 0.057864 | 0.0571 | 0.056509
Commercial | GWh | WholeBlg | SDG&E | 2013 T-24 - others | 0 | 2.3693 | 7.201 | 7.3085 | 7.4237 | 7.5558 | 7.7103 | 7.5137 | 7.3574 | 7.2345 | 7.1389 | 7.0651
Commercial | MW | WholeBlg | SDG&E | 2013 T-24 - others | 0 | 0.58536 | 1.7791 | 1.8057 | 1.8341 | 1.8668 | 1.9049 | 1.8564 | 1.8177 | 1.7874 | 1.7638 | 1.7455
Commercial | MM Therms | WholeBlg | SDG&E | 2013 T-24 - others | 0 | 0.012483 | 0.037939 | 0.038506 | 0.039113 | 0.039809 | 0.040623 | 0.039587 | 0.038763 | 0.038116 | 0.037612 | 0.037223
Commercial | GWh | WholeBlg | SDG&E | 2016 T-24 - Nonres NC | 0 | 0 | 0 | 0 | 0.60676 | 2.6447 | 2.6871 | 2.7099 | 2.6895 | 2.6814 | 2.6131 | 2.5587
Commercial | MW | WholeBlg | SDG&E | 2016 T-24 - Nonres NC | 0 | 0 | 0 | 0 | 0.11208 | 0.48853 | 0.49637 | 0.50057 | 0.4968 | 0.49532 | 0.48269 | 0.47265
Commercial | MM Therms | WholeBlg | SDG&E | 2016 T-24 - Nonres NC | 0 | 0 | 0 | 0 | 0.0046225 | 0.020148 | 0.020472 | 0.020645 | 0.020489 | 0.020428 | 0.019907 | 0.019493
Commercial | GWh | WholeBlg | SCE | Fed Appliance: Distribution Transformers | 0 | 0 | 0 | 4.8106 | 8.3114 | 8.3817 | 8.4541 | 8.5285 | 8.5193 | 8.5116 | 8.5053 | 8.5
Commercial | MW | WholeBlg | SCE | Fed Appliance: Distribution Transformers | 0 | 0 | 0 | 2.9684 | 5.1287 | 5.1721 | 5.2168 | 5.2626 | 5.257 | 5.2522 | 5.2483 | 5.2451
Commercial | GWh | WholeBlg | SCE | 2005 T-24: Relocatable classrooms | 0.42789 | 0.3851 | 0.34231 | 0.29952 | 0.25673 | 0.21394 | 0.17116 | 0.12837 | 0.085578 | 0.042789 | 0 | 0
Commercial | GWh | WholeBlg | SCE | 2005 T-24: Composite for Remainder - Non-Res | 4.5322 | 3.494 | 2.3926 | 1.228 | 0 | 0 | 0 | 0 | 0 | 0 | 0 | 0
Commercial | MW | WholeBlg | SCE | 2005 T-24: Composite for Remainder - Non-Res | 1.1258 | 0.86789 | 0.59431 | 0.30501 | 0 | 0 | 0 | 0 | 0 | 0 | 0 | 0
Commercial | GWh | WholeBlg | SCE | 2008 T-24: CfR IL Complete Building Method | 5.027 | 4.8472 | 4.6989 | 4.5792 | 4.4839 | 4.409 | 4.3507 | 4.3057 | 4.2712 | 4.2449 | 4.2248 | 4.2095
Commercial | MW | WholeBlg | SCE | 2008 T-24: CfR IL Complete Building Method | 1.1155 | 1.0756 | 1.0427 | 1.0161 | 0.99499 | 0.97838 | 0.96545 | 0.95547 | 0.94781 | 0.94196 | 0.93751 | 0.93412
Commercial | GWh | WholeBlg | SCE | 2008 T-24: CfR IL Area Category Method | 2.7611 | 2.6623 | 2.5809 | 2.5151 | 2.4627 | 2.4216 | 2.3896 | 2.3649 | 2.346 | 2.3315 | 2.3205 | 2.3121
Commercial | MW | WholeBlg | SCE | 2008 T-24: CfR IL Area Category Method | 0.61807 | 0.59596 | 0.57774 | 0.56301 | 0.55129 | 0.54209 | 0.53492 | 0.52939 | 0.52515 | 0.52191 | 0.51944 | 0.51757
Commercial | GWh | WholeBlg | SCE | 2008 T-24: CfR IL Egress Control | 0.15927 | 0.15357 | 0.14887 | 0.14508 | 0.14206 | 0.13969 | 0.13784 | 0.13642 | 0.13532 | 0.13449 | 0.13385 | 0.13337
Commercial | GWh | WholeBlg | SCE | 2008 T-24: CfR HVAC Efficiency | 0.30465 | 0.29375 | 0.28477 | 0.27751 | 0.27174 | 0.2672 | 0.26367 | 0.26094 | 0.25885 | 0.25725 | 0.25604 | 0.25511
Commercial | MW | WholeBlg | SCE | 2008 T-24: CfR HVAC Efficiency | 0.1385 | 0.13354 | 0.12946 | 0.12616 | 0.12353 | 0.12147 | 0.11987 | 0.11863 | 0.11768 | 0.11695 | 0.1164 | 0.11598
Commercial | GWh | WholeBlg | SCE | 2008 T-24: CfR Res Cool Roofs | 0.077217 | 0.076913 | 0.076944 | 0.077304 | 0.077969 | 0.078902 | 0.07786 | 0.077055 | 0.076437 | 0.075965 | 0.075606 | 0.075333
Commercial | MW | WholeBlg | SCE | 2008 T-24: CfR Res Cool Roofs | 0.059098 | 0.058865 | 0.058889 | 0.059165 | 0.059673 | 0.060388 | 0.05959 | 0.058974 | 0.058501 | 0.05814 | 0.057865 | 0.057656
Commercial | GWh | WholeBlg | SCE | 2008 T-24: CfR Res Central Fan WL | 0.29003 | 0.28888 | 0.289 | 0.29035 | 0.29285 | 0.29635 | 0.29244 | 0.28942 | 0.2871 | 0.28532 | 0.28397 | 0.28295
Commercial | MW | WholeBlg | SCE | 2008 T-24: CfR Res Central Fan WL | 0.22973 | 0.22882 | 0.22892 | 0.22999 | 0.23197 | 0.23474 | 0.23164 | 0.22925 | 0.22741 | 0.22601 | 0.22494 | 0.22413
Commercial | GWh | WholeBlg | SCE | 2013 T-24 - Nonres NC | 0 | 3.5136 | 17.4062 | 24.0748 | 30.6421 | 33.9894 | 34.9581 | 34.7622 | 34.0387 | 33.4702 | 33.028 | 32.6866
Commercial | MW | WholeBlg | SCE | 2013 T-24 - Nonres NC | 0 | 0.64904 | 3.2153 | 4.4472 | 5.6603 | 6.2786 | 6.4576 | 6.4214 | 6.2877 | 6.1827 | 6.101 | 6.038
Commercial | GWh | WholeBlg | SCE | 2013 T-24 - others | 0 | 10.4406 | 31.7325 | 32.2061 | 32.7137 | 33.2958 | 33.9766 | 33.1105 | 32.4214 | 31.8799 | 31.4587 | 31.1335
Commercial | MW | WholeBlg | SCE | 2013 T-24 - others | 0 | 2.5795 | 7.8399 | 7.9569 | 8.0824 | 8.2262 | 8.3944 | 8.1804 | 8.0101 | 7.8764 | 7.7723 | 7.692
Commercial | GWh | WholeBlg | SCE | 2016 T-24 - Nonres NC | 0 | 0 | 0 | 0 | 2.6738 | 11.6543 | 11.8413 | 11.9414 | 11.8516 | 11.8162 | 11.515 | 11.2753
Commercial | MW | WholeBlg | SCE | 2016 T-24 - Nonres NC | 0 | 0 | 0 | 0 | 0.49391 | 2.1528 | 2.1874 | 2.2058 | 2.1892 | 2.1827 | 2.1271 | 2.0828
Commercial | MM Therms | WholeBlg | SCG | 2005 T-24: Composite for Remainder - Non-Res | -0.020904 | -0.016116 | -0.011036 | -0.0056638 | 0 | 0 | 0 | 0 | 0 | 0 | 0 | 0
Commercial | MM Therms | WholeBlg | SCG | 2008 T-24: CfR IL Complete Building Method | -0.029228 | -0.028183 | -0.027321 | -0.026624 | -0.02607 | -0.025635 | -0.025296 | -0.025035 | -0.024834 | -0.024681 | -0.024564 | -0.024475
Commercial | MM Therms | WholeBlg | SCG | 2008 T-24: CfR IL Area Category Method | -0.016004 | -0.015432 | -0.01496 | -0.014578 | -0.014275 | -0.014037 | -0.013851 | -0.013708 | -0.013598 | -0.013514 | -0.01345 | -0.013402
Commercial | MM Therms | WholeBlg | SCG | 2008 T-24: CfR IL Egress Control | -0.000409 | -0.00039437 | -0.00038231 | -0.00037256 | -0.00036481 | -0.00035872 | -0.00035398 | -0.00035032 | -0.00034751 | -0.00034537 | -0.00034373 | -0.00034249
Commercial | MM Therms | WholeBlg | SCG | 2008 T-24: CfR HVAC Efficiency | -0.00078235 | -0.00075436 | -0.0007313 | -0.00071266 | -0.00069782 | -0.00068617 | -0.0006771 | -0.0006701 | -0.00066473 | -0.00066063 | -0.00065751 | -0.00065513
Commercial | MM Therms | WholeBlg | SCG | 2008 T-24: CfR Res Cool Roofs | -0.0061651 | -0.0061408 | -0.0061432 | -0.006172 | -0.0062251 | -0.0062996 | -0.0062164 | -0.0061521 | -0.0061028 | -0.0060651 | -0.0060364 | -0.0060147
Commercial | MM Therms | WholeBlg | SCG | 2008 T-24: CfR Res Central Fan WL | -0.010332 | -0.010291 | -0.010295 | -0.010343 | -0.010432 | -0.010557 | -0.010418 | -0.01031 | -0.010227 | -0.010164 | -0.010116 | -0.01008
Commercial | MM Therms | WholeBlg | SCG | 2013 T-24 - Nonres NC | 0 | 0.085588 | 0.424 | 0.58644 | 0.74641 | 0.82795 | 0.85154 | 0.84677 | 0.82915 | 0.8153 | 0.80453 | 0.79621
Commercial | MM Therms | WholeBlg | SCG | 2013 T-24 - others | 0 | 0.17588 | 0.53456 | 0.54254 | 0.55109 | 0.5609 | 0.57237 | 0.55778 | 0.54617 | 0.53705 | 0.52995 | 0.52447
Commercial | MM Therms | WholeBlg | SCG | 2016 T-24 - Nonres NC | 0 | 0 | 0 | 0 | 0.065131 | 0.28389 | 0.28844 | 0.29088 | 0.28869 | 0.28783 | 0.28049 | 0.27466
Industrial | GWh | Lighting | PG&E | Fed Appliance: Metal Halide Lamp Fixtures | 0 | 0 | 0 | 0 | 1.5014 | 1.6244 | 1.5826 | 1.5559 | 1.5405 | 1.5183 | 1.5025 | 1.4913
Industrial | MW | Lighting | PG&E | Fed Appliance: Metal Halide Lamp Fixtures | 0 | 0 | 0 | 0 | 0.051162 | 0.055354 | 0.053928 | 0.053018 | 0.052495 | 0.051738 | 0.051199 | 0.050817
Industrial | MM Therms | Lighting | PG&E | Fed Appliance: Metal Halide Lamp Fixtures | 0 | 0 | 0 | 0 | -0.02063 | -0.02232 | -0.021745 | -0.021378 | -0.021167 | -0.020862 | -0.020645 | -0.02049
Industrial | GWh | Lighting | PG&E | 2005 T-20: Pulse Start Metal Halide HID Luminaires, Tier 1(Vertical Lamps) | 7.142 | 6.3244 | 5.6356 | 5.0625 | 4.7633 | 4.5171 | 0.087587 | 0.08524 | 0.083554 | 0.082349 | 0.081492 | 0.080883
Industrial | MW | Lighting | PG&E | 2005 T-20: Pulse Start Metal Halide HID Luminaires, Tier 1(Vertical Lamps) | 1.5251 | 1.3505 | 1.2034 | 1.0811 | 1.0172 | 0.96459 | 0.018703 | 0.018202 | 0.017842 | 0.017585 | 0.017402 | 0.017272
Industrial | MM Therms | Lighting | PG&E | 2005 T-20: Pulse Start Metal Halide HID Luminaires, Tier 1(Vertical Lamps) | -0.030737 | -0.027218 | -0.024254 | -0.021788 | -0.0205 | -0.01944 | -0.00037694 | -0.00036684 | -0.00035959 | -0.0003544 | -0.00035071 | -0.00034809
Industrial | GWh | Lighting | PG&E | 2005 T-20: Pulse Start Metal Halide HID Luminaires, Tier 2(All other MH | 2.9665 | 2.654 | 2.3945 | 2.1827 | 2.0108 | 1.8709 | 1.8041 | 1.7463 | 0.034421 | 0.033925 | 0.033571 | 0.033321
Industrial | MW | Lighting | PG&E | 2005 T-20: Pulse Start Metal Halide HID Luminaires, Tier 2(All other MH | 0.63529 | 0.56836 | 0.51279 | 0.46743 | 0.43063 | 0.40066 | 0.38636 | 0.37399 | 0.0073714 | 0.0072651 | 0.0071894 | 0.0071357
Industrial | MM Therms | Lighting | PG&E | 2005 T-20: Pulse Start Metal Halide HID Luminaires, Tier 2(All other MH | -0.012767 | -0.011422 | -0.010305 | -0.0093936 | -0.008654 | -0.0080518 | -0.0077643 | -0.0075157 | -0.00014814 | -0.000146 | -0.00014448 | -0.0001434
Industrial | GWh | Lighting | PG&E | 2008 T-20: Metal Halide Fixtures | 3.9374 | 3.6926 | 3.455 | 3.2374 | 3.048 | 2.8896 | 2.7606 | 2.6572 | 2.6111 | 2.581 | 2.5366 | 0.050571
Industrial | MW | Lighting | PG&E | 2008 T-20: Metal Halide Fixtures | 0.83153 | 0.77984 | 0.72966 | 0.68371 | 0.64371 | 0.61025 | 0.58301 | 0.56118 | 0.55144 | 0.54509 | 0.5357 | 0.01068
Industrial | MM Therms | Lighting | PG&E | 2008 T-20: Metal Halide Fixtures | -0.016945 | -0.015892 | -0.014869 | -0.013933 | -0.013118 | -0.012436 | -0.011881 | -0.011436 | -0.011237 | -0.011108 | -0.010917 | -0.00021764
Industrial | GWh | Lighting | SDG&E | Fed Appliance: Metal Halide Lamp Fixtures | 0 | 0 | 0 | 0 | 0.35142 | 0.38021 | 0.37042 | 0.36417 | 0.36058 | 0.35538 | 0.35168 | 0.34905
Industrial | MW | Lighting | SDG&E | Fed Appliance: Metal Halide Lamp Fixtures | 0 | 0 | 0 | 0 | 0.011975 | 0.012956 | 0.012622 | 0.01241 | 0.012287 | 0.01211 | 0.011984 | 0.011894
Industrial | MM Therms | Lighting | SDG&E | Fed Appliance: Metal Halide Lamp Fixtures | 0 | 0 | 0 | 0 | -0.0023447 | -0.0025368 | -0.0024714 | -0.0024297 | -0.0024057 | -0.0023711 | -0.0023464 | -0.0023288
Industrial | GWh | Lighting | SDG&E | 2005 T-20: Pulse Start Metal Halide HID Luminaires, Tier 1(Vertical Lamps) | 1.6717 | 1.4803 | 1.3191 | 1.185 | 1.1149 | 1.0573 | 0.020501 | 0.019951 | 0.019557 | 0.019275 | 0.019074 | 0.018932
Industrial | MW | Lighting | SDG&E | 2005 T-20: Pulse Start Metal Halide HID Luminaires, Tier 1(Vertical Lamps) | 0.35697 | 0.31611 | 0.28168 | 0.25304 | 0.23808 | 0.22577 | 0.0043777 | 0.0042604 | 0.0041762 | 0.004116 | 0.0040731 | 0.0040427
Industrial | MM Therms | Lighting | SDG&E | 2005 T-20: Pulse Start Metal Halide HID Luminaires, Tier 1(Vertical Lamps) | -0.0034934 | -0.0030935 | -0.0027566 | -0.0024763 | -0.0023299 | -0.0022095 | -4.2842e-05 | -4.1694e-05 | -4.0869e-05 | -4.028e-05 | -3.986e-05 | -3.9563e-05
Industrial | GWh | Lighting | SDG&E | 2005 T-20: Pulse Start Metal Halide HID Luminaires, Tier 2(All other MH | 0.69435 | 0.62119 | 0.56046 | 0.51088 | 0.47066 | 0.43791 | 0.42227 | 0.40875 | 0.0080566 | 0.0079405 | 0.0078578 | 0.0077991
Industrial | MW | Lighting | SDG&E | 2005 T-20: Pulse Start Metal Halide HID Luminaires, Tier 2(All other MH | 0.1487 | 0.13303 | 0.12002 | 0.10941 | 0.10079 | 0.09378 | 0.090432 | 0.087536 | 0.0017254 | 0.0017005 | 0.0016828 | 0.0016702
Industrial | MM Therms | Lighting | SDG&E | 2005 T-20: Pulse Start Metal Halide HID Luminaires, Tier 2(All other MH | -0.001451 | -0.0012981 | -0.0011712 | -0.0010676 | -0.00098357 | -0.00091513 | -0.00088245 | -0.00085419 | -1.6836e-05 | -1.6594e-05 | -1.6421e-05 | -1.6298e-05
Industrial | GWh | Lighting | SDG&E | 2008 T-20: Metal Halide Fixtures | 0.92159 | 0.8643 | 0.80869 | 0.75776 | 0.71343 | 0.67634 | 0.64616 | 0.62195 | 0.61116 | 0.60412 | 0.59371 | 0.011837
Industrial | MW | Lighting | SDG&E | 2008 T-20: Metal Halide Fixtures | 0.19463 | 0.18253 | 0.17079 | 0.16003 | 0.15067 | 0.14284 | 0.13646 | 0.13135 | 0.12907 | 0.12758 | 0.12539 | 0.0024998
Industrial | MM Therms | Lighting | SDG&E | 2008 T-20: Metal Halide Fixtures | -0.0019259 | -0.0018062 | -0.00169 | -0.0015835 | -0.0014909 | -0.0014134 | -0.0013503 | -0.0012997 | -0.0012772 | -0.0012625 | -0.0012407 | -2.4736e-05
Industrial | GWh | Lighting | SCE | Fed Appliance: Metal Halide Lamp Fixtures | 0 | 0 | 0 | 0 | 1.5486 | 1.6755 | 1.6323 | 1.6048 | 1.5889 | 1.566 | 1.5497 | 1.5381
Industrial | MW | Lighting | SCE | Fed Appliance: Metal Halide Lamp Fixtures | 0 | 0 | 0 | 0 | 0.05277 | 0.057094 | 0.055623 | 0.054685 | 0.054145 | 0.053364 | 0.052809 | 0.052414
Industrial | GWh | Lighting | SCE | 2005 T-20: Pulse Start Metal Halide HID Luminaires, Tier 1(Vertical Lamps) | 7.3665 | 6.5232 | 5.8128 | 5.2217 | 4.913 | 4.6591 | 0.09034 | 0.087919 | 0.08618 | 0.084938 | 0.084053 | 0.083425
Industrial | MW | Lighting | SCE | 2005 T-20: Pulse Start Metal Halide HID Luminaires, Tier 1(Vertical Lamps) | 1.5731 | 1.393 | 1.2413 | 1.115 | 1.0491 | 0.9949 | 0.019291 | 0.018774 | 0.018403 | 0.018138 | 0.017949 | 0.017815
Industrial | GWh | Lighting | SCE | 2005 T-20: Pulse Start Metal Halide HID Luminaires, Tier 2(All other MH | 3.0597 | 2.7374 | 2.4698 | 2.2513 | 2.0741 | 1.9297 | 1.8608 | 1.8012 | 0.035503 | 0.034991 | 0.034627 | 0.034368
Industrial | MW | Lighting | SCE | 2005 T-20: Pulse Start Metal Halide HID Luminaires, Tier 2(All other MH | 0.65526 | 0.58622 | 0.52891 | 0.48212 | 0.44417 | 0.41326 | 0.3985 | 0.38574 | 0.0076031 | 0.0074935 | 0.0074154 | 0.00736
Industrial | GWh | Lighting | SCE | 2008 T-20: Metal Halide Fixtures | 4.0611 | 3.8087 | 3.5636 | 3.3392 | 3.1438 | 2.9804 | 2.8474 | 2.7407 | 2.6932 | 2.6622 | 2.6163 | 0.05216
Industrial | MW | Lighting | SCE | 2008 T-20: Metal Halide Fixtures | 0.85766 | 0.80435 | 0.7526 | 0.7052 | 0.66394 | 0.62943 | 0.60134 | 0.57881 | 0.56877 | 0.56222 | 0.55253 | 0.011016
Industrial | MM Therms | Lighting | SCG | Fed Appliance: Metal Halide Lamp Fixtures | 0 | 0 | 0 | 0 | -0.033036 | -0.035743 | -0.034822 | -0.034235 | -0.033897 | -0.033408 | -0.03306 | -0.032813
Industrial | MM Therms | Lighting | SCG | 2005 T-20: Pulse Start Metal Halide HID Luminaires, Tier 1(Vertical Lamps) | -0.049222 | -0.043587 | -0.03884 | -0.03489 | -0.032828 | -0.031131 | -0.00060363 | -0.00058746 | -0.00057584 | -0.00056754 | -0.00056163 | -0.00055743
Industrial | MM Therms | Lighting | SCG | 2005 T-20: Pulse Start Metal Halide HID Luminaires, Tier 2(All other MH | -0.020445 | -0.018291 | -0.016503 | -0.015043 | -0.013858 | -0.012894 | -0.012434 | -0.012036 | -0.00023722 | -0.0002338 | -0.00023137 | -0.00022964
Industrial | MM Therms | Lighting | SCG | 2008 T-20: Metal Halide Fixtures | -0.027136 | -0.025449 | -0.023812 | -0.022312 | -0.021007 | -0.019915 | -0.019026 | -0.018313 | -0.017995 | -0.017788 | -0.017482 | -0.00034852
Industrial | GWh | ProcDist | PG&E | Fed Appliance: Electric Motors 1-200HP | 18.9322 | 19.2208 | 19.5082 | 19.7948 | 18.3554 | 0.40012 | 0.39866 | 0.39726 | 0.39589 | 0.39458 | 0.3933 | 0.39208
Industrial | MW | ProcDist | PG&E | Fed Appliance: Electric Motors 1-200HP | 2.6011 | 2.6408 | 2.6803 | 2.7196 | 2.5219 | 0.054973 | 0.054773 | 0.05458 | 0.054392 | 0.054211 | 0.054037 | 0.053868
Industrial | GWh | ProcDist | PG&E | Fed Appliance: Small Electric Motors | 0 | 0 | 0.00029204 | 0.00036052 | 0.00036345 | 0.00036649 | 0.00036962 | 0.00036914 | 0.00036874 | 7.2652e-05 | 7.3627e-06 | 7.3582e-06
Industrial | MW | ProcDist | PG&E | Fed Appliance: Small Electric Motors | 0 | 0 | 4.5344e-05 | 5.5975e-05 | 5.6431e-05 | 5.6902e-05 | 5.7388e-05 | 5.7314e-05 | 5.7252e-05 | 1.128e-05 | 1.1432e-06 | 1.1425e-06
Industrial | GWh | ProcDist | PG&E | Future T-20: Toilets (Commercial) | 0 | 0 | 0 | 0.17622 | 0.15764 | 0.13955 | 0.12234 | 0.10629 | 0.0916 | 0.078374 | 0.066635 | 0.056343
Industrial | GWh | ProcDist | PG&E | Future T-20: Toilets (Residential) | 0 | 0 | 0 | 0.477 | 0.40872 | 0.34799 | 0.29464 | 0.24828 | 0.20837 | 0.17427 | 0.14532 | 0.12088
Industrial | GWh | ProcDist | PG&E | Future T-20: Urinals | 0 | 0 | 0 | 0.36212 | 0.32395 | 0.28678 | 0.2514 | 0.21842 | 0.18824 | 0.16106 | 0.13693 | 0.11578
Industrial | GWh | ProcDist | PG&E | Future T-20: Water Meters | 0 | 0 | 0 | 0.77592 | 0.76314 | 0.73522 | 0.68701 | 0.61524 | 0.52174 | 0.41551 | 0.31035 | 0.21876
Industrial | GWh | ProcDist | SDG&E | Fed Appliance: Electric Motors 1-200HP | 4.4313 | 4.4988 | 4.5661 | 4.6332 | 4.2963 | 0.093652 | 0.093312 | 0.092983 | 0.092664 | 0.092355 | 0.092058 | 0.091771
Industrial | MW | ProcDist | SDG&E | Fed Appliance: Electric Motors 1-200HP | 0.60882 | 0.6181 | 0.62735 | 0.63656 | 0.59027 | 0.012867 | 0.01282 | 0.012775 | 0.012731 | 0.012689 | 0.012648 | 0.012608
Industrial | GWh | ProcDist | SDG&E | Fed Appliance: Small Electric Motors | 0 | 0 | 6.8357e-05 | 8.4384e-05 | 8.507e-05 | 8.5781e-05 | 8.6514e-05 | 8.6402e-05 | 8.6308e-05 | 1.7005e-05 | 1.7233e-06 | 1.7223e-06
Industrial | MW | ProcDist | SDG&E | Fed Appliance: Small Electric Motors | 0 | 0 | 1.0613e-05 | 1.3102e-05 | 1.3208e-05 | 1.3319e-05 | 1.3432e-05 | 1.3415e-05 | 1.34e-05 | 2.6403e-06 | 2.6757e-07 | 2.674e-07
Industrial | GWh | ProcDist | SDG&E | Future T-20: Toilets (Commercial) | 0 | 0 | 0 | 0.041245 | 0.036897 | 0.032664 | 0.028635 | 0.024878 | 0.02144 | 0.018344 | 0.015597 | 0.013188
Industrial | GWh | ProcDist | SDG&E | Future T-20: Toilets (Residential) | 0 | 0 | 0 | 0.11165 | 0.095666 | 0.081451 | 0.068964 | 0.058114 | 0.048771 | 0.040789 | 0.034014 | 0.028294
Industrial | GWh | ProcDist | SDG&E | Future T-20: Urinals | 0 | 0 | 0 | 0.084759 | 0.075823 | 0.067124 | 0.058844 | 0.051125 | 0.044059 | 0.037698 | 0.032051 | 0.027101
Industrial | GWh | ProcDist | SDG&E | Future T-20: Water Meters | 0 | 0 | 0 | 0.18161 | 0.17862 | 0.17209 | 0.1608 | 0.144 | 0.12212 | 0.097255 | 0.072641 | 0.051203
Industrial | GWh | ProcDist | SCE | Fed Appliance: Electric Motors 1-200HP | 19.5272 | 19.8249 | 20.1214 | 20.417 | 18.9323 | 0.41269 | 0.41119 | 0.40974 | 0.40834 | 0.40698 | 0.40567 | 0.4044
Industrial | MW | ProcDist | SCE | Fed Appliance: Electric Motors 1-200HP | 2.6829 | 2.7238 | 2.7645 | 2.8051 | 2.6011 | 0.0567 | 0.056495 | 0.056295 | 0.056102 | 0.055915 | 0.055735 | 0.055561
Industrial | GWh | ProcDist | SCE | Fed Appliance: Small Electric Motors | 0 | 0 | 0.00030122 | 0.00037185 | 0.00037487 | 0.00037801 | 0.00038124 | 0.00038074 | 0.00038033 | 7.4936e-05 | 7.5941e-06 | 7.5894e-06
Industrial | MW | ProcDist | SCE | Fed Appliance: Small Electric Motors | 0 | 0 | 4.6769e-05 | 5.7735e-05 | 5.8204e-05 | 5.8691e-05 | 5.9192e-05 | 5.9115e-05 | 5.9051e-05 | 1.1635e-05 | 1.1791e-06 | 1.1784e-06
Industrial | GWh | ProcDist | SCE | Future T-20: Toilets (Commercial) | 0 | 0 | 0 | 0.18175 | 0.16259 | 0.14394 | 0.12618 | 0.10963 | 0.094479 | 0.080837 | 0.068729 | 0.058114
Industrial | GWh | ProcDist | SCE | Future T-20: Toilets (Residential) | 0 | 0 | 0 | 0.492 | 0.42157 | 0.35892 | 0.3039 | 0.25609 | 0.21492 | 0.17974 | 0.14989 | 0.12468
Industrial | GWh | ProcDist | SCE | Future T-20: Urinals | 0 | 0 | 0 | 0.37351 | 0.33413 | 0.29579 | 0.25931 | 0.22529 | 0.19415 | 0.16612 | 0.14124 | 0.11942
Industrial | GWh | ProcDist | SCE | Future T-20: Water Meters | 0 | 0 | 0 | 0.8003 | 0.78713 | 0.75833 | 0.70861 | 0.63457 | 0.53814 | 0.42857 | 0.3201 | 0.22563
Agricultural | GWh | ProcDist | PG&E | Future T-20: Water Meters | 0 | 0 | 0 | 0.77592 | 0.76314 | 0.73522 | 0.68701 | 0.61524 | 0.52174 | 0.41551 | 0.31035 | 0.21876
Agricultural | GWh | ProcDist | SDG&E | Future T-20: Water Meters | 0 | 0 | 0 | 0.18161 | 0.17862 | 0.17209 | 0.1608 | 0.144 | 0.12212 | 0.097255 | 0.072641 | 0.051203
Agricultural | GWh | ProcDist | SCE | Future T-20: Water Meters | 0 | 0 | 0 | 0.8003 | 0.78713 | 0.75833 | 0.70861 | 0.63457 | 0.53814 | 0.42857 | 0.3201 | 0.22563

## Cumulative Codes and Standards
Sector | Savings | Use Category | Service Territory | Measure | 2013 | 2014 | 2015 | 2016 | 2017 | 2018 | 2019 | 2020 | 2021 | 2022 | 2023 | 2024
Residential | MM Therms | AppPlug | PG&E | Fed Appliance: Residential Electric & Gas Ranges | 0.013545 | 0.021339 | 0.029107 | 0.036851 | 0.044573 | 0.052276 | 0.05996 | 0.067628 | 0.075281 | 0.082921 | 0.090548 | 0.098164
Residential | MM Therms | AppPlug | PG&E | Fed Appliance: Residential Pool Heaters | 0.005247 | 0.012665 | 0.020137 | 0.027667 | 0.035256 | 0.042831 | 0.050395 | 0.057949 | 0.065494 | 0.073033 | 0.075234 | 0.075309
Residential | GWh | AppPlug | PG&E | Fed Appliance: Residential Refrigerators & Freezers | 0 | 0.3599 | 1.5716 | 2.7844 | 4.0022 | 5.2276 | 6.4498 | 7.6701 | 8.889 | 10.1072 | 11.3248 | 12.5421
Residential | MW | AppPlug | PG&E | Fed Appliance: Residential Refrigerators & Freezers | 0 | 0.048309 | 0.21095 | 0.37375 | 0.53721 | 0.70169 | 0.86575 | 1.0295 | 1.1932 | 1.3567 | 1.5201 | 1.6835
Residential | MM Therms | AppPlug | PG&E | Fed Appliance: Residential Refrigerators & Freezers | 0 | -0.0065708 | -0.028693 | -0.050836 | -0.07307 | -0.095441 | -0.11776 | -0.14003 | -0.16229 | -0.18453 | -0.20676 | -0.22898
Residential | GWh | AppPlug | PG&E | Fed Appliance: Residential Clothes Dryers | 0 | 0 | 0.21612 | 0.4311 | 0.64591 | 0.86125 | 1.0776 | 1.2931 | 1.5082 | 1.7228 | 1.9371 | 2.1513
Residential | MW | AppPlug | PG&E | Fed Appliance: Residential Clothes Dryers | 0 | 0 | 0.037262 | 0.074328 | 0.11136 | 0.14849 | 0.18579 | 0.22296 | 0.26003 | 0.29703 | 0.33399 | 0.37092
Residential | GWh | AppPlug | PG&E | Fed Appliance: Residential Clothes Washers (Front Loading) | 0 | 0 | 0.28007 | 0.62331 | 0.96912 | 1.3176 | 1.6687 | 2.0191 | 2.3688 | 2.7179 | 3.0664 | 3.4144
Residential | MW | AppPlug | PG&E | Fed Appliance: Residential Clothes Washers (Front Loading) | 0 | 0 | 0.042434 | 0.094441 | 0.14684 | 0.19963 | 0.25283 | 0.30592 | 0.35891 | 0.4118 | 0.46461 | 0.51733
Residential | MM Therms | AppPlug | PG&E | Fed Appliance: Residential Clothes Washers (Front Loading) | 0 | 0 | 0.019174 | 0.042673 | 0.066347 | 0.090202 | 0.11424 | 0.13823 | 0.16217 | 0.18607 | 0.20993 | 0.23375
Residential | GWh | AppPlug | PG&E | Fed Appliance: External Power Supplies | 0 | 0 | 0 | 0.36641 | 0.77708 | 1.1884 | 1.6014 | 1.9308 | 1.9371 | 1.9433 | 1.9495 | 1.9556
Residential | MW | AppPlug | PG&E | Fed Appliance: External Power Supplies | 0 | 0 | 0 | 0.043122 | 0.091452 | 0.13986 | 0.18847 | 0.22723 | 0.22796 | 0.22869 | 0.22942 | 0.23015
Residential | MM Therms | AppPlug | PG&E | Fed Appliance: External Power Supplies | 0 | 0 | 0 | -0.0051124 | -0.010842 | -0.016581 | -0.022344 | -0.02694 | -0.027027 | -0.027113 | -0.0272 | -0.027286
Residential | GWh | AppPlug | PG&E | 2005 T-20: Residential Pool Pumps, High Eff Motor, Tier 1 | 60.4177 | 67.5955 | 74.6639 | 74.7339 | 74.8031 | 74.8715 | 74.9392 | 75.0061 | 75.0721 | 75.1373 | 75.2016 | 75.265
Residential | MW | AppPlug | PG&E | 2005 T-20: Residential Pool Pumps, High Eff Motor, Tier 1 | 11.573 | 12.9479 | 14.3018 | 14.3152 | 14.3285 | 14.3416 | 14.3546 | 14.3674 | 14.38 | 14.3925 | 14.4048 | 14.417
Residential | GWh | AppPlug | PG&E | 2005 T-20: Portable Electric Spas | 16.5471 | 17.4428 | 18.0618 | 18.065 | 18.065 | 18.065 | 18.065 | 18.065 | 18.065 | 18.065 | 18.065 | 18.065
Residential | MW | AppPlug | PG&E | 2005 T-20: Portable Electric Spas | 3.1186 | 3.2874 | 3.4041 | 3.4047 | 3.4047 | 3.4047 | 3.4047 | 3.4047 | 3.4047 | 3.4047 | 3.4047 | 3.4047
Residential | GWh | AppPlug | PG&E | 2005 T-20: External Power Supplies, Tier 1 | 35.6978 | 35.7533 | 35.8068 | 35.8588 | 35.9098 | 35.9601 | 36.01 | 36.0595 | 36.1088 | 36.1579 | 36.207 | 36.2559
Residential | MW | AppPlug | PG&E | 2005 T-20: External Power Supplies, Tier 1 | 5.0977 | 5.1056 | 5.1133 | 5.1207 | 5.128 | 5.1352 | 5.1423 | 5.1494 | 5.1564 | 5.1634 | 5.1704 | 5.1774
Residential | MM Therms | AppPlug | PG&E | 2005 T-20: External Power Supplies, Tier 1 | -0.81128 | -0.81254 | -0.81376 | -0.81494 | -0.8161 | -0.81724 | -0.81837 | -0.8195 | -0.82062 | -0.82174 | -0.82285 | -0.82396
Residential | GWh | AppPlug | PG&E | 2005 T-20: External Power Supplies, Tier 2 | 6.9109 | 8.0014 | 8.5382 | 8.554 | 8.5695 | 8.585 | 8.6003 | 8.6157 | 8.631 | 8.6463 | 8.6616 | 8.6768
Residential | MW | AppPlug | PG&E | 2005 T-20: External Power Supplies, Tier 2 | 0.98089 | 1.1357 | 1.2119 | 1.2141 | 1.2163 | 1.2185 | 1.2207 | 1.2229 | 1.225 | 1.2272 | 1.2294 | 1.2315
Residential | MM Therms | AppPlug | PG&E | 2005 T-20: External Power Supplies, Tier 2 | -0.15706 | -0.18184 | -0.19404 | -0.1944 | -0.19475 | -0.1951 | -0.19545 | -0.1958 | -0.19615 | -0.1965 | -0.19685 | -0.19719
Residential | GWh | AppPlug | PG&E | 2005 T-20: Consumer Electronics - Audio Players | 19.8011 | 19.8263 | 19.851 | 19.8753 | 19.8994 | 19.9233 | 19.9472 | 19.971 | 19.9948 | 20.0185 | 20.0423 | 20.066
Residential | MW | AppPlug | PG&E | 2005 T-20: Consumer Electronics - Audio Players | 2.8548 | 2.8584 | 2.862 | 2.8655 | 2.8689 | 2.8724 | 2.8758 | 2.8793 | 2.8827 | 2.8861 | 2.8895 | 2.893
Residential | MM Therms | AppPlug | PG&E | 2005 T-20: Consumer Electronics - Audio Players | -0.45433 | -0.45491 | -0.45548 | -0.45604 | -0.45659 | -0.45714 | -0.45769 | -0.45823 | -0.45878 | -0.45932 | -0.45987 | -0.46041
Residential | GWh | AppPlug | PG&E | 2005 T-20: Consumer Electronics - TVs | 15.6885 | 15.6885 | 15.6885 | 15.6885 | 15.6885 | 15.6885 | 15.6885 | 15.6885 | 15.6885 | 15.6885 | 15.6885 | 15.6885
Residential | MW | AppPlug | PG&E | 2005 T-20: Consumer Electronics - TVs | 2.2766 | 2.2766 | 2.2766 | 2.2766 | 2.2766 | 2.2766 | 2.2766 | 2.2766 | 2.2766 | 2.2766 | 2.2766 | 2.2766
Residential | MM Therms | AppPlug | PG&E | 2005 T-20: Consumer Electronics - TVs | -0.35997 | -0.35997 | -0.35997 | -0.35997 | -0.35997 | -0.35997 | -0.35997 | -0.35997 | -0.35997 | -0.35997 | -0.35997 | -0.35997
Residential | GWh | AppPlug | PG&E | 2005 T-20: Consumer Electronics - DVDs | 1.9991 | 2.003 | 2.0073 | 2.012 | 2.0172 | 2.0228 | 2.0289 | 2.0353 | 2.0422 | 2.0496 | 2.0569 | 2.0641
Residential | MW | AppPlug | PG&E | 2005 T-20: Consumer Electronics - DVDs | 0.27953 | 0.28008 | 0.28068 | 0.28134 | 0.28207 | 0.28285 | 0.2837 | 0.2846 | 0.28557 | 0.28659 | 0.28761 | 0.28863
Residential | MM Therms | AppPlug | PG&E | 2005 T-20: Consumer Electronics - DVDs | -0.045869 | -0.045958 | -0.046057 | -0.046166 | -0.046285 | -0.046413 | -0.046552 | -0.0467 | -0.046859 | -0.047027 | -0.047195 | -0.047361
Residential | GWh | AppPlug | PG&E | 2005 T-20: Water Dispensers | 0.97781 | 0.97933 | 0.98087 | 0.98245 | 0.98406 | 0.98572 | 0.98743 | 0.98918 | 0.99099 | 0.99285 | 0.99471 | 0.99657
Residential | MW | AppPlug | PG&E | 2005 T-20: Water Dispensers | 0.14418 | 0.14441 | 0.14463 | 0.14487 | 0.1451 | 0.14535 | 0.1456 | 0.14586 | 0.14613 | 0.1464 | 0.14667 | 0.14695
Residential | MM Therms | AppPlug | PG&E | 2005 T-20: Water Dispensers | -0.011382 | -0.0114 | -0.011418 | -0.011436 | -0.011455 | -0.011474 | -0.011494 | -0.011514 | -0.011535 | -0.011557 | -0.011579 | -0.0116
Residential | GWh | AppPlug | PG&E | 2006 T-20: Residential Pool Pumps, 2-speed Motors, Tier 2 | 266.4533 | 334.2034 | 402.7785 | 472.2012 | 542.111 | 542.8227 | 543.544 | 544.2748 | 545.0153 | 545.7657 | 546.5155 | 547.2649
Residential | MW | AppPlug | PG&E | 2006 T-20: Residential Pool Pumps, 2-speed Motors, Tier 2 | 19.355 | 24.2763 | 29.2575 | 34.3003 | 39.3785 | 39.4302 | 39.4826 | 39.5357 | 39.5895 | 39.644 | 39.6985 | 39.7529
Residential | GWh | AppPlug | PG&E | 2009 T-20: Televisions - Tier 1 | 82.9982 | 103.6198 | 122.099 | 138.8822 | 154.2482 | 168.3664 | 181.3381 | 193.1942 | 193.3567 | 193.5191 | 193.6812 | 193.8432
Residential | MW | AppPlug | PG&E | 2009 T-20: Televisions - Tier 1 | 9.4855 | 11.8423 | 13.9542 | 15.8723 | 17.6284 | 19.2419 | 20.7244 | 22.0793 | 22.0979 | 22.1165 | 22.135 | 22.1535
Residential | MM Therms | AppPlug | PG&E | 2009 T-20: Televisions - Tier 1 | -1.8862 | -2.3549 | -2.7749 | -3.1563 | -3.5055 | -3.8263 | -4.1211 | -4.3906 | -4.3943 | -4.398 | -4.4017 | -4.4053
Residential | GWh | AppPlug | PG&E | 2009 T-20: Televisions - Tier 2 | 26.6356 | 50.207 | 71.1936 | 90.026 | 107.0594 | 122.571 | 136.7689 | 149.8051 | 161.7884 | 172.7688 | 172.9178 | 173.0655
Residential | MW | AppPlug | PG&E | 2009 T-20: Televisions - Tier 2 | 2.9545 | 5.5692 | 7.8971 | 9.9861 | 11.8755 | 13.5961 | 15.171 | 16.617 | 17.9463 | 19.1643 | 19.1808 | 19.1972
Residential | MM Therms | AppPlug | PG&E | 2009 T-20: Televisions - Tier 2 | -0.60533 | -1.141 | -1.618 | -2.046 | -2.4331 | -2.7856 | -3.1083 | -3.4045 | -3.6769 | -3.9264 | -3.9298 | -3.9331
Residential | GWh | AppPlug | PG&E | 2011 T-20: Battery charger - consumer - Tier 1 | 40.5854 | 82.9857 | 123.6377 | 140.1851 | 140.7557 | 141.3138 | 141.8636 | 142.4088 | 142.9523 | 143.4966 | 144.0351 | 144.5694
Residential | MW | AppPlug | PG&E | 2011 T-20: Battery charger - consumer - Tier 1 | 3.9996 | 8.1781 | 12.1842 | 13.815 | 13.8712 | 13.9262 | 13.9804 | 14.0341 | 14.0877 | 14.1413 | 14.1944 | 14.247
Residential | GWh | AppPlug | PG&E | 2011 T-20: Battery charger - large - Tier 1 | 0 | 0.20489 | 0.40527 | 0.60075 | 0.79124 | 0.97695 | 1.1583 | 1.336 | 1.5106 | 1.683 | 1.8539 | 1.8648
Residential | MW | AppPlug | PG&E | 2011 T-20: Battery charger - large - Tier 1 | 0 | 0.024392 | 0.048246 | 0.071518 | 0.094195 | 0.1163 | 0.13789 | 0.15904 | 0.17983 | 0.20036 | 0.2207 | 0.22201
Residential | GWh | AppPlug | PG&E | 2011 T-20: Battery charger - large - Tier 2 incremental | 0 | 0.22357 | 0.44576 | 0.66796 | 0.89122 | 1.1163 | 1.3438 | 1.5741 | 1.8075 | 2.0441 | 2.2841 | 2.2999
Residential | MW | AppPlug | PG&E | 2011 T-20: Battery charger - large - Tier 2 incremental | 0 | 0.043471 | 0.086676 | 0.12988 | 0.17329 | 0.21706 | 0.2613 | 0.30607 | 0.35145 | 0.39746 | 0.44414 | 0.4472
Residential | GWh | AppPlug | PG&E | Future T-20: Computers - Tier 1 ¦ Desktops, Notebooks | 0 | 0 | 0 | 6.6002 | 17.0762 | 26.7261 | 35.57 | 39.0006 | 39.1106 | 39.2101 | 39.3001 | 39.3811
Residential | MW | AppPlug | PG&E | Future T-20: Computers - Tier 1 ¦ Desktops, Notebooks | 0 | 0 | 0 | 1.0046 | 2.5991 | 4.0679 | 5.414 | 5.9362 | 5.9529 | 5.9681 | 5.9817 | 5.9941
Residential | MM Therms | AppPlug | PG&E | Future T-20: Computers - Tier 1 ¦ Desktops, Notebooks | 0 | 0 | 0 | -0.1205 | -0.31176 | -0.48794 | -0.64941 | -0.71204 | -0.71405 | -0.71587 | -0.71751 | -0.71899
Residential | GWh | AppPlug | PG&E | Future T-20: Game Consoles (Tier 1) | 0 | 0 | 0 | 5.9735 | 11.6886 | 17.1491 | 22.36 | 27.3284 | 32.0497 | 32.1173 | 32.1817 | 32.2431
Residential | MW | AppPlug | PG&E | Future T-20: Game Consoles (Tier 1) | 0 | 0 | 0 | 0.82157 | 1.6076 | 2.3586 | 3.0753 | 3.7587 | 4.408 | 4.4173 | 4.4262 | 4.4346
Residential | GWh | AppPlug | PG&E | Future T-20: Game Consoles (Tier 2) | 0 | 0 | 0 | 0 | 0 | 0 | 12.9744 | 25.3559 | 37.1638 | 48.4198 | 59.1483 | 69.3752
Residential | MW | AppPlug | PG&E | Future T-20: Game Consoles (Tier 2) | 0 | 0 | 0 | 0 | 0 | 0 | 1.7844 | 3.4874 | 5.1114 | 6.6595 | 8.1351 | 9.5416
Residential | GWh | AppPlug | PG&E | Future T-20: Pool Pumps & Spas | 0 | 0 | 0 | 2.6395 | 5.1421 | 7.5062 | 9.7313 | 11.8181 | 13.7688 | 15.5863 | 17.2746 | 18.8383
Residential | MW | AppPlug | PG&E | Future T-20: Pool Pumps & Spas | 0 | 0 | 0 | 0.50397 | 0.98181 | 1.4332 | 1.858 | 2.2565 | 2.6289 | 2.976 | 3.2983 | 3.5969
Residential | GWh | AppPlug | PG&E | Future T-20: Set Top Boxes (Tier 1) | 0 | 0 | 0 | 33.3126 | 65.1849 | 95.6364 | 124.6967 | 152.4044 | 178.8052 | 196.4526 | 196.8119 | 197.154
Residential | MW | AppPlug | PG&E | Future T-20: Set Top Boxes (Tier 1) | 0 | 0 | 0 | 4.1641 | 8.1481 | 11.9546 | 15.5871 | 19.0505 | 22.3506 | 24.5566 | 24.6015 | 24.6443
Residential | GWh | AppPlug | PG&E | Future T-20: Small Network Equipment | 0 | 0 | 0 | 19.9015 | 38.9425 | 57.1347 | 74.4958 | 91.0487 | 91.2853 | 91.5106 | 91.7252 | 91.9297
Residential | MW | AppPlug | PG&E | Future T-20: Small Network Equipment | 0 | 0 | 0 | 2.4877 | 4.8678 | 7.1418 | 9.312 | 11.3811 | 11.4107 | 11.4388 | 11.4657 | 11.4912
Residential | GWh | AppPlug | PG&E | 2008 T-24: Residential Swimming pool | 9.9007 | 12.7682 | 15.6782 | 18.6332 | 21.6366 | 24.6926 | 27.7197 | 30.723 | 33.7074 | 36.6767 | 39.6342 | 42.5823
Residential | MW | AppPlug | PG&E | 2008 T-24: Residential Swimming pool | 5.5329 | 7.1354 | 8.7616 | 10.413 | 12.0914 | 13.7993 | 15.4909 | 17.1693 | 18.8371 | 20.4965 | 22.1492 | 23.7968
Residential | MM Therms | AppPlug | SDG&E | Fed Appliance: Residential Electric & Gas Ranges | 0.0015395 | 0.0024253 | 0.0033081 | 0.0041883 | 0.005066 | 0.0059414 | 0.0068148 | 0.0076863 | 0.0085561 | 0.0094244 | 0.010291 | 0.011157
Residential | MM Therms | AppPlug | SDG&E | Fed Appliance: Residential Pool Heaters | 0.00059635 | 0.0014394 | 0.0022887 | 0.0031445 | 0.004007 | 0.004868 | 0.0057276 | 0.0065862 | 0.0074438 | 0.0083006 | 0.0085507 | 0.0085592
Residential | GWh | AppPlug | SDG&E | Fed Appliance: Residential Refrigerators & Freezers | 0 | 0.084239 | 0.36785 | 0.65172 | 0.93677 | 1.2236 | 1.5097 | 1.7953 | 2.0806 | 2.3657 | 2.6507 | 2.9356
Residential | MW | AppPlug | SDG&E | Fed Appliance: Residential Refrigerators & Freezers | 0 | 0.011307 | 0.049375 | 0.08748 | 0.12574 | 0.16424 | 0.20264 | 0.24098 | 0.27927 | 0.31754 | 0.3558 | 0.39404
Residential | MM Therms | AppPlug | SDG&E | Fed Appliance: Residential Refrigerators & Freezers | 0 | -0.0007468 | -0.003261 | -0.0057777 | -0.0083047 | -0.010847 | -0.013383 | -0.015916 | -0.018445 | -0.020973 | -0.023499 | -0.026025
Residential | GWh | AppPlug | SDG&E | Fed Appliance: Residential Clothes Dryers | 0 | 0 | 0.050586 | 0.1009 | 0.15118 | 0.20159 | 0.25222 | 0.30268 | 0.353 | 0.40324 | 0.45341 | 0.50355
Residential | MW | AppPlug | SDG&E | Fed Appliance: Residential Clothes Dryers | 0 | 0 | 0.0087217 | 0.017397 | 0.026066 | 0.034756 | 0.043487 | 0.052186 | 0.060862 | 0.069524 | 0.078175 | 0.086818
Residential | GWh | AppPlug | SDG&E | Fed Appliance: Residential Clothes Washers (Front Loading) | 0 | 0 | 0.065553 | 0.14589 | 0.22683 | 0.30839 | 0.39058 | 0.47259 | 0.55445 | 0.63615 | 0.71773 | 0.79918
Residential | MW | AppPlug | SDG&E | Fed Appliance: Residential Clothes Washers (Front Loading) | 0 | 0 | 0.0099323 | 0.022105 | 0.034369 | 0.046726 | 0.059179 | 0.071605 | 0.084007 | 0.096387 | 0.10875 | 0.12109
Residential | MM Therms | AppPlug | SDG&E | Fed Appliance: Residential Clothes Washers (Front Loading) | 0 | 0 | 0.0021792 | 0.0048499 | 0.0075407 | 0.010252 | 0.012984 | 0.01571 | 0.018431 | 0.021148 | 0.023859 | 0.026567
Residential | GWh | AppPlug | SDG&E | Fed Appliance: External Power Supplies | 0 | 0 | 0 | 0.085764 | 0.18189 | 0.27816 | 0.37484 | 0.45194 | 0.45339 | 0.45484 | 0.45629 | 0.45774
Residential | MW | AppPlug | SDG&E | Fed Appliance: External Power Supplies | 0 | 0 | 0 | 0.010093 | 0.021405 | 0.032736 | 0.044113 | 0.053186 | 0.053358 | 0.053528 | 0.053699 | 0.05387
Residential | MM Therms | AppPlug | SDG&E | Fed Appliance: External Power Supplies | 0 | 0 | 0 | -0.00058105 | -0.0012323 | -0.0018846 | -0.0025395 | -0.0030619 | -0.0030717 | -0.0030816 | -0.0030914 | -0.0031012
Residential | GWh | AppPlug | SDG&E | 2005 T-20: Residential Pool Pumps, High Eff Motor, Tier 1 | 14.1415 | 15.8215 | 17.476 | 17.4924 | 17.5086 | 17.5246 | 17.5404 | 17.5561 | 17.5715 | 17.5868 | 17.6018 | 17.6167
Residential | MW | AppPlug | SDG&E | 2005 T-20: Residential Pool Pumps, High Eff Motor, Tier 1 | 2.7088 | 3.0306 | 3.3475 | 3.3506 | 3.3538 | 3.3568 | 3.3599 | 3.3629 | 3.3658 | 3.3687 | 3.3716 | 3.3745
Residential | GWh | AppPlug | SDG&E | 2005 T-20: Portable Electric Spas | 3.873 | 4.0827 | 4.2276 | 4.2283 | 4.2283 | 4.2283 | 4.2283 | 4.2283 | 4.2283 | 4.2283 | 4.2283 | 4.2283
Residential | MW | AppPlug | SDG&E | 2005 T-20: Portable Electric Spas | 0.72995 | 0.76946 | 0.79677 | 0.79691 | 0.79691 | 0.79691 | 0.79691 | 0.79691 | 0.79691 | 0.79691 | 0.79691 | 0.79691
Residential | GWh | AppPlug | SDG&E | 2005 T-20: External Power Supplies, Tier 1 | 8.3555 | 8.3685 | 8.381 | 8.3932 | 8.4051 | 8.4169 | 8.4286 | 8.4402 | 8.4517 | 8.4632 | 8.4747 | 8.4861
Residential | MW | AppPlug | SDG&E | 2005 T-20: External Power Supplies, Tier 1 | 1.1932 | 1.195 | 1.1968 | 1.1986 | 1.2003 | 1.2019 | 1.2036 | 1.2053 | 1.2069 | 1.2086 | 1.2102 | 1.2118
Residential | MM Therms | AppPlug | SDG&E | 2005 T-20: External Power Supplies, Tier 1 | -0.092206 | -0.092349 | -0.092487 | -0.092622 | -0.092754 | -0.092884 | -0.093012 | -0.09314 | -0.093268 | -0.093394 | -0.093521 | -0.093648
Residential | GWh | AppPlug | SDG&E | 2005 T-20: External Power Supplies, Tier 2 | 1.6176 | 1.8728 | 1.9985 | 2.0022 | 2.0058 | 2.0094 | 2.013 | 2.0166 | 2.0202 | 2.0238 | 2.0273 | 2.0309
Residential | MW | AppPlug | SDG&E | 2005 T-20: External Power Supplies, Tier 2 | 0.22959 | 0.26582 | 0.28365 | 0.28418 | 0.28469 | 0.28521 | 0.28572 | 0.28623 | 0.28674 | 0.28724 | 0.28775 | 0.28826
Residential | MM Therms | AppPlug | SDG&E | 2005 T-20: External Power Supplies, Tier 2 | -0.01785 | -0.020667 | -0.022054 | -0.022095 | -0.022135 | -0.022175 | -0.022214 | -0.022254 | -0.022293 | -0.022333 | -0.022372 | -0.022412
Residential | GWh | AppPlug | SDG&E | 2005 T-20: Consumer Electronics - Audio Players | 4.6347 | 4.6406 | 4.6464 | 4.6521 | 4.6577 | 4.6633 | 4.6689 | 4.6745 | 4.68 | 4.6856 | 4.6911 | 4.6967
Residential | MW | AppPlug | SDG&E | 2005 T-20: Consumer Electronics - Audio Players | 0.66819 | 0.66904 | 0.66988 | 0.6707 | 0.67151 | 0.67232 | 0.67312 | 0.67393 | 0.67473 | 0.67553 | 0.67633 | 0.67713
Residential | MM Therms | AppPlug | SDG&E | 2005 T-20: Consumer Electronics - Audio Players | -0.051637 | -0.051703 | -0.051767 | -0.051831 | -0.051893 | -0.051956 | -0.052018 | -0.05208 | -0.052142 | -0.052204 | -0.052266 | -0.052328
Residential | GWh | AppPlug | SDG&E | 2005 T-20: Consumer Electronics - TVs | 3.6721 | 3.6721 | 3.6721 | 3.6721 | 3.6721 | 3.6721 | 3.6721 | 3.6721 | 3.6721 | 3.6721 | 3.6721 | 3.6721
Residential | MW | AppPlug | SDG&E | 2005 T-20: Consumer Electronics - TVs | 0.53287 | 0.53287 | 0.53287 | 0.53287 | 0.53287 | 0.53287 | 0.53287 | 0.53287 | 0.53287 | 0.53287 | 0.53287 | 0.53287
Residential | MM Therms | AppPlug | SDG&E | 2005 T-20: Consumer Electronics - TVs | -0.040912 | -0.040912 | -0.040912 | -0.040912 | -0.040912 | -0.040912 | -0.040912 | -0.040912 | -0.040912 | -0.040912 | -0.040912 | -0.040912
Residential | GWh | AppPlug | SDG&E | 2005 T-20: Consumer Electronics - DVDs | 0.46791 | 0.46882 | 0.46983 | 0.47094 | 0.47215 | 0.47346 | 0.47488 | 0.47639 | 0.47801 | 0.47973 | 0.48144 | 0.48314
Residential | MW | AppPlug | SDG&E | 2005 T-20: Consumer Electronics - DVDs | 0.065428 | 0.065555 | 0.065697 | 0.065852 | 0.066021 | 0.066205 | 0.066402 | 0.066614 | 0.06684 | 0.067081 | 0.06732 | 0.067557
Residential | MM Therms | AppPlug | SDG&E | 2005 T-20: Consumer Electronics - DVDs | -0.0052132 | -0.0052233 | -0.0052346 | -0.005247 | -0.0052605 | -0.0052751 | -0.0052908 | -0.0053077 | -0.0053257 | -0.0053449 | -0.0053639 | -0.0053828
Residential | GWh | AppPlug | SDG&E | 2005 T-20: Water Dispensers | 0.22887 | 0.22922 | 0.22958 | 0.22995 | 0.23033 | 0.23072 | 0.23112 | 0.23153 | 0.23195 | 0.23239 | 0.23282 | 0.23326
Residential | MW | AppPlug | SDG&E | 2005 T-20: Water Dispensers | 0.033748 | 0.0338 | 0.033853 | 0.033907 | 0.033963 | 0.03402 | 0.034079 | 0.03414 | 0.034202 | 0.034267 | 0.034331 | 0.034395
Residential | MM Therms | AppPlug | SDG&E | 2005 T-20: Water Dispensers | -0.0012936 | -0.0012956 | -0.0012977 | -0.0012998 | -0.0013019 | -0.0013041 | -0.0013063 | -0.0013087 | -0.0013111 | -0.0013135 | -0.001316 | -0.0013184
Residential | GWh | AppPlug | SDG&E | 2006 T-20: Residential Pool Pumps, 2-speed Motors, Tier 2 | 62.3666 | 78.2243 | 94.2751 | 110.5243 | 126.8876 | 127.0542 | 127.223 | 127.394 | 127.5674 | 127.743 | 127.9185 | 128.0939
Residential | MW | AppPlug | SDG&E | 2006 T-20: Residential Pool Pumps, 2-speed Motors, Tier 2 | 4.5303 | 5.6822 | 6.8481 | 8.0284 | 9.217 | 9.2291 | 9.2414 | 9.2538 | 9.2664 | 9.2792 | 9.2919 | 9.3046
Residential | GWh | AppPlug | SDG&E | 2009 T-20: Televisions - Tier 1 | 19.4267 | 24.2535 | 28.5787 | 32.507 | 36.1036 | 39.4082 | 42.4444 | 45.2194 | 45.2575 | 45.2955 | 45.3334 | 45.3713
Residential | MW | AppPlug | SDG&E | 2009 T-20: Televisions - Tier 1 | 2.2202 | 2.7718 | 3.2661 | 3.7151 | 4.1261 | 4.5038 | 4.8508 | 5.1679 | 5.1723 | 5.1766 | 5.181 | 5.1853
Residential | MM Therms | AppPlug | SDG&E | 2009 T-20: Televisions - Tier 1 | -0.21438 | -0.26765 | -0.31538 | -0.35873 | -0.39842 | -0.43488 | -0.46839 | -0.49901 | -0.49943 | -0.49985 | -0.50027 | -0.50069
Residential | GWh | AppPlug | SDG&E | 2009 T-20: Televisions - Tier 2 | 6.2344 | 11.7515 | 16.6637 | 21.0717 | 25.0585 | 28.6892 | 32.0124 | 35.0637 | 37.8685 | 40.4386 | 40.4735 | 40.5081
Residential | MW | AppPlug | SDG&E | 2009 T-20: Televisions - Tier 2 | 0.69155 | 1.3035 | 1.8484 | 2.3374 | 2.7796 | 3.1823 | 3.551 | 3.8894 | 4.2005 | 4.4856 | 4.4895 | 4.4933
Residential | MM Therms | AppPlug | SDG&E | 2009 T-20: Televisions - Tier 2 | -0.068799 | -0.12968 | -0.18389 | -0.23253 | -0.27653 | -0.3166 | -0.35327 | -0.38694 | -0.41789 | -0.44625 | -0.44664 | -0.44702
Residential | GWh | AppPlug | SDG&E | 2011 T-20: Battery charger - consumer - Tier 1 | 9.4995 | 19.4238 | 28.9389 | 32.812 | 32.9456 | 33.0762 | 33.2049 | 33.3325 | 33.4597 | 33.5871 | 33.7131 | 33.8382
Residential | MW | AppPlug | SDG&E | 2011 T-20: Battery charger - consumer - Tier 1 | 0.93616 | 1.9142 | 2.8519 | 3.2336 | 3.2467 | 3.2596 | 3.2723 | 3.2849 | 3.2974 | 3.3099 | 3.3224 | 3.3347
Residential | GWh | AppPlug | SDG&E | 2011 T-20: Battery charger - large - Tier 1 | 0 | 0.047957 | 0.094858 | 0.14061 | 0.1852 | 0.22867 | 0.27112 | 0.3127 | 0.35357 | 0.39393 | 0.43392 | 0.43649
Residential | MW | AppPlug | SDG&E | 2011 T-20: Battery charger - large - Tier 1 | 0 | 0.0057092 | 0.011293 | 0.01674 | 0.022048 | 0.027222 | 0.032276 | 0.037226 | 0.042092 | 0.046896 | 0.051657 | 0.051963
Residential | GWh | AppPlug | SDG&E | 2011 T-20: Battery charger - large - Tier 2 incremental | 0 | 0.052328 | 0.10434 | 0.15634 | 0.2086 | 0.26129 | 0.31453 | 0.36844 | 0.42306 | 0.47845 | 0.53463 | 0.53831
Residential | MW | AppPlug | SDG&E | 2011 T-20: Battery charger - large - Tier 2 incremental | 0 | 0.010175 | 0.020288 | 0.0304 | 0.040561 | 0.050806 | 0.061159 | 0.07164 | 0.082261 | 0.093031 | 0.10396 | 0.10467
Residential | GWh | AppPlug | SDG&E | Future T-20: Computers - Tier 1 ¦ Desktops, Notebooks | 0 | 0 | 0 | 1.5448 | 3.9969 | 6.2556 | 8.3256 | 9.1286 | 9.1543 | 9.1776 | 9.1987 | 9.2176
Residential | MW | AppPlug | SDG&E | Future T-20: Computers - Tier 1 ¦ Desktops, Notebooks | 0 | 0 | 0 | 0.23514 | 0.60835 | 0.95214 | 1.2672 | 1.3894 | 1.3933 | 1.3969 | 1.4001 | 1.403
Residential | MM Therms | AppPlug | SDG&E | Future T-20: Computers - Tier 1 ¦ Desktops, Notebooks | 0 | 0 | 0 | -0.013695 | -0.035433 | -0.055457 | -0.073809 | -0.080927 | -0.081155 | -0.081362 | -0.081548 | -0.081717
Residential | GWh | AppPlug | SDG&E | Future T-20: Game Consoles (Tier 1) | 0 | 0 | 0 | 1.3982 | 2.7359 | 4.0139 | 5.2336 | 6.3965 | 7.5016 | 7.5174 | 7.5325 | 7.5469
Residential | MW | AppPlug | SDG&E | Future T-20: Game Consoles (Tier 1) | 0 | 0 | 0 | 0.1923 | 0.37628 | 0.55206 | 0.71981 | 0.87976 | 1.0317 | 1.0339 | 1.036 | 1.038
Residential | GWh | AppPlug | SDG&E | Future T-20: Game Consoles (Tier 2) | 0 | 0 | 0 | 0 | 0 | 0 | 3.0368 | 5.9349 | 8.6986 | 11.3332 | 13.8444 | 16.2381
Residential | MW | AppPlug | SDG&E | Future T-20: Game Consoles (Tier 2) | 0 | 0 | 0 | 0 | 0 | 0 | 0.41767 | 0.81626 | 1.1964 | 1.5587 | 1.9041 | 2.2333
Residential | GWh | AppPlug | SDG&E | Future T-20: Pool Pumps & Spas | 0 | 0 | 0 | 0.6178 | 1.2036 | 1.7569 | 2.2777 | 2.7662 | 3.2228 | 3.6482 | 4.0433 | 4.4093
Residential | MW | AppPlug | SDG&E | Future T-20: Pool Pumps & Spas | 0 | 0 | 0 | 0.11796 | 0.22981 | 0.33546 | 0.4349 | 0.52816 | 0.61533 | 0.69656 | 0.77201 | 0.84189
Residential | GWh | AppPlug | SDG&E | Future T-20: Set Top Boxes (Tier 1) | 0 | 0 | 0 | 7.7972 | 15.2573 | 22.3848 | 29.1868 | 35.6721 | 41.8515 | 45.9821 | 46.0662 | 46.1463
Residential | MW | AppPlug | SDG&E | Future T-20: Set Top Boxes (Tier 1) | 0 | 0 | 0 | 0.97465 | 1.9072 | 2.7981 | 3.6483 | 4.459 | 5.2314 | 5.7478 | 5.7583 | 5.7683
Residential | GWh | AppPlug | SDG&E | Future T-20: Small Network Equipment | 0 | 0 | 0 | 4.6582 | 9.115 | 13.3731 | 17.4366 | 21.311 | 21.3664 | 21.4192 | 21.4694 | 21.5172
Residential | MW | AppPlug | SDG&E | Future T-20: Small Network Equipment | 0 | 0 | 0 | 0.58227 | 1.1394 | 1.6716 | 2.1796 | 2.6639 | 2.6708 | 2.6774 | 2.6837 | 2.6897
Residential | GWh | AppPlug | SDG&E | 2008 T-24: Residential Swimming pool | 2.3174 | 2.9886 | 3.6697 | 4.3613 | 5.0643 | 5.7796 | 6.4881 | 7.1911 | 7.8896 | 8.5846 | 9.2769 | 9.9669
Residential | MW | AppPlug | SDG&E | 2008 T-24: Residential Swimming pool | 1.295 | 1.6701 | 2.0508 | 2.4373 | 2.8301 | 3.2299 | 3.6258 | 4.0187 | 4.4091 | 4.7974 | 5.1843 | 5.5699
Residential | GWh | AppPlug | SCE | Fed Appliance: Residential Refrigerators & Freezers | 0 | 0.37121 | 1.621 | 2.8719 | 4.128 | 5.3919 | 6.6525 | 7.9111 | 9.1684 | 10.4249 | 11.6808 | 12.9363
Residential | MW | AppPlug | SCE | Fed Appliance: Residential Refrigerators & Freezers | 0 | 0.049827 | 0.21758 | 0.38549 | 0.5541 | 0.72374 | 0.89296 | 1.0619 | 1.2307 | 1.3993 | 1.5679 | 1.7364
Residential | GWh | AppPlug | SCE | Fed Appliance: Residential Clothes Dryers | 0 | 0 | 0.22291 | 0.44465 | 0.66621 | 0.88832 | 1.1115 | 1.3338 | 1.5556 | 1.7769 | 1.998 | 2.219
Residential | MW | AppPlug | SCE | Fed Appliance: Residential Clothes Dryers | 0 | 0 | 0.038434 | 0.076664 | 0.11486 | 0.15316 | 0.19163 | 0.22996 | 0.2682 | 0.30637 | 0.34449 | 0.38258
Residential | GWh | AppPlug | SCE | Fed Appliance: Residential Clothes Washers (Front Loading) | 0 | 0 | 0.28887 | 0.6429 | 0.99958 | 1.359 | 1.7212 | 2.0826 | 2.4433 | 2.8033 | 3.1628 | 3.5217
Residential | MW | AppPlug | SCE | Fed Appliance: Residential Clothes Washers (Front Loading) | 0 | 0 | 0.043768 | 0.097409 | 0.15145 | 0.20591 | 0.26078 | 0.31554 | 0.37019 | 0.42474 | 0.47921 | 0.53359
Residential | GWh | AppPlug | SCE | Fed Appliance: External Power Supplies | 0 | 0 | 0 | 0.37793 | 0.80151 | 1.2258 | 1.6518 | 1.9915 | 1.9979 | 2.0043 | 2.0107 | 2.0171
Residential | MW | AppPlug | SCE | Fed Appliance: External Power Supplies | 0 | 0 | 0 | 0.044477 | 0.094326 | 0.14425 | 0.19439 | 0.23437 | 0.23513 | 0.23588 | 0.23663 | 0.23739
Residential | GWh | AppPlug | SCE | 2005 T-20: Residential Pool Pumps, High Eff Motor, Tier 1 | 62.3167 | 69.7201 | 77.0107 | 77.0828 | 77.1542 | 77.2248 | 77.2946 | 77.3636 | 77.4317 | 77.499 | 77.5653 | 77.6307
Residential | MW | AppPlug | SCE | 2005 T-20: Residential Pool Pumps, High Eff Motor, Tier 1 | 11.9367 | 13.3548 | 14.7513 | 14.7652 | 14.7788 | 14.7924 | 14.8057 | 14.8189 | 14.832 | 14.8449 | 14.8576 | 14.8701
Residential | GWh | AppPlug | SCE | 2005 T-20: Portable Electric Spas | 17.0672 | 17.991 | 18.6295 | 18.6328 | 18.6328 | 18.6328 | 18.6328 | 18.6328 | 18.6328 | 18.6328 | 18.6328 | 18.6328
Residential | MW | AppPlug | SCE | 2005 T-20: Portable Electric Spas | 3.2166 | 3.3908 | 3.5111 | 3.5117 | 3.5117 | 3.5117 | 3.5117 | 3.5117 | 3.5117 | 3.5117 | 3.5117 | 3.5117
Residential | GWh | AppPlug | SCE | 2005 T-20: External Power Supplies, Tier 1 | 36.8198 | 36.8771 | 36.9322 | 36.9859 | 37.0385 | 37.0904 | 37.1418 | 37.1929 | 37.2437 | 37.2944 | 37.345 | 37.3955
Residential | MW | AppPlug | SCE | 2005 T-20: External Power Supplies, Tier 1 | 5.2579 | 5.2661 | 5.274 | 5.2816 | 5.2892 | 5.2966 | 5.3039 | 5.3112 | 5.3185 | 5.3257 | 5.3329 | 5.3401
Residential | GWh | AppPlug | SCE | 2005 T-20: External Power Supplies, Tier 2 | 7.1281 | 8.2529 | 8.8066 | 8.8228 | 8.8389 | 8.8548 | 8.8707 | 8.8865 | 8.9023 | 8.9181 | 8.9338 | 8.9496
Residential | MW | AppPlug | SCE | 2005 T-20: External Power Supplies, Tier 2 | 1.0117 | 1.1714 | 1.25 | 1.2523 | 1.2545 | 1.2568 | 1.2591 | 1.2613 | 1.2635 | 1.2658 | 1.268 | 1.2703
Residential | GWh | AppPlug | SCE | 2005 T-20: Consumer Electronics - Audio Players | 20.4235 | 20.4495 | 20.4749 | 20.5 | 20.5248 | 20.5495 | 20.5742 | 20.5987 | 20.6232 | 20.6477 | 20.6722 | 20.6967
Residential | MW | AppPlug | SCE | 2005 T-20: Consumer Electronics - Audio Players | 2.9445 | 2.9483 | 2.9519 | 2.9555 | 2.9591 | 2.9627 | 2.9662 | 2.9698 | 2.9733 | 2.9768 | 2.9804 | 2.9839
Residential | GWh | AppPlug | SCE | 2005 T-20: Consumer Electronics - TVs | 16.1816 | 16.1816 | 16.1816 | 16.1816 | 16.1816 | 16.1816 | 16.1816 | 16.1816 | 16.1816 | 16.1816 | 16.1816 | 16.1816
Residential | MW | AppPlug | SCE | 2005 T-20: Consumer Electronics - TVs | 2.3482 | 2.3482 | 2.3482 | 2.3482 | 2.3482 | 2.3482 | 2.3482 | 2.3482 | 2.3482 | 2.3482 | 2.3482 | 2.3482
Residential | GWh | AppPlug | SCE | 2005 T-20: Consumer Electronics - DVDs | 2.0619 | 2.0659 | 2.0704 | 2.0753 | 2.0806 | 2.0864 | 2.0926 | 2.0993 | 2.1064 | 2.114 | 2.1215 | 2.129
Residential | MW | AppPlug | SCE | 2005 T-20: Consumer Electronics - DVDs | 0.28832 | 0.28888 | 0.2895 | 0.29019 | 0.29093 | 0.29174 | 0.29261 | 0.29355 | 0.29454 | 0.2956 | 0.29666 | 0.2977
Residential | GWh | AppPlug | SCE | 2005 T-20: Water Dispensers | 1.0085 | 1.0101 | 1.0117 | 1.0133 | 1.015 | 1.0167 | 1.0185 | 1.0203 | 1.0221 | 1.0241 | 1.026 | 1.0279
Residential | MW | AppPlug | SCE | 2005 T-20: Water Dispensers | 0.14871 | 0.14894 | 0.14918 | 0.14942 | 0.14966 | 0.14992 | 0.15018 | 0.15044 | 0.15072 | 0.151 | 0.15128 | 0.15157
Residential | GWh | AppPlug | SCE | 2006 T-20: Residential Pool Pumps, 2-speed Motors, Tier 2 | 274.8283 | 344.7078 | 415.4384 | 487.043 | 559.1502 | 559.8843 | 560.6282 | 561.382 | 562.1458 | 562.9198 | 563.6932 | 564.4661
Residential | MW | AppPlug | SCE | 2006 T-20: Residential Pool Pumps, 2-speed Motors, Tier 2 | 19.9633 | 25.0393 | 30.1771 | 35.3784 | 40.6162 | 40.6696 | 40.7236 | 40.7784 | 40.8338 | 40.8901 | 40.9462 | 41.0024
Residential | GWh | AppPlug | SCE | 2009 T-20: Televisions - Tier 1 | 85.607 | 106.8767 | 125.9367 | 143.2474 | 159.0964 | 173.6583 | 187.0378 | 199.2665 | 199.4342 | 199.6017 | 199.7689 | 199.936
Residential | MW | AppPlug | SCE | 2009 T-20: Televisions - Tier 1 | 9.7837 | 12.2145 | 14.3928 | 16.3711 | 18.1824 | 19.8467 | 21.3757 | 22.7733 | 22.7925 | 22.8116 | 22.8307 | 22.8498
Residential | GWh | AppPlug | SCE | 2009 T-20: Televisions - Tier 2 | 27.4728 | 51.7851 | 73.4313 | 92.8556 | 110.4244 | 126.4236 | 141.0678 | 154.5136 | 166.8736 | 178.1991 | 178.3528 | 178.5052
Residential | MW | AppPlug | SCE | 2009 T-20: Televisions - Tier 2 | 3.0474 | 5.7442 | 8.1453 | 10.2999 | 12.2488 | 14.0235 | 15.6479 | 17.1393 | 18.5103 | 19.7666 | 19.7837 | 19.8006
Residential | GWh | AppPlug | SCE | 2011 T-20: Battery charger - consumer - Tier 1 | 41.861 | 85.594 | 127.5238 | 144.5913 | 145.1798 | 145.7554 | 146.3225 | 146.8849 | 147.4455 | 148.0068 | 148.5623 | 149.1134
Residential | MW | AppPlug | SCE | 2011 T-20: Battery charger - consumer - Tier 1 | 4.1253 | 8.4351 | 12.5672 | 14.2492 | 14.3072 | 14.3639 | 14.4198 | 14.4752 | 14.5305 | 14.5858 | 14.6405 | 14.6948
Residential | GWh | AppPlug | SCE | 2011 T-20: Battery charger - large - Tier 1 | 0 | 0.21133 | 0.41801 | 0.61963 | 0.81611 | 1.0077 | 1.1947 | 1.3779 | 1.5581 | 1.7359 | 1.9121 | 1.9235
Residential | MW | AppPlug | SCE | 2011 T-20: Battery charger - large - Tier 1 | 0 | 0.025159 | 0.049763 | 0.073765 | 0.097156 | 0.11996 | 0.14223 | 0.16404 | 0.18549 | 0.20665 | 0.22764 | 0.22898
Residential | GWh | AppPlug | SCE | 2011 T-20: Battery charger - large - Tier 2 incremental | 0 | 0.23059 | 0.45977 | 0.68896 | 0.91923 | 1.1514 | 1.386 | 1.6236 | 1.8643 | 2.1083 | 2.3559 | 2.3722
Residential | MW | AppPlug | SCE | 2011 T-20: Battery charger - large - Tier 2 incremental | 0 | 0.044837 | 0.0894 | 0.13396 | 0.17874 | 0.22388 | 0.26951 | 0.31569 | 0.3625 | 0.40996 | 0.4581 | 0.46125
Residential | GWh | AppPlug | SCE | Future T-20: Computers - Tier 1 ¦ Desktops, Notebooks | 0 | 0 | 0 | 6.8076 | 17.6129 | 27.5662 | 36.688 | 40.2264 | 40.3398 | 40.4426 | 40.5353 | 40.6189
Residential | MW | AppPlug | SCE | Future T-20: Computers - Tier 1 ¦ Desktops, Notebooks | 0 | 0 | 0 | 1.0362 | 2.6808 | 4.1958 | 5.5842 | 6.1227 | 6.14 | 6.1556 | 6.1698 | 6.1825
Residential | GWh | AppPlug | SCE | Future T-20: Game Consoles (Tier 1) | 0 | 0 | 0 | 6.1612 | 12.056 | 17.6881 | 23.0628 | 28.1874 | 33.0571 | 33.1268 | 33.1933 | 33.2565
Residential | MW | AppPlug | SCE | Future T-20: Game Consoles (Tier 1) | 0 | 0 | 0 | 0.84739 | 1.6581 | 2.4328 | 3.172 | 3.8768 | 4.5466 | 4.5561 | 4.5653 | 4.574
Residential | GWh | AppPlug | SCE | Future T-20: Game Consoles (Tier 2) | 0 | 0 | 0 | 0 | 0 | 0 | 13.3822 | 26.1529 | 38.3319 | 49.9417 | 61.0075 | 71.5558
Residential | MW | AppPlug | SCE | Future T-20: Game Consoles (Tier 2) | 0 | 0 | 0 | 0 | 0 | 0 | 1.8405 | 3.597 | 5.272 | 6.8688 | 8.3907 | 9.8415
Residential | GWh | AppPlug | SCE | Future T-20: Pool Pumps & Spas | 0 | 0 | 0 | 2.7224 | 5.3038 | 7.7422 | 10.0371 | 12.1896 | 14.2016 | 16.0762 | 17.8175 | 19.4304
Residential | MW | AppPlug | SCE | Future T-20: Pool Pumps & Spas | 0 | 0 | 0 | 0.51981 | 1.0127 | 1.4782 | 1.9164 | 2.3274 | 2.7116 | 3.0695 | 3.402 | 3.7099
Residential | GWh | AppPlug | SCE | Future T-20: Set Top Boxes (Tier 1) | 0 | 0 | 0 | 34.3597 | 67.2337 | 98.6424 | 128.6161 | 157.1946 | 184.4252 | 202.6274 | 202.9979 | 203.3508
Residential | MW | AppPlug | SCE | Future T-20: Set Top Boxes (Tier 1) | 0 | 0 | 0 | 4.295 | 8.4042 | 12.3303 | 16.077 | 19.6493 | 23.0532 | 25.3284 | 25.3747 | 25.4189
Residential | GWh | AppPlug | SCE | Future T-20: Small Network Equipment | 0 | 0 | 0 | 20.527 | 40.1665 | 58.9305 | 76.8373 | 93.9105 | 94.1545 | 94.3869 | 94.6083 | 94.8191
Residential | MW | AppPlug | SCE | Future T-20: Small Network Equipment | 0 | 0 | 0 | 2.5659 | 5.0208 | 7.3663 | 9.6047 | 11.7388 | 11.7693 | 11.7984 | 11.826 | 11.8524
Residential | GWh | AppPlug | SCE | 2008 T-24: Residential Swimming pool | 10.2119 | 13.1695 | 16.171 | 19.2188 | 22.3167 | 25.4688 | 28.5909 | 31.6887 | 34.7669 | 37.8295 | 40.8799 | 43.9207
Residential | MW | AppPlug | SCE | 2008 T-24: Residential Swimming pool | 5.7068 | 7.3597 | 9.037 | 10.7403 | 12.4715 | 14.233 | 15.9778 | 17.709 | 19.4292 | 21.1407 | 22.8454 | 24.5447
Residential | MM Therms | AppPlug | SCG | Fed Appliance: Residential Electric & Gas Ranges | 0.021691 | 0.034172 | 0.046611 | 0.059012 | 0.071379 | 0.083714 | 0.09602 | 0.1083 | 0.12056 | 0.13279 | 0.145 | 0.1572
Residential | MM Therms | AppPlug | SCG | Fed Appliance: Residential Pool Heaters | 0.0084026 | 0.020281 | 0.032248 | 0.044305 | 0.056459 | 0.06859 | 0.080702 | 0.092799 | 0.10488 | 0.11695 | 0.12048 | 0.1206
Residential | MM Therms | AppPlug | SCG | Fed Appliance: Residential Refrigerators & Freezers | 0 | -0.010522 | -0.045948 | -0.081407 | -0.11701 | -0.15284 | -0.18857 | -0.22425 | -0.25989 | -0.2955 | -0.3311 | -0.36669
Residential | MM Therms | AppPlug | SCG | Fed Appliance: Residential Clothes Washers (Front Loading) | 0 | 0 | 0.030704 | 0.068335 | 0.10625 | 0.14445 | 0.18294 | 0.22136 | 0.2597 | 0.29797 | 0.33618 | 0.37433
Residential | MM Therms | AppPlug | SCG | Fed Appliance: External Power Supplies | 0 | 0 | 0 | -0.008187 | -0.017363 | -0.026553 | -0.035782 | -0.043142 | -0.043281 | -0.043419 | -0.043558 | -0.043696
Residential | MM Therms | AppPlug | SCG | 2005 T-20: External Power Supplies, Tier 1 | -1.2992 | -1.3012 | -1.3031 | -1.305 | -1.3069 | -1.3087 | -1.3105 | -1.3123 | -1.3141 | -1.3159 | -1.3177 | -1.3195
Residential | MM Therms | AppPlug | SCG | 2005 T-20: External Power Supplies, Tier 2 | -0.25151 | -0.2912 | -0.31074 | -0.31131 | -0.31188 | -0.31244 | -0.313 | -0.31356 | -0.31411 | -0.31467 | -0.31523 | -0.31578
Residential | MM Therms | AppPlug | SCG | 2005 T-20: Consumer Electronics - Audio Players | -0.72757 | -0.72849 | -0.7294 | -0.73029 | -0.73118 | -0.73206 | -0.73293 | -0.73381 | -0.73468 | -0.73555 | -0.73643 | -0.7373
Residential | MM Therms | AppPlug | SCG | 2005 T-20: Consumer Electronics - TVs | -0.57645 | -0.57645 | -0.57645 | -0.57645 | -0.57645 | -0.57645 | -0.57645 | -0.57645 | -0.57645 | -0.57645 | -0.57645 | -0.57645
Residential | MM Therms | AppPlug | SCG | 2005 T-20: Consumer Electronics - DVDs | -0.073454 | -0.073597 | -0.073755 | -0.07393 | -0.07412 | -0.074326 | -0.074547 | -0.074785 | -0.075039 | -0.075309 | -0.075577 | -0.075844
Residential | MM Therms | AppPlug | SCG | 2005 T-20: Water Dispensers | -0.018227 | -0.018255 | -0.018284 | -0.018313 | -0.018344 | -0.018374 | -0.018406 | -0.018439 | -0.018473 | -0.018507 | -0.018542 | -0.018577
Residential | MM Therms | AppPlug | SCG | 2009 T-20: Televisions - Tier 1 | -3.0206 | -3.7711 | -4.4436 | -5.0544 | -5.6137 | -6.1275 | -6.5996 | -7.0311 | -7.037 | -7.0429 | -7.0488 | -7.0547
Residential | MM Therms | AppPlug | SCG | 2009 T-20: Televisions - Tier 2 | -0.96937 | -1.8272 | -2.591 | -3.2764 | -3.8963 | -4.4608 | -4.9775 | -5.452 | -5.8881 | -6.2877 | -6.2931 | -6.2985
Residential | MM Therms | AppPlug | SCG | Future T-20: Computers - Tier 1 ¦ Desktops, Notebooks | 0 | 0 | 0 | -0.19297 | -0.49925 | -0.78139 | -1.04 | -1.1403 | -1.1435 | -1.1464 | -1.149 | -1.1514
Residential | GWh | BldgEnv | PG&E | 2005 T-24: Window replacement | 18.322 | 20.368 | 22.4054 | 24.4343 | 26.5344 | 28.706 | 30.8769 | 33.0471 | 35.217 | 37.3865 | 39.5557 | 41.7248
Residential | MW | BldgEnv | PG&E | 2005 T-24: Window replacement | 6.9913 | 7.772 | 8.5494 | 9.3236 | 10.125 | 10.9536 | 11.782 | 12.6101 | 13.438 | 14.2659 | 15.0936 | 15.9213
Residential | MM Therms | BldgEnv | PG&E | 2005 T-24: Window replacement | 0.98281 | 1.0926 | 1.2018 | 1.3107 | 1.4233 | 1.5398 | 1.6563 | 1.7727 | 1.8891 | 2.0054 | 2.1218 | 2.2382
Residential | GWh | BldgEnv | PG&E | 2008 T-24: Site Built Fenestration | 0.79028 | 1.0252 | 1.2605 | 1.4975 | 1.7374 | 1.9811 | 2.2225 | 2.4624 | 2.7012 | 2.9392 | 3.1767 | 3.4139
Residential | MM Therms | BldgEnv | PG&E | 2008 T-24: Site Built Fenestration | 0.0155 | 0.020108 | 0.024722 | 0.02937 | 0.034075 | 0.038854 | 0.04359 | 0.048295 | 0.052978 | 0.057647 | 0.062304 | 0.066955
Residential | GWh | BldgEnv | PG&E | 2008 T-24: Residential Fenestration | 1.4726 | 1.8399 | 2.196 | 2.5447 | 2.8894 | 3.2327 | 3.5674 | 3.8957 | 4.2191 | 4.5388 | 4.8559 | 5.171
Residential | MW | BldgEnv | PG&E | 2008 T-24: Residential Fenestration | 1.1188 | 1.3978 | 1.6684 | 1.9333 | 2.1952 | 2.456 | 2.7103 | 2.9597 | 3.2054 | 3.4483 | 3.6892 | 3.9286
Residential | MM Therms | BldgEnv | PG&E | 2008 T-24: Residential Fenestration | 0.43333 | 0.5414 | 0.64618 | 0.7488 | 0.85022 | 0.95125 | 1.0497 | 1.1463 | 1.2415 | 1.3356 | 1.4289 | 1.5216
Residential | GWh | BldgEnv | SDG&E | 2005 T-24: Window replacement | 4.2885 | 4.7674 | 5.2442 | 5.7191 | 6.2107 | 6.719 | 7.2271 | 7.7351 | 8.2429 | 8.7507 | 9.2585 | 9.7662
Residential | MW | BldgEnv | SDG&E | 2005 T-24: Window replacement | 1.6364 | 1.8191 | 2.0011 | 2.1823 | 2.3699 | 2.5638 | 2.7577 | 2.9515 | 3.1453 | 3.3391 | 3.5328 | 3.7266
Residential | MM Therms | BldgEnv | SDG&E | 2005 T-24: Window replacement | 0.1117 | 0.12417 | 0.1366 | 0.14897 | 0.16177 | 0.17501 | 0.18824 | 0.20147 | 0.2147 | 0.22793 | 0.24115 | 0.25438
Residential | GWh | BldgEnv | SDG&E | 2008 T-24: Site Built Fenestration | 0.18498 | 0.23997 | 0.29504 | 0.35051 | 0.40665 | 0.4637 | 0.52021 | 0.57636 | 0.63225 | 0.68796 | 0.74355 | 0.79905
Residential | MM Therms | BldgEnv | SDG&E | 2008 T-24: Site Built Fenestration | 0.0017616 | 0.0022853 | 0.0028098 | 0.0033381 | 0.0038728 | 0.004416 | 0.0049542 | 0.005489 | 0.0060213 | 0.0065518 | 0.0070812 | 0.0076098
Residential | GWh | BldgEnv | SDG&E | 2008 T-24: Residential Fenestration | 0.34469 | 0.43065 | 0.51399 | 0.59562 | 0.6763 | 0.75666 | 0.835 | 0.91183 | 0.98752 | 1.0624 | 1.1366 | 1.2103
Residential | MW | BldgEnv | SDG&E | 2008 T-24: Residential Fenestration | 0.26187 | 0.32718 | 0.3905 | 0.45251 | 0.51381 | 0.57486 | 0.63438 | 0.69275 | 0.75026 | 0.80712 | 0.8635 | 0.91953
Residential | MM Therms | BldgEnv | SDG&E | 2008 T-24: Residential Fenestration | 0.049251 | 0.061532 | 0.073441 | 0.085104 | 0.096632 | 0.10811 | 0.11931 | 0.13029 | 0.1411 | 0.15179 | 0.1624 | 0.17294
Residential | GWh | BldgEnv | SCE | 2005 T-24: Window replacement | 18.8979 | 21.0082 | 23.1096 | 25.2023 | 27.3684 | 29.6083 | 31.8474 | 34.0858 | 36.3239 | 38.5616 | 40.799 | 43.0363
Residential | MW | BldgEnv | SCE | 2005 T-24: Window replacement | 7.211 | 8.0163 | 8.8181 | 9.6167 | 10.4432 | 11.2979 | 12.1523 | 13.0064 | 13.8604 | 14.7143 | 15.568 | 16.4217
Residential | GWh | BldgEnv | SCE | 2008 T-24: Site Built Fenestration | 0.81512 | 1.0575 | 1.3001 | 1.5446 | 1.792 | 2.0433 | 2.2924 | 2.5398 | 2.7861 | 3.0316 | 3.2766 | 3.5212
Residential | GWh | BldgEnv | SCE | 2008 T-24: Residential Fenestration | 1.5189 | 1.8977 | 2.265 | 2.6247 | 2.9802 | 3.3343 | 3.6796 | 4.0181 | 4.3517 | 4.6815 | 5.0085 | 5.3335
Residential | MW | BldgEnv | SCE | 2008 T-24: Residential Fenestration | 1.154 | 1.4418 | 1.7208 | 1.9941 | 2.2642 | 2.5332 | 2.7955 | 3.0527 | 3.3061 | 3.5567 | 3.8052 | 4.0521
Residential | MM Therms | BldgEnv | SCG | 2005 T-24: Window replacement | 1.5739 | 1.7496 | 1.9246 | 2.0989 | 2.2793 | 2.4658 | 2.6523 | 2.8387 | 3.0251 | 3.2115 | 3.3978 | 3.5842
Residential | MM Therms | BldgEnv | SCG | 2008 T-24: Site Built Fenestration | 0.024821 | 0.0322 | 0.03959 | 0.047033 | 0.054567 | 0.062221 | 0.069805 | 0.077339 | 0.084839 | 0.092315 | 0.099774 | 0.10722
Residential | MM Therms | BldgEnv | SCG | 2008 T-24: Residential Fenestration | 0.69394 | 0.86698 | 1.0348 | 1.1991 | 1.3615 | 1.5233 | 1.681 | 1.8357 | 1.9881 | 2.1388 | 2.2882 | 2.4367
Residential | GWh | HVAC | PG&E | Fed Appliance: Residential Direct Heating Equipment | -0.01764 | -0.042577 | -0.067698 | -0.093012 | -0.11853 | -0.14399 | -0.16942 | -0.19482 | -0.22018 | -0.24553 | -0.27085 | -0.29616
Residential | MM Therms | HVAC | PG&E | Fed Appliance: Residential Direct Heating Equipment | 0.029385 | 0.070927 | 0.11277 | 0.15494 | 0.19744 | 0.23987 | 0.28222 | 0.32453 | 0.36679 | 0.40901 | 0.45119 | 0.49336
Residential | GWh | HVAC | PG&E | Fed Appliance: Residential Room AC | 0 | 0.62334 | 1.694 | 2.7724 | 3.8588 | 4.9533 | 6.0452 | 7.1348 | 8.2223 | 9.3078 | 10.3916 | 11.4738
Residential | MW | HVAC | PG&E | Fed Appliance: Residential Room AC | 0 | 1.0184 | 2.7677 | 4.5296 | 6.3044 | 8.0927 | 9.8767 | 11.6569 | 13.4336 | 15.2072 | 16.9779 | 18.746
Residential | GWh | HVAC | PG&E | Fed Appliance: Residential Central AC and Heat Pumps | 0 | 0 | 1.9727 | 3.9599 | 5.9619 | 7.9792 | 10.0121 | 12.0406 | 14.0652 | 16.0862 | 18.1039 | 20.1186
Residential | MW | HVAC | PG&E | Fed Appliance: Residential Central AC and Heat Pumps | 0 | 0 | 3.2128 | 6.4491 | 9.7097 | 12.9951 | 16.3058 | 19.6095 | 22.9068 | 26.1982 | 29.4843 | 32.7655
Residential | GWh | HVAC | PG&E | Future T-20: Air Filter Labeling | 0 | 0 | 0 | 24.2213 | 24.5777 | 24.921 | 25.2418 | 25.5291 | 25.7728 | 25.9668 | 26.1117 | 26.2139
Residential | MW | HVAC | PG&E | Future T-20: Air Filter Labeling | 0 | 0 | 0 | 30.1201 | 30.5633 | 30.9902 | 31.3892 | 31.7465 | 32.0495 | 32.2908 | 32.471 | 32.598
Residential | GWh | HVAC | PG&E | 2005 T-24: Duct improvement | 6.5618 | 7.5545 | 8.6379 | 9.81 | 11.0672 | 12.4043 | 13.7238 | 15.02 | 16.2878 | 17.525 | 18.7328 | 19.9156
Residential | MW | HVAC | PG&E | 2005 T-24: Duct improvement | 9.7906 | 11.2718 | 12.8883 | 14.6371 | 16.5129 | 18.508 | 20.4768 | 22.4108 | 24.3025 | 26.1484 | 27.9505 | 29.7153
Residential | MM Therms | HVAC | PG&E | 2005 T-24: Duct improvement | 1.4621 | 1.6833 | 1.9248 | 2.1859 | 2.4661 | 2.764 | 3.058 | 3.3468 | 3.6294 | 3.905 | 4.1742 | 4.4377
Residential | GWh | HVAC | SDG&E | Fed Appliance: Residential Direct Heating Equipment | -0.0041288 | -0.0099658 | -0.015846 | -0.021771 | -0.027742 | -0.033703 | -0.039655 | -0.045599 | -0.051536 | -0.057469 | -0.063397 | -0.069321
Residential | MM Therms | HVAC | SDG&E | Fed Appliance: Residential Direct Heating Equipment | 0.0033397 | 0.0080611 | 0.012817 | 0.01761 | 0.02244 | 0.027262 | 0.032076 | 0.036884 | 0.041687 | 0.046486 | 0.05128 | 0.056072
Residential | GWh | HVAC | SDG&E | Fed Appliance: Residential Room AC | 0 | 0.1459 | 0.3965 | 0.64891 | 0.90319 | 1.1594 | 1.415 | 1.67 | 1.9245 | 2.1786 | 2.4323 | 2.6856
Residential | MW | HVAC | SDG&E | Fed Appliance: Residential Room AC | 0 | 0.23837 | 0.64781 | 1.0602 | 1.4756 | 1.8942 | 2.3118 | 2.7284 | 3.1443 | 3.5594 | 3.9739 | 4.3877
Residential | GWh | HVAC | SDG&E | Fed Appliance: Residential Central AC and Heat Pumps | 0 | 0 | 0.46174 | 0.92686 | 1.3955 | 1.8676 | 2.3434 | 2.8182 | 3.2921 | 3.7652 | 4.2374 | 4.709
Residential | MW | HVAC | SDG&E | Fed Appliance: Residential Central AC and Heat Pumps | 0 | 0 | 0.752 | 1.5095 | 2.2727 | 3.0417 | 3.8166 | 4.5898 | 5.3616 | 6.132 | 6.9011 | 7.6692
Residential | GWh | HVAC | SDG&E | Future T-20: Air Filter Labeling | 0 | 0 | 0 | 5.6693 | 5.7527 | 5.8331 | 5.9082 | 5.9754 | 6.0324 | 6.0778 | 6.1118 | 6.1357
Residential | MW | HVAC | SDG&E | Future T-20: Air Filter Labeling | 0 | 0 | 0 | 7.05 | 7.1537 | 7.2536 | 7.347 | 7.4306 | 7.5016 | 7.558 | 7.6002 | 7.63
Residential | GWh | HVAC | SDG&E | 2005 T-24: Duct improvement | 1.5359 | 1.7682 | 2.0218 | 2.2961 | 2.5904 | 2.9034 | 3.2122 | 3.5156 | 3.8124 | 4.1019 | 4.3846 | 4.6615
Residential | MW | HVAC | SDG&E | 2005 T-24: Duct improvement | 2.2916 | 2.6383 | 3.0167 | 3.426 | 3.865 | 4.332 | 4.7928 | 5.2455 | 5.6883 | 6.1203 | 6.5422 | 6.9552
Residential | MM Therms | HVAC | SDG&E | 2005 T-24: Duct improvement | 0.16618 | 0.19132 | 0.21876 | 0.24844 | 0.28028 | 0.31414 | 0.34756 | 0.38039 | 0.41249 | 0.44383 | 0.47441 | 0.50437
Residential | GWh | HVAC | SCE | Fed Appliance: Residential Direct Heating Equipment | -0.018194 | -0.043916 | -0.069826 | -0.095935 | -0.12225 | -0.14852 | -0.17475 | -0.20094 | -0.2271 | -0.25325 | -0.27937 | -0.30547
Residential | GWh | HVAC | SCE | Fed Appliance: Residential Room AC | 0 | 0.64293 | 1.7473 | 2.8595 | 3.98 | 5.109 | 6.2352 | 7.3591 | 8.4807 | 9.6004 | 10.7183 | 11.8345
Residential | MW | HVAC | SCE | Fed Appliance: Residential Room AC | 0 | 1.0504 | 2.8547 | 4.6719 | 6.5026 | 8.347 | 10.1871 | 12.0233 | 13.8558 | 15.6852 | 17.5115 | 19.3352
Residential | GWh | HVAC | SCE | Fed Appliance: Residential Central AC and Heat Pumps | 0 | 0 | 2.0347 | 4.0844 | 6.1493 | 8.23 | 10.3268 | 12.4191 | 14.5073 | 16.5918 | 18.6729 | 20.751
Residential | MW | HVAC | SCE | Fed Appliance: Residential Central AC and Heat Pumps | 0 | 0 | 3.3138 | 6.6519 | 10.0149 | 13.4035 | 16.8184 | 20.2259 | 23.6268 | 27.0216 | 30.411 | 33.7954
Residential | GWh | HVAC | SCE | Future T-20: Air Filter Labeling | 0 | 0 | 0 | 24.9826 | 25.3502 | 25.7043 | 26.0352 | 26.3315 | 26.5828 | 26.783 | 26.9325 | 27.0378
Residential | MW | HVAC | SCE | Future T-20: Air Filter Labeling | 0 | 0 | 0 | 31.0668 | 31.5239 | 31.9643 | 32.3758 | 32.7443 | 33.0568 | 33.3057 | 33.4916 | 33.6226
Residential | GWh | HVAC | SCE | 2005 T-24: Duct improvement | 6.768 | 7.7919 | 8.9094 | 10.1183 | 11.415 | 12.7942 | 14.1552 | 15.4921 | 16.7998 | 18.0758 | 19.3216 | 20.5415
Residential | MW | HVAC | SCE | 2005 T-24: Duct improvement | 10.0983 | 11.6261 | 13.2934 | 15.0972 | 17.0319 | 19.0897 | 21.1204 | 23.1152 | 25.0663 | 26.9703 | 28.829 | 30.6493
Residential | MM Therms | HVAC | SCG | Fed Appliance: Residential Direct Heating Equipment | 0.047057 | 0.11358 | 0.18059 | 0.24812 | 0.31618 | 0.38412 | 0.45195 | 0.5197 | 0.58737 | 0.65498 | 0.72254 | 0.79006
Residential | MM Therms | HVAC | SCG | 2005 T-24: Duct improvement | 2.3414 | 2.6957 | 3.0823 | 3.5005 | 3.9491 | 4.4262 | 4.8971 | 5.3596 | 5.812 | 6.2535 | 6.6844 | 7.1065
Residential | GWh | Lighting | PG&E | Fed Appliance: General Service Fluorescent Lamps | 7.1594 | 11.713 | 16.0718 | 20.2811 | 24.3817 | 26.5377 | 26.6157 | 26.6925 | 26.7684 | 26.8436 | 26.9183 | 26.9927
Residential | MW | Lighting | PG&E | Fed Appliance: General Service Fluorescent Lamps | 1.9713 | 3.2251 | 4.4253 | 5.5843 | 6.7134 | 7.3071 | 7.3285 | 7.3497 | 7.3706 | 7.3913 | 7.4119 | 7.4323
Residential | MM Therms | Lighting | PG&E | Fed Appliance: General Service Fluorescent Lamps | -0.030311 | -0.049589 | -0.068043 | -0.085864 | -0.10322 | -0.11235 | -0.11268 | -0.11301 | -0.11333 | -0.11365 | -0.11396 | -0.11428
Residential | GWh | Lighting | PG&E | Fed Appliance: Incandescent Reflector Lamps | 0.60655 | 0.62978 | 0.66225 | 0.7035 | 0.75293 | 0.80094 | 0.84738 | 0.89217 | 0.9353 | 0.97684 | 1.0169 | 1.0557
Residential | MW | Lighting | PG&E | Fed Appliance: Incandescent Reflector Lamps | 0.14538 | 0.15095 | 0.15873 | 0.16862 | 0.18047 | 0.19197 | 0.2031 | 0.21384 | 0.22418 | 0.23413 | 0.24374 | 0.25303
Residential | MM Therms | Lighting | PG&E | Fed Appliance: Incandescent Reflector Lamps | -0.0080834 | -0.008393 | -0.0088258 | -0.0093756 | -0.010034 | -0.010674 | -0.011293 | -0.01189 | -0.012465 | -0.013018 | -0.013552 | -0.014069
Residential | GWh | Lighting | PG&E | Fed Appliance: Fluorescent Ballasts | 0 | 0.32483 | 2.8128 | 5.3195 | 7.8457 | 10.3924 | 12.9346 | 15.4733 | 18.0089 | 20.542 | 23.073 | 25.6023
Residential | MW | Lighting | PG&E | Fed Appliance: Fluorescent Ballasts | 0 | 0.056493 | 0.48918 | 0.92513 | 1.3645 | 1.8074 | 2.2495 | 2.691 | 3.132 | 3.5725 | 4.0127 | 4.4526
Residential | MM Therms | Lighting | PG&E | Fed Appliance: Fluorescent Ballasts | 0 | -0.0044633 | -0.038648 | -0.073091 | -0.1078 | -0.14279 | -0.17773 | -0.21261 | -0.24745 | -0.28225 | -0.31703 | -0.35178
Residential | GWh | Lighting | PG&E | Fed Appliance: General Service Fluorescent Lamps | 0 | 0 | 0 | 0 | 0 | 0.89548 | 1.8652 | 2.8434 | 3.8305 | 4.8266 | 5.8218 | 5.9039
Residential | MW | Lighting | PG&E | Fed Appliance: General Service Fluorescent Lamps | 0 | 0 | 0 | 0 | 0 | 0.14003 | 0.29167 | 0.44465 | 0.599 | 0.75477 | 0.9104 | 0.92323
Residential | MM Therms | Lighting | PG&E | Fed Appliance: General Service Fluorescent Lamps | 0 | 0 | 0 | 0 | 0 | -0.012304 | -0.025628 | -0.03907 | -0.052632 | -0.066318 | -0.079993 | -0.08112
Residential | GWh | Lighting | PG&E | 2005 T-20: Modular Furniture Task Lighting Fixtures | 0.094726 | 0.1048 | 0.11447 | 0.1239 | 0.13322 | 0.14253 | 0.15191 | 0.1614 | 0.17106 | 0.18084 | 0.18103 | 0.18123
Residential | MW | Lighting | PG&E | 2005 T-20: Modular Furniture Task Lighting Fixtures | 0.018965 | 0.020983 | 0.022918 | 0.024806 | 0.026672 | 0.028536 | 0.030413 | 0.032314 | 0.034248 | 0.036204 | 0.036244 | 0.036283
Residential | MM Therms | Lighting | PG&E | 2005 T-20: Modular Furniture Task Lighting Fixtures | -0.00040104 | -0.00044371 | -0.00048465 | -0.00052457 | -0.00056403 | -0.00060345 | -0.00064313 | -0.00068333 | -0.00072422 | -0.0007656 | -0.00076643 | -0.00076725
Residential | GWh | Lighting | PG&E | 2006 T-20: General Service Incandescent Lamps, Tier 2 | 0.49727 | 0.49727 | 0.49727 | 0.49727 | 0.49727 | 0.49727 | 0.49727 | 0.49727 | 0.49727 | 0.49727 | 0.49727 | 0.49727
Residential | MW | Lighting | PG&E | 2006 T-20: General Service Incandescent Lamps, Tier 2 | 0.081623 | 0.081623 | 0.081623 | 0.081623 | 0.081623 | 0.081623 | 0.081623 | 0.081623 | 0.081623 | 0.081623 | 0.081623 | 0.081623
Residential | MM Therms | Lighting | PG&E | 2006 T-20: General Service Incandescent Lamps, Tier 2 | -0.0066271 | -0.0066271 | -0.0066271 | -0.0066271 | -0.0066271 | -0.0066271 | -0.0066271 | -0.0066271 | -0.0066271 | -0.0066271 | -0.0066271 | -0.0066271
Residential | GWh | Lighting | PG&E | 2006 T-20: General Service Incandescent Lamps, Tier 2 | 0.29723 | 0.29723 | 0.29723 | 0.29723 | 0.29723 | 0.29723 | 0.29723 | 0.29723 | 0.29723 | 0.29723 | 0.29723 | 0.29723
Residential | MW | Lighting | PG&E | 2006 T-20: General Service Incandescent Lamps, Tier 2 | 0.048898 | 0.048898 | 0.048898 | 0.048898 | 0.048898 | 0.048898 | 0.048898 | 0.048898 | 0.048898 | 0.048898 | 0.048898 | 0.048898
Residential | MM Therms | Lighting | PG&E | 2006 T-20: General Service Incandescent Lamps, Tier 2 | -0.0039612 | -0.0039612 | -0.0039612 | -0.0039612 | -0.0039612 | -0.0039612 | -0.0039612 | -0.0039612 | -0.0039612 | -0.0039612 | -0.0039612 | -0.0039612
Residential | GWh | Lighting | PG&E | 2006 T-20: General Service Incandescent Lamps, Tier 2 | 0.31223 | 0.47035 | 0.62987 | 0.79086 | 0.95336 | 1.1174 | 1.2831 | 1.4504 | 1.6194 | 1.7901 | 1.9607 | 2.1312
Residential | MW | Lighting | PG&E | 2006 T-20: General Service Incandescent Lamps, Tier 2 | 0.051366 | 0.077379 | 0.10362 | 0.13011 | 0.15684 | 0.18383 | 0.21109 | 0.23861 | 0.26642 | 0.2945 | 0.32256 | 0.35061
Residential | MM Therms | Lighting | PG&E | 2006 T-20: General Service Incandescent Lamps, Tier 2 | -0.0041611 | -0.0062683 | -0.0083943 | -0.01054 | -0.012705 | -0.014892 | -0.0171 | -0.01933 | -0.021582 | -0.023857 | -0.02613 | -0.028402
Residential | GWh | Lighting | PG&E | 2006 T-20: BR, ER and R20 Incandescent Reflector Lamps: Residential | 2.7582 | 2.7582 | 2.7582 | 2.7582 | 2.7582 | 2.7582 | 2.7582 | 2.7582 | 2.7582 | 2.7582 | 2.7582 | 2.7582
Residential | MW | Lighting | PG&E | 2006 T-20: BR, ER and R20 Incandescent Reflector Lamps: Residential | 0.62774 | 0.62774 | 0.62774 | 0.62774 | 0.62774 | 0.62774 | 0.62774 | 0.62774 | 0.62774 | 0.62774 | 0.62774 | 0.62774
Residential | MM Therms | Lighting | PG&E | 2006 T-20: BR, ER and R20 Incandescent Reflector Lamps: Residential | -0.063287 | -0.063287 | -0.063287 | -0.063287 | -0.063287 | -0.063287 | -0.063287 | -0.063287 | -0.063287 | -0.063287 | -0.063287 | -0.063287
Residential | GWh | Lighting | PG&E | 2008 T-20: Portable Lighting Fixtures | 43.9195 | 54.3086 | 64.5885 | 74.8145 | 85.0289 | 95.2619 | 105.5335 | 115.8567 | 126.1835 | 126.3402 | 126.4969 | 126.6535
Residential | MW | Lighting | PG&E | 2008 T-20: Portable Lighting Fixtures | 7.7703 | 9.6084 | 11.4271 | 13.2363 | 15.0435 | 16.8539 | 18.6712 | 20.4976 | 22.3246 | 22.3523 | 22.38 | 22.4077
Residential | MM Therms | Lighting | PG&E | 2008 T-20: Portable Lighting Fixtures | -0.58531 | -0.72377 | -0.86077 | -0.99705 | -1.1332 | -1.2696 | -1.4064 | -1.544 | -1.6816 | -1.6837 | -1.6858 | -1.6879
Residential | GWh | Lighting | PG&E | 2008 T-20: General Purpose Lighting -- 100 watt | 14.8116 | 14.8116 | 14.8116 | 14.8116 | 14.8116 | 14.8116 | 14.8116 | 14.8116 | 14.8116 | 14.8116 | 14.8116 | 14.8116
Residential | MW | Lighting | PG&E | 2008 T-20: General Purpose Lighting -- 100 watt | 2.4333 | 2.4333 | 2.4333 | 2.4333 | 2.4333 | 2.4333 | 2.4333 | 2.4333 | 2.4333 | 2.4333 | 2.4333 | 2.4333
Residential | MM Therms | Lighting | PG&E | 2008 T-20: General Purpose Lighting -- 100 watt | -0.19739 | -0.19739 | -0.19739 | -0.19739 | -0.19739 | -0.19739 | -0.19739 | -0.19739 | -0.19739 | -0.19739 | -0.19739 | -0.19739
Residential | GWh | Lighting | PG&E | 2008 T-20: General Purpose Lighting -- 75 watt | 11.1202 | 11.1202 | 11.1202 | 11.1202 | 11.1202 | 11.1202 | 11.1202 | 11.1202 | 11.1202 | 11.1202 | 11.1202 | 11.1202
Residential | MW | Lighting | PG&E | 2008 T-20: General Purpose Lighting -- 75 watt | 1.8274 | 1.8274 | 1.8274 | 1.8274 | 1.8274 | 1.8274 | 1.8274 | 1.8274 | 1.8274 | 1.8274 | 1.8274 | 1.8274
Residential | MM Therms | Lighting | PG&E | 2008 T-20: General Purpose Lighting -- 75 watt | -0.1482 | -0.1482 | -0.1482 | -0.1482 | -0.1482 | -0.1482 | -0.1482 | -0.1482 | -0.1482 | -0.1482 | -0.1482 | -0.1482
Residential | GWh | Lighting | PG&E | 2008 T-20: General Purpose Lighting -- 60 and 40 watt | 51.0818 | 51.0818 | 51.0818 | 51.0818 | 51.0818 | 51.0818 | 51.0818 | 51.0818 | 51.0818 | 51.0818 | 51.0818 | 51.0818
Residential | MW | Lighting | PG&E | 2008 T-20: General Purpose Lighting -- 60 and 40 watt | 8.3685 | 8.3685 | 8.3685 | 8.3685 | 8.3685 | 8.3685 | 8.3685 | 8.3685 | 8.3685 | 8.3685 | 8.3685 | 8.3685
Residential | MM Therms | Lighting | PG&E | 2008 T-20: General Purpose Lighting -- 60 and 40 watt | -0.68077 | -0.68077 | -0.68077 | -0.68077 | -0.68077 | -0.68077 | -0.68077 | -0.68077 | -0.68077 | -0.68077 | -0.68077 | -0.68077
Residential | GWh | Lighting | PG&E | Future T-20: Dimming Ballasts | 0 | 0 | 0 | 0.94108 | 1.8988 | 2.8732 | 3.8641 | 4.8714 | 5.8952 | 6.9351 | 7.9912 | 9.0631
Residential | MW | Lighting | PG&E | Future T-20: Dimming Ballasts | 0 | 0 | 0 | 0.19998 | 0.4035 | 0.61055 | 0.82112 | 1.0352 | 1.2527 | 1.4737 | 1.6981 | 1.9259
Residential | GWh | Lighting | PG&E | Future T-20: Small Diameter Directional Lamps (Tier 1) | 0 | 0 | 0 | 33.146 | 33.6364 | 34.1203 | 34.597 | 35.0656 | 35.5253 | 35.9755 | 36.4157 | 36.8454
Residential | MW | Lighting | PG&E | Future T-20: Small Diameter Directional Lamps (Tier 1) | 0 | 0 | 0 | 6.3063 | 6.3996 | 6.4917 | 6.5824 | 6.6715 | 6.759 | 6.8446 | 6.9284 | 7.0102
Residential | GWh | Lighting | PG&E | Future T-20: Small Diameter Directional Lamps (Tier 2) | 0 | 0 | 0 | 8.4937 | 16.6855 | 16.8063 | 16.9265 | 17.0471 | 17.1688 | 17.2918 | 17.4164 | 17.5429
Residential | MW | Lighting | PG&E | Future T-20: Small Diameter Directional Lamps (Tier 2) | 0 | 0 | 0 | 1.616 | 3.1746 | 3.1975 | 3.2204 | 3.2434 | 3.2665 | 3.2899 | 3.3136 | 3.3377
Residential | GWh | Lighting | SDG&E | Fed Appliance: General Service Fluorescent Lamps | 1.6757 | 2.7416 | 3.7618 | 4.747 | 5.7068 | 6.2115 | 6.2297 | 6.2477 | 6.2655 | 6.2831 | 6.3006 | 6.318
Residential | MW | Lighting | SDG&E | Fed Appliance: General Service Fluorescent Lamps | 0.46141 | 0.75488 | 1.0358 | 1.3071 | 1.5714 | 1.7103 | 1.7153 | 1.7203 | 1.7252 | 1.73 | 1.7348 | 1.7396
Residential | MM Therms | Lighting | SDG&E | Fed Appliance: General Service Fluorescent Lamps | -0.003445 | -0.0056361 | -0.0077334 | -0.0097589 | -0.011732 | -0.012769 | -0.012807 | -0.012844 | -0.01288 | -0.012917 | -0.012953 | -0.012988
Residential | GWh | Lighting | SDG&E | Fed Appliance: Incandescent Reflector Lamps | 0.14197 | 0.14741 | 0.15501 | 0.16466 | 0.17623 | 0.18747 | 0.19834 | 0.20882 | 0.21892 | 0.22864 | 0.23802 | 0.2471
Residential | MW | Lighting | SDG&E | Fed Appliance: Incandescent Reflector Lamps | 0.034028 | 0.035331 | 0.037153 | 0.039467 | 0.04224 | 0.044933 | 0.047538 | 0.050051 | 0.052471 | 0.054801 | 0.05705 | 0.059225
Residential | MM Therms | Lighting | SDG&E | Fed Appliance: Incandescent Reflector Lamps | -0.00091872 | -0.00095391 | -0.0010031 | -0.0010656 | -0.0011405 | -0.0012132 | -0.0012835 | -0.0013513 | -0.0014167 | -0.0014796 | -0.0015403 | -0.001599
Residential | GWh | Lighting | SDG&E | Fed Appliance: Fluorescent Ballasts | 0 | 0.076031 | 0.65837 | 1.2451 | 1.8364 | 2.4325 | 3.0275 | 3.6217 | 4.2152 | 4.8081 | 5.4005 | 5.9925
Residential | MW | Lighting | SDG&E | Fed Appliance: Fluorescent Ballasts | 0 | 0.013223 | 0.1145 | 0.21654 | 0.31937 | 0.42304 | 0.52652 | 0.62986 | 0.73308 | 0.83619 | 0.93922 | 1.0422
Residential | MM Therms | Lighting | SDG&E | Fed Appliance: Fluorescent Ballasts | 0 | -0.00050728 | -0.0043926 | -0.0083072 | -0.012252 | -0.016229 | -0.020199 | -0.024164 | -0.028123 | -0.032079 | -0.036032 | -0.039982
Residential | GWh | Lighting | SDG&E | Fed Appliance: General Service Fluorescent Lamps | 0 | 0 | 0 | 0 | 0 | 0.2096 | 0.43656 | 0.66554 | 0.89658 | 1.1297 | 1.3627 | 1.3819
Residential | MW | Lighting | SDG&E | Fed Appliance: General Service Fluorescent Lamps | 0 | 0 | 0 | 0 | 0 | 0.032776 | 0.068268 | 0.10408 | 0.1402 | 0.17666 | 0.21309 | 0.21609
Residential | MM Therms | Lighting | SDG&E | Fed Appliance: General Service Fluorescent Lamps | 0 | 0 | 0 | 0 | 0 | -0.0013984 | -0.0029127 | -0.0044404 | -0.0059819 | -0.0075374 | -0.0090917 | -0.0092197
Residential | GWh | Lighting | SDG&E | 2005 T-20: Modular Furniture Task Lighting Fixtures | 0.022172 | 0.024531 | 0.026794 | 0.029001 | 0.031183 | 0.033362 | 0.035556 | 0.037778 | 0.040039 | 0.042327 | 0.042372 | 0.042418
Residential | MW | Lighting | SDG&E | 2005 T-20: Modular Furniture Task Lighting Fixtures | 0.004439 | 0.0049112 | 0.0053643 | 0.0058062 | 0.006243 | 0.0066793 | 0.0071185 | 0.0075635 | 0.0080161 | 0.0084741 | 0.0084832 | 0.0084924
Residential | MM Therms | Lighting | SDG&E | 2005 T-20: Modular Furniture Task Lighting Fixtures | -4.558e-05 | -5.043e-05 | -5.5083e-05 | -5.962e-05 | -6.4105e-05 | -6.8585e-05 | -7.3095e-05 | -7.7664e-05 | -8.2311e-05 | -8.7014e-05 | -8.7108e-05 | -8.7202e-05
Residential | GWh | Lighting | SDG&E | 2006 T-20: General Service Incandescent Lamps, Tier 2 | 0.11639 | 0.11639 | 0.11639 | 0.11639 | 0.11639 | 0.11639 | 0.11639 | 0.11639 | 0.11639 | 0.11639 | 0.11639 | 0.11639
Residential | MW | Lighting | SDG&E | 2006 T-20: General Service Incandescent Lamps, Tier 2 | 0.019105 | 0.019105 | 0.019105 | 0.019105 | 0.019105 | 0.019105 | 0.019105 | 0.019105 | 0.019105 | 0.019105 | 0.019105 | 0.019105
Residential | MM Therms | Lighting | SDG&E | 2006 T-20: General Service Incandescent Lamps, Tier 2 | -0.00075321 | -0.00075321 | -0.00075321 | -0.00075321 | -0.00075321 | -0.00075321 | -0.00075321 | -0.00075321 | -0.00075321 | -0.00075321 | -0.00075321 | -0.00075321
Residential | GWh | Lighting | SDG&E | 2006 T-20: General Service Incandescent Lamps, Tier 2 | 0.06957 | 0.06957 | 0.06957 | 0.06957 | 0.06957 | 0.06957 | 0.06957 | 0.06957 | 0.06957 | 0.06957 | 0.06957 | 0.06957
Residential | MW | Lighting | SDG&E | 2006 T-20: General Service Incandescent Lamps, Tier 2 | 0.011445 | 0.011445 | 0.011445 | 0.011445 | 0.011445 | 0.011445 | 0.011445 | 0.011445 | 0.011445 | 0.011445 | 0.011445 | 0.011445
Residential | MM Therms | Lighting | SDG&E | 2006 T-20: General Service Incandescent Lamps, Tier 2 | -0.00045021 | -0.00045021 | -0.00045021 | -0.00045021 | -0.00045021 | -0.00045021 | -0.00045021 | -0.00045021 | -0.00045021 | -0.00045021 | -0.00045021 | -0.00045021
Residential | GWh | Lighting | SDG&E | 2006 T-20: General Service Incandescent Lamps, Tier 2 | 0.073081 | 0.11009 | 0.14743 | 0.18511 | 0.22314 | 0.26155 | 0.30032 | 0.33949 | 0.37904 | 0.419 | 0.45893 | 0.49883
Residential | MW | Lighting | SDG&E | 2006 T-20: General Service Incandescent Lamps, Tier 2 | 0.012023 | 0.018111 | 0.024254 | 0.030453 | 0.03671 | 0.043028 | 0.049407 | 0.05585 | 0.062358 | 0.068931 | 0.0755 | 0.082064
Residential | MM Therms | Lighting | SDG&E | 2006 T-20: General Service Incandescent Lamps, Tier 2 | -0.00047293 | -0.00071242 | -0.00095405 | -0.0011979 | -0.001444 | -0.0016925 | -0.0019435 | -0.0021969 | -0.0024529 | -0.0027115 | -0.0029698 | -0.003228
Residential | GWh | Lighting | SDG&E | 2006 T-20: BR, ER and R20 Incandescent Reflector Lamps: Residential | 0.6456 | 0.6456 | 0.6456 | 0.6456 | 0.6456 | 0.6456 | 0.6456 | 0.6456 | 0.6456 | 0.6456 | 0.6456 | 0.6456
Residential | MW | Lighting | SDG&E | 2006 T-20: BR, ER and R20 Incandescent Reflector Lamps: Residential | 0.14693 | 0.14693 | 0.14693 | 0.14693 | 0.14693 | 0.14693 | 0.14693 | 0.14693 | 0.14693 | 0.14693 | 0.14693 | 0.14693
Residential | MM Therms | Lighting | SDG&E | 2006 T-20: BR, ER and R20 Incandescent Reflector Lamps: Residential | -0.0071929 | -0.0071929 | -0.0071929 | -0.0071929 | -0.0071929 | -0.0071929 | -0.0071929 | -0.0071929 | -0.0071929 | -0.0071929 | -0.0071929 | -0.0071929
Residential | GWh | Lighting | SDG&E | 2008 T-20: Portable Lighting Fixtures | 10.2799 | 12.7116 | 15.1177 | 17.5112 | 19.902 | 22.2972 | 24.7014 | 27.1176 | 29.5348 | 29.5714 | 29.6081 | 29.6448
Residential | MW | Lighting | SDG&E | 2008 T-20: Portable Lighting Fixtures | 1.8187 | 2.249 | 2.6747 | 3.0981 | 3.5211 | 3.9449 | 4.3702 | 4.7977 | 5.2253 | 5.2318 | 5.2383 | 5.2448
Residential | MM Therms | Lighting | SDG&E | 2008 T-20: Portable Lighting Fixtures | -0.066524 | -0.08226 | -0.097831 | -0.11332 | -0.12879 | -0.14429 | -0.15985 | -0.17549 | -0.19113 | -0.19136 | -0.1916 | -0.19184
Residential | GWh | Lighting | SDG&E | 2008 T-20: General Purpose Lighting -- 100 watt | 3.4668 | 3.4668 | 3.4668 | 3.4668 | 3.4668 | 3.4668 | 3.4668 | 3.4668 | 3.4668 | 3.4668 | 3.4668 | 3.4668
Residential | MW | Lighting | SDG&E | 2008 T-20: General Purpose Lighting -- 100 watt | 0.56953 | 0.56953 | 0.56953 | 0.56953 | 0.56953 | 0.56953 | 0.56953 | 0.56953 | 0.56953 | 0.56953 | 0.56953 | 0.56953
Residential | MM Therms | Lighting | SDG&E | 2008 T-20: General Purpose Lighting -- 100 watt | -0.022435 | -0.022435 | -0.022435 | -0.022435 | -0.022435 | -0.022435 | -0.022435 | -0.022435 | -0.022435 | -0.022435 | -0.022435 | -0.022435
Residential | GWh | Lighting | SDG&E | 2008 T-20: General Purpose Lighting -- 75 watt | 2.6028 | 2.6028 | 2.6028 | 2.6028 | 2.6028 | 2.6028 | 2.6028 | 2.6028 | 2.6028 | 2.6028 | 2.6028 | 2.6028
Residential | MW | Lighting | SDG&E | 2008 T-20: General Purpose Lighting -- 75 watt | 0.42773 | 0.42773 | 0.42773 | 0.42773 | 0.42773 | 0.42773 | 0.42773 | 0.42773 | 0.42773 | 0.42773 | 0.42773 | 0.42773
Residential | MM Therms | Lighting | SDG&E | 2008 T-20: General Purpose Lighting -- 75 watt | -0.016844 | -0.016844 | -0.016844 | -0.016844 | -0.016844 | -0.016844 | -0.016844 | -0.016844 | -0.016844 | -0.016844 | -0.016844 | -0.016844
Residential | GWh | Lighting | SDG&E | 2008 T-20: General Purpose Lighting -- 60 and 40 watt | 11.9563 | 11.9563 | 11.9563 | 11.9563 | 11.9563 | 11.9563 | 11.9563 | 11.9563 | 11.9563 | 11.9563 | 11.9563 | 11.9563
Residential | MW | Lighting | SDG&E | 2008 T-20: General Purpose Lighting -- 60 and 40 watt | 1.9588 | 1.9588 | 1.9588 | 1.9588 | 1.9588 | 1.9588 | 1.9588 | 1.9588 | 1.9588 | 1.9588 | 1.9588 | 1.9588
Residential | MM Therms | Lighting | SDG&E | 2008 T-20: General Purpose Lighting -- 60 and 40 watt | -0.077372 | -0.077372 | -0.077372 | -0.077372 | -0.077372 | -0.077372 | -0.077372 | -0.077372 | -0.077372 | -0.077372 | -0.077372 | -0.077372
Residential | GWh | Lighting | SDG&E | Future T-20: Dimming Ballasts | 0 | 0 | 0 | 0.22027 | 0.44444 | 0.6725 | 0.90443 | 1.1402 | 1.3798 | 1.6233 | 1.8704 | 2.1213
Residential | MW | Lighting | SDG&E | Future T-20: Dimming Ballasts | 0 | 0 | 0 | 0.046807 | 0.094444 | 0.14291 | 0.19219 | 0.2423 | 0.29322 | 0.34494 | 0.39747 | 0.45078
Residential | GWh | Lighting | SDG&E | Future T-20: Small Diameter Directional Lamps (Tier 1) | 0 | 0 | 0 | 7.7582 | 7.873 | 7.9863 | 8.0978 | 8.2075 | 8.3151 | 8.4205 | 8.5235 | 8.6241
Residential | MW | Lighting | SDG&E | Future T-20: Small Diameter Directional Lamps (Tier 1) | 0 | 0 | 0 | 1.4761 | 1.4979 | 1.5195 | 1.5407 | 1.5616 | 1.582 | 1.6021 | 1.6217 | 1.6408
Residential | GWh | Lighting | SDG&E | Future T-20: Small Diameter Directional Lamps (Tier 2) | 0 | 0 | 0 | 1.9881 | 3.9054 | 3.9337 | 3.9618 | 3.9901 | 4.0186 | 4.0474 | 4.0765 | 4.1061
Residential | MW | Lighting | SDG&E | Future T-20: Small Diameter Directional Lamps (Tier 2) | 0 | 0 | 0 | 0.37824 | 0.74304 | 0.74842 | 0.75378 | 0.75915 | 0.76457 | 0.77004 | 0.7756 | 0.78122
Residential | GWh | Lighting | SCE | Fed Appliance: General Service Fluorescent Lamps | 7.3844 | 12.0812 | 16.5769 | 20.9186 | 25.148 | 27.3718 | 27.4523 | 27.5315 | 27.6097 | 27.6873 | 27.7644 | 27.8411
Residential | MW | Lighting | SCE | Fed Appliance: General Service Fluorescent Lamps | 2.0333 | 3.3265 | 4.5644 | 5.7598 | 6.9244 | 7.5367 | 7.5589 | 7.5807 | 7.6022 | 7.6236 | 7.6448 | 7.6659
Residential | GWh | Lighting | SCE | Fed Appliance: Incandescent Reflector Lamps | 0.62561 | 0.64957 | 0.68307 | 0.72561 | 0.7766 | 0.82611 | 0.87401 | 0.92021 | 0.9647 | 1.0075 | 1.0489 | 1.0889
Residential | MW | Lighting | SCE | Fed Appliance: Incandescent Reflector Lamps | 0.14995 | 0.15569 | 0.16372 | 0.17392 | 0.18614 | 0.198 | 0.20948 | 0.22056 | 0.23122 | 0.24149 | 0.2514 | 0.26098
Residential | GWh | Lighting | SCE | Fed Appliance: Fluorescent Ballasts | 0 | 0.33504 | 2.9012 | 5.4867 | 8.0923 | 10.719 | 13.3412 | 15.9596 | 18.5749 | 21.1876 | 23.7982 | 26.407
Residential | MW | Lighting | SCE | Fed Appliance: Fluorescent Ballasts | 0 | 0.058269 | 0.50456 | 0.9542 | 1.4074 | 1.8642 | 2.3202 | 2.7756 | 3.2304 | 3.6848 | 4.1388 | 4.5925
Residential | GWh | Lighting | SCE | Fed Appliance: General Service Fluorescent Lamps | 0 | 0 | 0 | 0 | 0 | 0.92363 | 1.9238 | 2.9328 | 3.9509 | 4.9783 | 6.0048 | 6.0894
Residential | MW | Lighting | SCE | Fed Appliance: General Service Fluorescent Lamps | 0 | 0 | 0 | 0 | 0 | 0.14443 | 0.30084 | 0.45862 | 0.61783 | 0.77849 | 0.93901 | 0.95224
Residential | GWh | Lighting | SCE | 2005 T-20: Modular Furniture Task Lighting Fixtures | 0.097704 | 0.1081 | 0.11807 | 0.1278 | 0.13741 | 0.14701 | 0.15668 | 0.16648 | 0.17644 | 0.18652 | 0.18672 | 0.18692
Residential | MW | Lighting | SCE | 2005 T-20: Modular Furniture Task Lighting Fixtures | 0.019561 | 0.021642 | 0.023639 | 0.025586 | 0.027511 | 0.029433 | 0.031369 | 0.03333 | 0.035324 | 0.037342 | 0.037383 | 0.037423
Residential | GWh | Lighting | SCE | 2006 T-20: General Service Incandescent Lamps, Tier 2 | 0.5129 | 0.5129 | 0.5129 | 0.5129 | 0.5129 | 0.5129 | 0.5129 | 0.5129 | 0.5129 | 0.5129 | 0.5129 | 0.5129
Residential | MW | Lighting | SCE | 2006 T-20: General Service Incandescent Lamps, Tier 2 | 0.084189 | 0.084189 | 0.084189 | 0.084189 | 0.084189 | 0.084189 | 0.084189 | 0.084189 | 0.084189 | 0.084189 | 0.084189 | 0.084189
Residential | GWh | Lighting | SCE | 2006 T-20: General Service Incandescent Lamps, Tier 2 | 0.30657 | 0.30657 | 0.30657 | 0.30657 | 0.30657 | 0.30657 | 0.30657 | 0.30657 | 0.30657 | 0.30657 | 0.30657 | 0.30657
Residential | MW | Lighting | SCE | 2006 T-20: General Service Incandescent Lamps, Tier 2 | 0.050435 | 0.050435 | 0.050435 | 0.050435 | 0.050435 | 0.050435 | 0.050435 | 0.050435 | 0.050435 | 0.050435 | 0.050435 | 0.050435
Residential | GWh | Lighting | SCE | 2006 T-20: General Service Incandescent Lamps, Tier 2 | 0.32204 | 0.48513 | 0.64967 | 0.81572 | 0.98332 | 1.1525 | 1.3234 | 1.496 | 1.6703 | 1.8464 | 2.0223 | 2.1982
Residential | MW | Lighting | SCE | 2006 T-20: General Service Incandescent Lamps, Tier 2 | 0.05298 | 0.079811 | 0.10688 | 0.1342 | 0.16177 | 0.18961 | 0.21772 | 0.24611 | 0.27479 | 0.30376 | 0.3327 | 0.36163
Residential | GWh | Lighting | SCE | 2006 T-20: BR, ER and R20 Incandescent Reflector Lamps: Residential | 2.8449 | 2.8449 | 2.8449 | 2.8449 | 2.8449 | 2.8449 | 2.8449 | 2.8449 | 2.8449 | 2.8449 | 2.8449 | 2.8449
Residential | MW | Lighting | SCE | 2006 T-20: BR, ER and R20 Incandescent Reflector Lamps: Residential | 0.64747 | 0.64747 | 0.64747 | 0.64747 | 0.64747 | 0.64747 | 0.64747 | 0.64747 | 0.64747 | 0.64747 | 0.64747 | 0.64747
Residential | GWh | Lighting | SCE | 2008 T-20: Portable Lighting Fixtures | 45.3 | 56.0155 | 66.6186 | 77.166 | 87.7015 | 98.2561 | 108.8506 | 119.4982 | 130.1496 | 130.3113 | 130.4728 | 130.6343
Residential | MW | Lighting | SCE | 2008 T-20: Portable Lighting Fixtures | 8.0145 | 9.9104 | 11.7863 | 13.6523 | 15.5163 | 17.3836 | 19.258 | 21.1418 | 23.0263 | 23.0549 | 23.0835 | 23.112
Residential | GWh | Lighting | SCE | 2008 T-20: General Purpose Lighting -- 100 watt | 15.2771 | 15.2771 | 15.2771 | 15.2771 | 15.2771 | 15.2771 | 15.2771 | 15.2771 | 15.2771 | 15.2771 | 15.2771 | 15.2771
Residential | MW | Lighting | SCE | 2008 T-20: General Purpose Lighting -- 100 watt | 2.5097 | 2.5097 | 2.5097 | 2.5097 | 2.5097 | 2.5097 | 2.5097 | 2.5097 | 2.5097 | 2.5097 | 2.5097 | 2.5097
Residential | GWh | Lighting | SCE | 2008 T-20: General Purpose Lighting -- 75 watt | 11.4698 | 11.4698 | 11.4698 | 11.4698 | 11.4698 | 11.4698 | 11.4698 | 11.4698 | 11.4698 | 11.4698 | 11.4698 | 11.4698
Residential | MW | Lighting | SCE | 2008 T-20: General Purpose Lighting -- 75 watt | 1.8849 | 1.8849 | 1.8849 | 1.8849 | 1.8849 | 1.8849 | 1.8849 | 1.8849 | 1.8849 | 1.8849 | 1.8849 | 1.8849
Residential | GWh | Lighting | SCE | 2008 T-20: General Purpose Lighting -- 60 and 40 watt | 52.6874 | 52.6874 | 52.6874 | 52.6874 | 52.6874 | 52.6874 | 52.6874 | 52.6874 | 52.6874 | 52.6874 | 52.6874 | 52.6874
Residential | MW | Lighting | SCE | 2008 T-20: General Purpose Lighting -- 60 and 40 watt | 8.6316 | 8.6316 | 8.6316 | 8.6316 | 8.6316 | 8.6316 | 8.6316 | 8.6316 | 8.6316 | 8.6316 | 8.6316 | 8.6316
Residential | GWh | Lighting | SCE | Future T-20: Dimming Ballasts | 0 | 0 | 0 | 0.97065 | 1.9585 | 2.9635 | 3.9855 | 5.0246 | 6.0805 | 7.1531 | 8.2424 | 9.348
Residential | MW | Lighting | SCE | Future T-20: Dimming Ballasts | 0 | 0 | 0 | 0.20626 | 0.41618 | 0.62974 | 0.84693 | 1.0677 | 1.2921 | 1.52 | 1.7515 | 1.9864
Residential | GWh | Lighting | SCE | Future T-20: Small Diameter Directional Lamps (Tier 1) | 0 | 0 | 0 | 34.1878 | 34.6936 | 35.1928 | 35.6844 | 36.1677 | 36.6419 | 37.1062 | 37.5603 | 38.0035
Residential | MW | Lighting | SCE | Future T-20: Small Diameter Directional Lamps (Tier 1) | 0 | 0 | 0 | 6.5045 | 6.6008 | 6.6957 | 6.7893 | 6.8812 | 6.9714 | 7.0598 | 7.1462 | 7.2305
Residential | GWh | Lighting | SCE | Future T-20: Small Diameter Directional Lamps (Tier 2) | 0 | 0 | 0 | 8.7607 | 17.2099 | 17.3345 | 17.4585 | 17.5829 | 17.7084 | 17.8353 | 17.9639 | 18.0943
Residential | MW | Lighting | SCE | Future T-20: Small Diameter Directional Lamps (Tier 2) | 0 | 0 | 0 | 1.6668 | 3.2743 | 3.298 | 3.3216 | 3.3453 | 3.3692 | 3.3933 | 3.4178 | 3.4426
Residential | MM Therms | Lighting | SCG | Fed Appliance: General Service Fluorescent Lamps | -0.048539 | -0.079412 | -0.10896 | -0.1375 | -0.1653 | -0.17992 | -0.18045 | -0.18097 | -0.18148 | -0.18199 | -0.1825 | -0.18301
Residential | MM Therms | Lighting | SCG | Fed Appliance: Incandescent Reflector Lamps | -0.012945 | -0.01344 | -0.014134 | -0.015014 | -0.016069 | -0.017093 | -0.018084 | -0.01904 | -0.019961 | -0.020847 | -0.021703 | -0.02253
Residential | MM Therms | Lighting | SCG | Fed Appliance: Fluorescent Ballasts | 0 | -0.0071475 | -0.061891 | -0.11705 | -0.17263 | -0.22867 | -0.28461 | -0.34047 | -0.39626 | -0.452 | -0.50769 | -0.56334
Residential | MM Therms | Lighting | SCG | Fed Appliance: General Service Fluorescent Lamps | 0 | 0 | 0 | 0 | 0 | -0.019704 | -0.04104 | -0.062566 | -0.084285 | -0.1062 | -0.1281 | -0.12991
Residential | MM Therms | Lighting | SCG | 2005 T-20: Modular Furniture Task Lighting Fixtures | -0.00064223 | -0.00071055 | -0.00077611 | -0.00084004 | -0.00090324 | -0.00096635 | -0.0010299 | -0.0010943 | -0.0011598 | -0.001226 | -0.0012274 | -0.0012287
Residential | MM Therms | Lighting | SCG | 2006 T-20: General Service Incandescent Lamps, Tier 2 | -0.010613 | -0.010613 | -0.010613 | -0.010613 | -0.010613 | -0.010613 | -0.010613 | -0.010613 | -0.010613 | -0.010613 | -0.010613 | -0.010613
Residential | MM Therms | Lighting | SCG | 2006 T-20: General Service Incandescent Lamps, Tier 2 | -0.0063434 | -0.0063434 | -0.0063434 | -0.0063434 | -0.0063434 | -0.0063434 | -0.0063434 | -0.0063434 | -0.0063434 | -0.0063434 | -0.0063434 | -0.0063434
Residential | MM Therms | Lighting | SCG | 2006 T-20: General Service Incandescent Lamps, Tier 2 | -0.0066635 | -0.010038 | -0.013443 | -0.016878 | -0.020346 | -0.023848 | -0.027383 | -0.030954 | -0.034561 | -0.038204 | -0.041845 | -0.045483
Residential | MM Therms | Lighting | SCG | 2006 T-20: BR, ER and R20 Incandescent Reflector Lamps: Residential | -0.10135 | -0.10135 | -0.10135 | -0.10135 | -0.10135 | -0.10135 | -0.10135 | -0.10135 | -0.10135 | -0.10135 | -0.10135 | -0.10135
Residential | MM Therms | Lighting | SCG | 2008 T-20: Portable Lighting Fixtures | -0.93732 | -1.159 | -1.3784 | -1.5967 | -1.8147 | -2.033 | -2.2523 | -2.4726 | -2.693 | -2.6963 | -2.6997 | -2.703
Residential | MM Therms | Lighting | SCG | 2008 T-20: General Purpose Lighting -- 100 watt | -0.3161 | -0.3161 | -0.3161 | -0.3161 | -0.3161 | -0.3161 | -0.3161 | -0.3161 | -0.3161 | -0.3161 | -0.3161 | -0.3161
Residential | MM Therms | Lighting | SCG | 2008 T-20: General Purpose Lighting -- 75 watt | -0.23732 | -0.23732 | -0.23732 | -0.23732 | -0.23732 | -0.23732 | -0.23732 | -0.23732 | -0.23732 | -0.23732 | -0.23732 | -0.23732
Residential | MM Therms | Lighting | SCG | 2008 T-20: General Purpose Lighting -- 60 and 40 watt | -1.0902 | -1.0902 | -1.0902 | -1.0902 | -1.0902 | -1.0902 | -1.0902 | -1.0902 | -1.0902 | -1.0902 | -1.0902 | -1.0902
Residential | MM Therms | SHW | PG&E | Fed Appliance: Residential Gas Fired Water Heaters | 0 | 0 | 0.049989 | 0.12068 | 0.1919 | 0.26366 | 0.33598 | 0.40814 | 0.48016 | 0.55205 | 0.62383 | 0.6955
Residential | GWh | SHW | PG&E | Fed Appliance: Residential Electric Storage Water Heaters | 0 | 0 | 1.0367 | 2.5028 | 3.9798 | 5.468 | 6.9678 | 8.4644 | 9.958 | 11.449 | 12.9376 | 14.4239
Residential | MW | SHW | PG&E | Fed Appliance: Residential Electric Storage Water Heaters | 0 | 0 | 0.13783 | 0.33274 | 0.5291 | 0.72696 | 0.92635 | 1.1253 | 1.3239 | 1.5221 | 1.72 | 1.9176
Residential | GWh | SHW | PG&E | Fed Appliance: Residential Gas Instant Water Heaters | 0 | 0 | -0.039768 | -0.096006 | -0.15266 | -0.20975 | -0.26728 | -0.32469 | -0.38199 | -0.43918 | -0.49628 | -0.5533
Residential | MW | SHW | PG&E | Fed Appliance: Residential Gas Instant Water Heaters | 0 | 0 | -0.0052788 | -0.012744 | -0.020264 | -0.027842 | -0.035479 | -0.043099 | -0.050705 | -0.058296 | -0.065876 | -0.073445
Residential | MM Therms | SHW | PG&E | Fed Appliance: Residential Gas Instant Water Heaters | 0 | 0 | 0.092067 | 0.22226 | 0.35343 | 0.4856 | 0.61879 | 0.75169 | 0.88434 | 1.0167 | 1.1489 | 1.2809
Residential | GWh | SHW | PG&E | Fed Appliance: Residential Oil Fired Water Heaters | 0 | 0 | 0.00047106 | 0.0011372 | 0.0018083 | 0.0024846 | 0.003166 | 0.003846 | 0.0045247 | 0.0052022 | 0.0058786 | 0.0065539
Residential | MW | SHW | PG&E | Fed Appliance: Residential Oil Fired Water Heaters | 0 | 0 | 6.4974e-05 | 0.00015686 | 0.00024942 | 0.0003427 | 0.00043669 | 0.00053049 | 0.0006241 | 0.00071754 | 0.00081084 | 0.00090399
Residential | MM Therms | SHW | PG&E | Fed Appliance: Residential Oil Fired Water Heaters | 0 | 0 | 0.001916 | 0.0046254 | 0.0073551 | 0.010106 | 0.012877 | 0.015643 | 0.018403 | 0.021159 | 0.02391 | 0.026657
Residential | GWh | SHW | PG&E | Future T-20: Faucets (Residential)- Gas Water Heaters | 0 | 0 | 0 | 3.1769 | 6.3016 | 9.3119 | 12.1248 | 14.6439 | 16.7801 | 18.4813 | 19.752 | 20.6477
Residential | MM Therms | SHW | PG&E | Future T-20: Faucets (Residential)- Gas Water Heaters | 0 | 0 | 0 | 2.4455 | 4.8507 | 7.1679 | 9.3332 | 11.2723 | 12.9167 | 14.2262 | 15.2044 | 15.8939
Residential | GWh | SHW | PG&E | Future T-20: Faucets (Residential)- Electric Water Heaters | 0 | 0 | 0 | 3.1143 | 6.1773 | 9.1283 | 11.8858 | 14.3551 | 16.4492 | 18.117 | 19.3626 | 20.2406
Residential | MM Therms | SHW | PG&E | 2005 T-24: Multifamily Water Heating | 0.36525 | 0.38516 | 0.399 | 0.4062 | 0.4062 | 0.4062 | 0.4062 | 0.4062 | 0.4062 | 0.4062 | 0.4062 | 0.4062
Residential | MM Therms | SHW | PG&E | 2008 T-24: MF Water heating control | 0.016615 | 0.016615 | 0.016615 | 0.016615 | 0.016615 | 0.016615 | 0.016615 | 0.016615 | 0.016615 | 0.016615 | 0.016615 | 0.016615
Residential | MM Therms | SHW | SDG&E | Fed Appliance: Residential Gas Fired Water Heaters | 0 | 0 | 0.0056814 | 0.013716 | 0.02181 | 0.029966 | 0.038185 | 0.046387 | 0.054572 | 0.062743 | 0.070901 | 0.079047
Residential | GWh | SHW | SDG&E | Fed Appliance: Residential Electric Storage Water Heaters | 0 | 0 | 0.24265 | 0.5858 | 0.93151 | 1.2799 | 1.6309 | 1.9812 | 2.3308 | 2.6798 | 3.0282 | 3.3761
Residential | MW | SHW | SDG&E | Fed Appliance: Residential Electric Storage Water Heaters | 0 | 0 | 0.03226 | 0.077881 | 0.12384 | 0.17015 | 0.21682 | 0.26339 | 0.30987 | 0.35627 | 0.40259 | 0.44885
Residential | GWh | SHW | SDG&E | Fed Appliance: Residential Gas Instant Water Heaters | 0 | 0 | -0.0093082 | -0.022471 | -0.035733 | -0.049095 | -0.062561 | -0.075998 | -0.089409 | -0.1028 | -0.11616 | -0.12951
Residential | MW | SHW | SDG&E | Fed Appliance: Residential Gas Instant Water Heaters | 0 | 0 | -0.0012356 | -0.0029828 | -0.0047431 | -0.0065168 | -0.0083043 | -0.010088 | -0.011868 | -0.013645 | -0.015419 | -0.017191
Residential | MM Therms | SHW | SDG&E | Fed Appliance: Residential Gas Instant Water Heaters | 0 | 0 | 0.010464 | 0.025261 | 0.040169 | 0.055191 | 0.070328 | 0.085434 | 0.10051 | 0.11556 | 0.13058 | 0.14559
Residential | GWh | SHW | SDG&E | Fed Appliance: Residential Oil Fired Water Heaters | 0 | 0 | 0.00011026 | 0.00026618 | 0.00042326 | 0.00058154 | 0.00074105 | 0.00090021 | 0.0010591 | 0.0012176 | 0.0013759 | 0.001534
Residential | MW | SHW | SDG&E | Fed Appliance: Residential Oil Fired Water Heaters | 0 | 0 | 1.5208e-05 | 3.6714e-05 | 5.8381e-05 | 8.0213e-05 | 0.00010221 | 0.00012417 | 0.00014608 | 0.00016795 | 0.00018979 | 0.00021159
Residential | MM Therms | SHW | SDG&E | Fed Appliance: Residential Oil Fired Water Heaters | 0 | 0 | 0.00021776 | 0.0005257 | 0.00083594 | 0.0011485 | 0.0014636 | 0.0017779 | 0.0020916 | 0.0024048 | 0.0027175 | 0.0030297
Residential | GWh | SHW | SDG&E | Future T-20: Faucets (Residential)- Gas Water Heaters | 0 | 0 | 0 | 0.7436 | 1.475 | 2.1796 | 2.838 | 3.4276 | 3.9276 | 4.3258 | 4.6232 | 4.8329
Residential | MM Therms | SHW | SDG&E | Future T-20: Faucets (Residential)- Gas Water Heaters | 0 | 0 | 0 | 0.27794 | 0.55131 | 0.81467 | 1.0608 | 1.2812 | 1.468 | 1.6169 | 1.7281 | 1.8064
Residential | GWh | SHW | SDG&E | Future T-20: Faucets (Residential)- Electric Water Heaters | 0 | 0 | 0 | 0.72894 | 1.4459 | 2.1366 | 2.782 | 3.36 | 3.8501 | 4.2405 | 4.5321 | 4.7376
Residential | MM Therms | SHW | SDG&E | 2005 T-24: Multifamily Water Heating | 0.041513 | 0.043775 | 0.045348 | 0.046167 | 0.046167 | 0.046167 | 0.046167 | 0.046167 | 0.046167 | 0.046167 | 0.046167 | 0.046167
Residential | MM Therms | SHW | SDG&E | 2008 T-24: MF Water heating control | 0.0018884 | 0.0018884 | 0.0018884 | 0.0018884 | 0.0018884 | 0.0018884 | 0.0018884 | 0.0018884 | 0.0018884 | 0.0018884 | 0.0018884 | 0.0018884
Residential | GWh | SHW | SCE | Fed Appliance: Residential Electric Storage Water Heaters | 0 | 0 | 1.0693 | 2.5814 | 4.1049 | 5.6399 | 7.1868 | 8.7304 | 10.271 | 11.8088 | 13.3442 | 14.8773
Residential | MW | SHW | SCE | Fed Appliance: Residential Electric Storage Water Heaters | 0 | 0 | 0.14216 | 0.3432 | 0.54573 | 0.74981 | 0.95547 | 1.1607 | 1.3655 | 1.57 | 1.7741 | 1.9779
Residential | GWh | SHW | SCE | Fed Appliance: Residential Gas Instant Water Heaters | 0 | 0 | -0.041018 | -0.099023 | -0.15746 | -0.21635 | -0.27569 | -0.3349 | -0.39399 | -0.45299 | -0.51188 | -0.57069
Residential | MW | SHW | SCE | Fed Appliance: Residential Gas Instant Water Heaters | 0 | 0 | -0.0054447 | -0.013144 | -0.020901 | -0.028717 | -0.036594 | -0.044454 | -0.052298 | -0.060129 | -0.067947 | -0.075753
Residential | GWh | SHW | SCE | Fed Appliance: Residential Oil Fired Water Heaters | 0 | 0 | 0.00048587 | 0.0011729 | 0.0018652 | 0.0025627 | 0.0032655 | 0.0039669 | 0.0046669 | 0.0053657 | 0.0060633 | 0.0067599
Residential | MW | SHW | SCE | Fed Appliance: Residential Oil Fired Water Heaters | 0 | 0 | 6.7016e-05 | 0.00016179 | 0.00025726 | 0.00035347 | 0.00045042 | 0.00054716 | 0.00064371 | 0.0007401 | 0.00083632 | 0.00093241
Residential | GWh | SHW | SCE | Future T-20: Faucets (Residential)- Gas Water Heaters | 0 | 0 | 0 | 3.2768 | 6.4996 | 9.6046 | 12.5059 | 15.1041 | 17.3075 | 19.0622 | 20.3729 | 21.2967
Residential | GWh | SHW | SCE | Future T-20: Faucets (Residential)- Electric Water Heaters | 0 | 0 | 0 | 3.2122 | 6.3715 | 9.4152 | 12.2593 | 14.8063 | 16.9663 | 18.6864 | 19.9712 | 20.8768
Residential | MM Therms | SHW | SCG | Fed Appliance: Residential Gas Fired Water Heaters | 0 | 0 | 0.080051 | 0.19325 | 0.3073 | 0.42222 | 0.53803 | 0.65359 | 0.76892 | 0.88405 | 0.99899 | 1.1138
Residential | MM Therms | SHW | SCG | Fed Appliance: Residential Gas Instant Water Heaters | 0 | 0 | 0.14744 | 0.35593 | 0.56598 | 0.77763 | 0.99092 | 1.2038 | 1.4162 | 1.6282 | 1.8399 | 2.0513
Residential | MM Therms | SHW | SCG | Fed Appliance: Residential Oil Fired Water Heaters | 0 | 0 | 0.0030682 | 0.007407 | 0.011778 | 0.016183 | 0.020622 | 0.025051 | 0.029471 | 0.033884 | 0.038289 | 0.042688
Residential | MM Therms | SHW | SCG | Future T-20: Faucets (Residential)- Gas Water Heaters | 0 | 0 | 0 | 3.9162 | 7.7679 | 11.4787 | 14.9461 | 18.0513 | 20.6846 | 22.7818 | 24.3482 | 25.4523
Residential | MM Therms | SHW | SCG | 2005 T-24: Multifamily Water Heating | 0.58491 | 0.61679 | 0.63895 | 0.65049 | 0.65049 | 0.65049 | 0.65049 | 0.65049 | 0.65049 | 0.65049 | 0.65049 | 0.65049
Residential | MM Therms | SHW | SCG | 2008 T-24: MF Water heating control | 0.026608 | 0.026608 | 0.026608 | 0.026608 | 0.026608 | 0.026608 | 0.026608 | 0.026608 | 0.026608 | 0.026608 | 0.026608 | 0.026608
Residential | GWh | WholeBlg | PG&E | 2005 T-24: Composite for Remainder - Res | 0.9845 | 1.0322 | 1.064 | 1.0798 | 1.0798 | 1.0798 | 1.0798 | 1.0798 | 1.0798 | 1.0798 | 1.0798 | 1.0798
Residential | MW | WholeBlg | PG&E | 2005 T-24: Composite for Remainder - Res | 1.3832 | 1.4502 | 1.4948 | 1.5172 | 1.5172 | 1.5172 | 1.5172 | 1.5172 | 1.5172 | 1.5172 | 1.5172 | 1.5172
Residential | MM Therms | WholeBlg | PG&E | 2005 T-24: Composite for Remainder - Res | 0.33164 | 0.3477 | 0.35841 | 0.36376 | 0.36376 | 0.36376 | 0.36376 | 0.36376 | 0.36376 | 0.36376 | 0.36376 | 0.36376
Residential | GWh | WholeBlg | PG&E | 2005 T-24: Whole Building - Res New Construction (Electric) | 109.0565 | 122.3101 | 135.5227 | 148.6942 | 161.8246 | 174.914 | 187.9638 | 200.9725 | 213.9404 | 226.8675 | 239.7539 | 252.5996
Residential | MW | WholeBlg | PG&E | 2005 T-24: Whole Building - Res New Construction (Electric) | 6.4827 | 7.2705 | 8.0559 | 8.8389 | 9.6194 | 10.3975 | 11.1732 | 11.9465 | 12.7173 | 13.4858 | 14.2518 | 15.0154
Residential | MM Therms | WholeBlg | PG&E | 2005 T-24: Whole Building - Res New Construction (Gas) | 3.7766 | 4.2376 | 4.698 | 5.1578 | 5.6171 | 6.0759 | 6.534 | 6.9916 | 7.4487 | 7.9051 | 8.3611 | 8.8164
Residential | GWh | WholeBlg | PG&E | 2013 T-24 - Single family NC | 0 | 1.6945 | 5.5817 | 10.3676 | 16.4217 | 23.7447 | 32.0755 | 40.7412 | 49.4945 | 58.1895 | 66.8563 | 75.4334
Residential | MW | WholeBlg | PG&E | 2013 T-24 - Single family NC | 0 | 2.2438 | 7.3913 | 13.7288 | 21.7457 | 31.4428 | 42.4744 | 53.9496 | 65.5407 | 77.0546 | 88.5311 | 99.889
Residential | MM Therms | WholeBlg | PG&E | 2013 T-24 - Single family NC | 0 | 0.067897 | 0.22366 | 0.41543 | 0.65802 | 0.95145 | 1.2853 | 1.6325 | 1.9832 | 2.3316 | 2.6789 | 3.0226
Residential | GWh | WholeBlg | PG&E | 2013 T-24 - Multi-family NC | 0 | 0.45101 | 1.8603 | 3.3137 | 4.8146 | 6.3363 | 7.8853 | 9.4104 | 10.9191 | 12.4025 | 13.8811 | 15.3444
Residential | MW | WholeBlg | PG&E | 2013 T-24 - Multi-family NC | 0 | 0.45866 | 1.8918 | 3.3698 | 4.8962 | 6.4436 | 8.019 | 9.5699 | 11.1041 | 12.6127 | 14.1164 | 15.6045
Residential | MM Therms | WholeBlg | PG&E | 2013 T-24 - Multi-family NC | 0 | 0.015888 | 0.065531 | 0.11673 | 0.1696 | 0.2232 | 0.27777 | 0.3315 | 0.38464 | 0.4369 | 0.48898 | 0.54053
Residential | GWh | WholeBlg | PG&E | 2016 T-24 - Single family NC | 0 | 0 | 0 | 0 | 3.169 | 10.7002 | 19.1641 | 28.0928 | 37.2341 | 46.4411 | 55.5041 | 64.3784
Residential | MW | WholeBlg | PG&E | 2016 T-24 - Single family NC | 0 | 0 | 0 | 0 | 4.1964 | 14.1692 | 25.3771 | 37.2005 | 49.3054 | 61.4974 | 73.4986 | 85.25
Residential | MM Therms | WholeBlg | PG&E | 2016 T-24 - Single family NC | 0 | 0 | 0 | 0 | 0.12698 | 0.42875 | 0.7679 | 1.1257 | 1.492 | 1.8609 | 2.224 | 2.5796
Residential | GWh | WholeBlg | PG&E | 2016 T-24 - Multi-family NC | 0 | 0 | 0 | 0 | 0.52092 | 2.0858 | 3.6596 | 5.2311 | 6.8065 | 8.3773 | 9.9236 | 11.4376
Residential | MW | WholeBlg | PG&E | 2016 T-24 - Multi-family NC | 0 | 0 | 0 | 0 | 0.52975 | 2.1212 | 3.7217 | 5.3197 | 6.9219 | 8.5193 | 10.0918 | 11.6314
Residential | MM Therms | WholeBlg | PG&E | 2016 T-24 - Multi-family NC | 0 | 0 | 0 | 0 | 0.01835 | 0.073476 | 0.12892 | 0.18427 | 0.23977 | 0.2951 | 0.34957 | 0.40291
Residential | GWh | WholeBlg | SDG&E | 2005 T-24: Composite for Remainder - Res | 0.23043 | 0.24159 | 0.24903 | 0.25275 | 0.25275 | 0.25275 | 0.25275 | 0.25275 | 0.25275 | 0.25275 | 0.25275 | 0.25275
Residential | MW | WholeBlg | SDG&E | 2005 T-24: Composite for Remainder - Res | 0.32376 | 0.33943 | 0.34989 | 0.35511 | 0.35511 | 0.35511 | 0.35511 | 0.35511 | 0.35511 | 0.35511 | 0.35511 | 0.35511
Residential | MM Therms | WholeBlg | SDG&E | 2005 T-24: Composite for Remainder - Res | 0.037693 | 0.039518 | 0.040735 | 0.041343 | 0.041343 | 0.041343 | 0.041343 | 0.041343 | 0.041343 | 0.041343 | 0.041343 | 0.041343
Residential | GWh | WholeBlg | SDG&E | 2005 T-24: Whole Building - Res New Construction (Electric) | 25.526 | 28.6281 | 31.7207 | 34.8037 | 37.877 | 40.9407 | 43.9952 | 47.04 | 50.0753 | 53.1011 | 56.1173 | 59.124
Residential | MW | WholeBlg | SDG&E | 2005 T-24: Whole Building - Res New Construction (Electric) | 1.5174 | 1.7018 | 1.8856 | 2.0688 | 2.2515 | 2.4337 | 2.6152 | 2.7962 | 2.9766 | 3.1565 | 3.3358 | 3.5145
Residential | MM Therms | WholeBlg | SDG&E | 2005 T-24: Whole Building - Res New Construction (Gas) | 0.42923 | 0.48162 | 0.53395 | 0.58622 | 0.63841 | 0.69055 | 0.74262 | 0.79463 | 0.84658 | 0.89846 | 0.95028 | 1.002
Residential | GWh | WholeBlg | SDG&E | 2013 T-24 - Single family NC | 0 | 0.39661 | 1.3065 | 2.4267 | 3.8437 | 5.5577 | 7.5077 | 9.536 | 11.5848 | 13.62 | 15.6485 | 17.6561
Residential | MW | WholeBlg | SDG&E | 2013 T-24 - Single family NC | 0 | 0.52519 | 1.73 | 3.2134 | 5.0898 | 7.3596 | 9.9416 | 12.6275 | 15.3406 | 18.0356 | 20.7218 | 23.3802
Residential | MM Therms | WholeBlg | SDG&E | 2013 T-24 - Single family NC | 0 | 0.0077169 | 0.02542 | 0.047215 | 0.074787 | 0.10814 | 0.14608 | 0.18554 | 0.2254 | 0.265 | 0.30447 | 0.34353
Residential | GWh | WholeBlg | SDG&E | 2013 T-24 - Multi-family NC | 0 | 0.10556 | 0.43542 | 0.77561 | 1.1269 | 1.4831 | 1.8457 | 2.2026 | 2.5557 | 2.903 | 3.249 | 3.5916
Residential | MW | WholeBlg | SDG&E | 2013 T-24 - Multi-family NC | 0 | 0.10735 | 0.4428 | 0.78875 | 1.146 | 1.5082 | 1.8769 | 2.24 | 2.5991 | 2.9522 | 3.3041 | 3.6524
Residential | MM Therms | WholeBlg | SDG&E | 2013 T-24 - Multi-family NC | 0 | 0.0018057 | 0.007448 | 0.013267 | 0.019276 | 0.025368 | 0.03157 | 0.037676 | 0.043716 | 0.049655 | 0.055575 | 0.061434
Residential | GWh | WholeBlg | SDG&E | 2016 T-24 - Single family NC | 0 | 0 | 0 | 0 | 0.74175 | 2.5045 | 4.4856 | 6.5754 | 8.7151 | 10.8701 | 12.9914 | 15.0685
Residential | MW | WholeBlg | SDG&E | 2016 T-24 - Single family NC | 0 | 0 | 0 | 0 | 0.98222 | 3.3165 | 5.9398 | 8.7072 | 11.5405 | 14.3942 | 17.2032 | 19.9538
Residential | MM Therms | WholeBlg | SDG&E | 2016 T-24 - Single family NC | 0 | 0 | 0 | 0 | 0.014432 | 0.04873 | 0.087276 | 0.12794 | 0.16957 | 0.2115 | 0.25277 | 0.29319
Residential | GWh | WholeBlg | SDG&E | 2016 T-24 - Multi-family NC | 0 | 0 | 0 | 0 | 0.12193 | 0.48821 | 0.85658 | 1.2244 | 1.5932 | 1.9608 | 2.3227 | 2.6771
Residential | MW | WholeBlg | SDG&E | 2016 T-24 - Multi-family NC | 0 | 0 | 0 | 0 | 0.12399 | 0.49649 | 0.8711 | 1.2451 | 1.6202 | 1.9941 | 2.3621 | 2.7225
Residential | MM Therms | WholeBlg | SDG&E | 2016 T-24 - Multi-family NC | 0 | 0 | 0 | 0 | 0.0020856 | 0.008351 | 0.014652 | 0.020943 | 0.027251 | 0.03354 | 0.039731 | 0.045792
Residential | GWh | WholeBlg | SCE | 2005 T-24: Composite for Remainder - Res | 1.0154 | 1.0646 | 1.0974 | 1.1138 | 1.1138 | 1.1138 | 1.1138 | 1.1138 | 1.1138 | 1.1138 | 1.1138 | 1.1138
Residential | MW | WholeBlg | SCE | 2005 T-24: Composite for Remainder - Res | 1.4267 | 1.4958 | 1.5418 | 1.5649 | 1.5649 | 1.5649 | 1.5649 | 1.5649 | 1.5649 | 1.5649 | 1.5649 | 1.5649
Residential | GWh | WholeBlg | SCE | 2005 T-24: Whole Building - Res New Construction (Electric) | 112.4843 | 126.1545 | 139.7823 | 153.3678 | 166.911 | 180.4118 | 193.8717 | 207.2893 | 220.6648 | 233.9982 | 247.2897 | 260.5391
Residential | MW | WholeBlg | SCE | 2005 T-24: Whole Building - Res New Construction (Electric) | 6.6864 | 7.4991 | 8.3091 | 9.1167 | 9.9218 | 10.7243 | 11.5244 | 12.322 | 13.1171 | 13.9096 | 14.6997 | 15.4873
Residential | GWh | WholeBlg | SCE | 2013 T-24 - Single family NC | 0 | 1.7477 | 5.7571 | 10.6934 | 16.9379 | 24.491 | 33.0837 | 42.0218 | 51.0502 | 60.0185 | 68.9576 | 77.8044
Residential | MW | WholeBlg | SCE | 2013 T-24 - Single family NC | 0 | 2.3143 | 7.6236 | 14.1603 | 22.4292 | 32.4311 | 43.8094 | 55.6453 | 67.6007 | 79.4765 | 91.3138 | 103.0287
Residential | GWh | WholeBlg | SCE | 2013 T-24 - Multi-family NC | 0 | 0.46519 | 1.9188 | 3.4178 | 4.9659 | 6.5354 | 8.1332 | 9.7062 | 11.2623 | 12.7923 | 14.3174 | 15.8267
Residential | MW | WholeBlg | SCE | 2013 T-24 - Multi-family NC | 0 | 0.47307 | 1.9513 | 3.4758 | 5.0501 | 6.6462 | 8.271 | 9.8707 | 11.4531 | 13.0091 | 14.5601 | 16.095
Residential | GWh | WholeBlg | SCE | 2016 T-24 - Single family NC | 0 | 0 | 0 | 0 | 3.2686 | 11.0365 | 19.7665 | 28.9758 | 38.4044 | 47.9008 | 57.2486 | 66.4019
Residential | MW | WholeBlg | SCE | 2016 T-24 - Single family NC | 0 | 0 | 0 | 0 | 4.3283 | 14.6146 | 26.1748 | 38.3697 | 50.8551 | 63.4303 | 75.8087 | 87.9295
Residential | GWh | WholeBlg | SCE | 2016 T-24 - Multi-family NC | 0 | 0 | 0 | 0 | 0.53729 | 2.1514 | 3.7747 | 5.3955 | 7.0205 | 8.6407 | 10.2355 | 11.7971
Residential | MW | WholeBlg | SCE | 2016 T-24 - Multi-family NC | 0 | 0 | 0 | 0 | 0.5464 | 2.1879 | 3.8387 | 5.4869 | 7.1395 | 8.7871 | 10.4089 | 11.997
Residential | MM Therms | WholeBlg | SCG | 2005 T-24: Composite for Remainder - Res | 0.53109 | 0.5568 | 0.57395 | 0.58252 | 0.58252 | 0.58252 | 0.58252 | 0.58252 | 0.58252 | 0.58252 | 0.58252 | 0.58252
Residential | MM Therms | WholeBlg | SCG | 2005 T-24: Whole Building - Res New Construction (Gas) | 6.0479 | 6.786 | 7.5233 | 8.2597 | 8.9952 | 9.7298 | 10.4635 | 11.1963 | 11.9282 | 12.6592 | 13.3893 | 14.1185
Residential | MM Therms | WholeBlg | SCG | 2013 T-24 - Single family NC | 0 | 0.10873 | 0.35816 | 0.66526 | 1.0537 | 1.5236 | 2.0582 | 2.6143 | 3.1759 | 3.7339 | 4.29 | 4.8404
Residential | MM Therms | WholeBlg | SCG | 2013 T-24 - Multi-family NC | 0 | 0.025442 | 0.10494 | 0.18693 | 0.2716 | 0.35744 | 0.44482 | 0.53085 | 0.61596 | 0.69964 | 0.78305 | 0.8656
Residential | MM Therms | WholeBlg | SCG | 2016 T-24 - Single family NC | 0 | 0 | 0 | 0 | 0.20335 | 0.6866 | 1.2297 | 1.8026 | 2.3892 | 2.98 | 3.5616 | 4.131
Residential | MM Therms | WholeBlg | SCG | 2016 T-24 - Multi-family NC | 0 | 0 | 0 | 0 | 0.029386 | 0.11766 | 0.20645 | 0.29509 | 0.38397 | 0.47258 | 0.5598 | 0.64521
Commercial | GWh | AppPlug | PG&E | Fed Appliance: Commercial Clothes Washers | 0.02647 | 0.053505 | 0.080675 | 0.10803 | 0.13561 | 0.16316 | 0.19069 | 0.21821 | 0.24572 | 0.27322 | 0.30073 | 0.30172
Commercial | MW | AppPlug | PG&E | Fed Appliance: Commercial Clothes Washers | 0.0042017 | 0.0084929 | 0.012806 | 0.017148 | 0.021526 | 0.025899 | 0.030268 | 0.034636 | 0.039003 | 0.043369 | 0.047734 | 0.047892
Commercial | MM Therms | AppPlug | PG&E | Fed Appliance: Commercial Clothes Washers | 0.0043663 | 0.0088257 | 0.013307 | 0.01782 | 0.022369 | 0.026913 | 0.031454 | 0.035993 | 0.040531 | 0.045068 | 0.049605 | 0.049768
Commercial | GWh | AppPlug | PG&E | Fed Appliance: External Power Supplies | 0 | 0 | 0 | 0.36641 | 0.77708 | 1.1884 | 1.6014 | 1.9308 | 1.9371 | 1.9433 | 1.9495 | 1.9556
Commercial | MW | AppPlug | PG&E | Fed Appliance: External Power Supplies | 0 | 0 | 0 | 0.043122 | 0.091452 | 0.13986 | 0.18847 | 0.22723 | 0.22796 | 0.22869 | 0.22942 | 0.23015
Commercial | MM Therms | AppPlug | PG&E | Fed Appliance: External Power Supplies | 0 | 0 | 0 | -0.0051124 | -0.010842 | -0.016581 | -0.022344 | -0.02694 | -0.027027 | -0.027113 | -0.0272 | -0.027286
Commercial | GWh | AppPlug | PG&E | 2005 T-20: Refrigerated Beverage Vending Machines | 1.0209 | 1.0209 | 1.0209 | 1.0209 | 1.0209 | 1.0209 | 1.0209 | 1.0209 | 1.0209 | 1.0209 | 1.0209 | 1.0209
Commercial | MW | AppPlug | PG&E | 2005 T-20: Refrigerated Beverage Vending Machines | 0.15354 | 0.15354 | 0.15354 | 0.15354 | 0.15354 | 0.15354 | 0.15354 | 0.15354 | 0.15354 | 0.15354 | 0.15354 | 0.15354
Commercial | MM Therms | AppPlug | PG&E | 2005 T-20: Refrigerated Beverage Vending Machines | -0.011884 | -0.011884 | -0.011884 | -0.011884 | -0.011884 | -0.011884 | -0.011884 | -0.011884 | -0.011884 | -0.011884 | -0.011884 | -0.011884
Commercial | GWh | AppPlug | PG&E | 2005 T-20: External Power Supplies, Tier 1 | 35.6978 | 35.7533 | 35.8068 | 35.8588 | 35.9098 | 35.9601 | 36.01 | 36.0595 | 36.1088 | 36.1579 | 36.207 | 36.2559
Commercial | MW | AppPlug | PG&E | 2005 T-20: External Power Supplies, Tier 1 | 5.0977 | 5.1056 | 5.1133 | 5.1207 | 5.128 | 5.1352 | 5.1423 | 5.1494 | 5.1564 | 5.1634 | 5.1704 | 5.1774
Commercial | MM Therms | AppPlug | PG&E | 2005 T-20: External Power Supplies, Tier 1 | -0.81128 | -0.81254 | -0.81376 | -0.81494 | -0.8161 | -0.81724 | -0.81837 | -0.8195 | -0.82062 | -0.82174 | -0.82285 | -0.82396
Commercial | GWh | AppPlug | PG&E | 2005 T-20: External Power Supplies, Tier 2 | 6.9109 | 8.0014 | 8.5382 | 8.554 | 8.5695 | 8.585 | 8.6003 | 8.6157 | 8.631 | 8.6463 | 8.6616 | 8.6768
Commercial | MW | AppPlug | PG&E | 2005 T-20: External Power Supplies, Tier 2 | 0.98089 | 1.1357 | 1.2119 | 1.2141 | 1.2163 | 1.2185 | 1.2207 | 1.2229 | 1.225 | 1.2272 | 1.2294 | 1.2315
Commercial | MM Therms | AppPlug | PG&E | 2005 T-20: External Power Supplies, Tier 2 | -0.15706 | -0.18184 | -0.19404 | -0.1944 | -0.19475 | -0.1951 | -0.19545 | -0.1958 | -0.19615 | -0.1965 | -0.19685 | -0.19719
Commercial | GWh | AppPlug | PG&E | 2005 T-20: Consumer Electronics - Audio Players | 2.2001 | 2.2029 | 2.2057 | 2.2084 | 2.211 | 2.2137 | 2.2164 | 2.219 | 2.2216 | 2.2243 | 2.2269 | 2.2296
Commercial | MW | AppPlug | PG&E | 2005 T-20: Consumer Electronics - Audio Players | 0.3172 | 0.3176 | 0.318 | 0.31839 | 0.31877 | 0.31915 | 0.31954 | 0.31992 | 0.3203 | 0.32068 | 0.32106 | 0.32144
Commercial | MM Therms | AppPlug | PG&E | 2005 T-20: Consumer Electronics - Audio Players | -0.050482 | -0.050546 | -0.050609 | -0.050671 | -0.050732 | -0.050793 | -0.050854 | -0.050915 | -0.050975 | -0.051036 | -0.051096 | -0.051157
Commercial | GWh | AppPlug | PG&E | 2005 T-20: Consumer Electronics - TVs | 3.9221 | 3.9221 | 3.9221 | 3.9221 | 3.9221 | 3.9221 | 3.9221 | 3.9221 | 3.9221 | 3.9221 | 3.9221 | 3.9221
Commercial | MW | AppPlug | PG&E | 2005 T-20: Consumer Electronics - TVs | 0.56915 | 0.56915 | 0.56915 | 0.56915 | 0.56915 | 0.56915 | 0.56915 | 0.56915 | 0.56915 | 0.56915 | 0.56915 | 0.56915
Commercial | MM Therms | AppPlug | PG&E | 2005 T-20: Consumer Electronics - TVs | -0.089993 | -0.089993 | -0.089993 | -0.089993 | -0.089993 | -0.089993 | -0.089993 | -0.089993 | -0.089993 | -0.089993 | -0.089993 | -0.089993
Commercial | GWh | AppPlug | PG&E | 2005 T-20: Consumer Electronics - DVDs | 0.22212 | 0.22255 | 0.22303 | 0.22356 | 0.22413 | 0.22476 | 0.22543 | 0.22615 | 0.22691 | 0.22773 | 0.22854 | 0.22935
Commercial | MW | AppPlug | PG&E | 2005 T-20: Consumer Electronics - DVDs | 0.031059 | 0.03112 | 0.031187 | 0.031261 | 0.031341 | 0.031428 | 0.031522 | 0.031622 | 0.03173 | 0.031844 | 0.031957 | 0.03207
Commercial | MM Therms | AppPlug | PG&E | 2005 T-20: Consumer Electronics - DVDs | -0.0050965 | -0.0051064 | -0.0051174 | -0.0051295 | -0.0051427 | -0.005157 | -0.0051724 | -0.0051889 | -0.0052065 | -0.0052253 | -0.0052439 | -0.0052624
Commercial | GWh | AppPlug | PG&E | 2005 T-20: Water Dispensers | 3.9113 | 3.9173 | 3.9235 | 3.9298 | 3.9362 | 3.9429 | 3.9497 | 3.9567 | 3.964 | 3.9714 | 3.9788 | 3.9863
Commercial | MW | AppPlug | PG&E | 2005 T-20: Water Dispensers | 0.57673 | 0.57762 | 0.57853 | 0.57946 | 0.58041 | 0.58139 | 0.5824 | 0.58344 | 0.5845 | 0.5856 | 0.58669 | 0.58779
Commercial | MM Therms | AppPlug | PG&E | 2005 T-20: Water Dispensers | -0.045528 | -0.045599 | -0.045671 | -0.045744 | -0.045819 | -0.045896 | -0.045976 | -0.046058 | -0.046142 | -0.046228 | -0.046315 | -0.046401
Commercial | GWh | AppPlug | PG&E | 2009 T-20: Televisions - Tier 1 | 20.7496 | 25.9049 | 30.5247 | 34.7206 | 38.562 | 42.0916 | 45.3345 | 48.2985 | 48.3392 | 48.3798 | 48.4203 | 48.4608
Commercial | MW | AppPlug | PG&E | 2009 T-20: Televisions - Tier 1 | 2.3714 | 2.9606 | 3.4885 | 3.9681 | 4.4071 | 4.8105 | 5.1811 | 5.5198 | 5.5245 | 5.5291 | 5.5337 | 5.5384
Commercial | MM Therms | AppPlug | PG&E | 2009 T-20: Televisions - Tier 1 | -0.47156 | -0.58872 | -0.69372 | -0.78907 | -0.87637 | -0.95659 | -1.0303 | -1.0976 | -1.0986 | -1.0995 | -1.1004 | -1.1013
Commercial | GWh | AppPlug | PG&E | 2009 T-20: Televisions - Tier 2 | 6.6589 | 12.5517 | 17.7984 | 22.5065 | 26.7648 | 30.6428 | 34.1922 | 37.4513 | 40.4471 | 43.1922 | 43.2295 | 43.2664
Commercial | MW | AppPlug | PG&E | 2009 T-20: Televisions - Tier 2 | 0.73864 | 1.3923 | 1.9743 | 2.4965 | 2.9689 | 3.399 | 3.7928 | 4.1543 | 4.4866 | 4.7911 | 4.7952 | 4.7993
Commercial | MM Therms | AppPlug | PG&E | 2009 T-20: Televisions - Tier 2 | -0.15133 | -0.28526 | -0.40449 | -0.51149 | -0.60827 | -0.6964 | -0.77706 | -0.85113 | -0.91921 | -0.9816 | -0.98245 | -0.98329
Commercial | GWh | AppPlug | PG&E | 2011 T-20: Battery charger - consumer - Tier 1 | 40.5854 | 82.9857 | 123.6377 | 140.1851 | 140.7557 | 141.3138 | 141.8636 | 142.4088 | 142.9523 | 143.4966 | 144.0351 | 144.5694
Commercial | MW | AppPlug | PG&E | 2011 T-20: Battery charger - consumer - Tier 1 | 3.9996 | 8.1781 | 12.1842 | 13.815 | 13.8712 | 13.9262 | 13.9804 | 14.0341 | 14.0877 | 14.1413 | 14.1944 | 14.247
Commercial | GWh | AppPlug | PG&E | 2011 T-20: Battery charger - large - Tier 1 | 0 | 1.844 | 3.6474 | 5.4067 | 7.1212 | 8.7925 | 10.4248 | 12.0236 | 13.5954 | 15.147 | 16.6848 | 16.7836
Commercial | MW | AppPlug | PG&E | 2011 T-20: Battery charger - large - Tier 1 | 0 | 0.21953 | 0.43422 | 0.64366 | 0.84776 | 1.0467 | 1.241 | 1.4314 | 1.6185 | 1.8032 | 1.9863 | 1.9981
Commercial | GWh | AppPlug | PG&E | 2011 T-20: Battery charger - large - Tier 2 incremental | 0 | 2.0121 | 4.0119 | 6.0116 | 8.021 | 10.0468 | 12.0943 | 14.1669 | 16.2672 | 18.3969 | 20.5572 | 20.6988
Commercial | MW | AppPlug | PG&E | 2011 T-20: Battery charger - large - Tier 2 incremental | 0 | 0.39124 | 0.78008 | 1.1689 | 1.5596 | 1.9535 | 2.3517 | 2.7547 | 3.1631 | 3.5772 | 3.9972 | 4.0248
Commercial | MM Therms | AppPlug | PG&E | Future T-20: Commercial Clothes Dryers | 0 | 0 | 0 | 0.040244 | 0.071291 | 0.095044 | 0.1131 | 0.12675 | 0.13704 | 0.14477 | 0.15056 | 0.1549
Commercial | GWh | AppPlug | PG&E | Future T-20: Computers - Tier 1 ¦ Desktops, Notebooks | 0 | 0 | 0 | 6.6002 | 17.0762 | 26.7261 | 35.57 | 39.0006 | 39.1106 | 39.2101 | 39.3001 | 39.3811
Commercial | MW | AppPlug | PG&E | Future T-20: Computers - Tier 1 ¦ Desktops, Notebooks | 0 | 0 | 0 | 1.0046 | 2.5991 | 4.0679 | 5.414 | 5.9362 | 5.9529 | 5.9681 | 5.9817 | 5.9941
Commercial | MM Therms | AppPlug | PG&E | Future T-20: Computers - Tier 1 ¦ Desktops, Notebooks | 0 | 0 | 0 | -0.1205 | -0.31176 | -0.48794 | -0.64941 | -0.71204 | -0.71405 | -0.71587 | -0.71751 | -0.71899
Commercial | GWh | AppPlug | PG&E | Future T-20: Electronic Displays | 0 | 0 | 0 | 6.1675 | 11.3251 | 15.8427 | 19.9734 | 23.8834 | 23.9403 | 23.9965 | 24.0526 | 24.1089
Commercial | MW | AppPlug | PG&E | Future T-20: Electronic Displays | 0 | 0 | 0 | 0.72559 | 1.3324 | 1.8638 | 2.3498 | 2.8098 | 2.8165 | 2.8231 | 2.8297 | 2.8363
Commercial | GWh | AppPlug | PG&E | Future T-20: Pool Pumps & Spas | 0 | 0 | 0 | 2.6395 | 5.1421 | 7.5062 | 9.7313 | 11.8181 | 13.7688 | 15.5863 | 17.2746 | 18.8383
Commercial | MW | AppPlug | PG&E | Future T-20: Pool Pumps & Spas | 0 | 0 | 0 | 0.50397 | 0.98181 | 1.4332 | 1.858 | 2.2565 | 2.6289 | 2.976 | 3.2983 | 3.5969
Commercial | GWh | AppPlug | PG&E | Future T-20: Set Top Boxes (Tier 1) | 0 | 0 | 0 | 11.1042 | 21.7283 | 31.8788 | 41.5656 | 50.8015 | 59.6017 | 65.4842 | 65.604 | 65.718
Commercial | MW | AppPlug | PG&E | Future T-20: Set Top Boxes (Tier 1) | 0 | 0 | 0 | 1.388 | 2.716 | 3.9849 | 5.1957 | 6.3502 | 7.4502 | 8.1855 | 8.2005 | 8.2148
Commercial | GWh | AppPlug | PG&E | Future T-20: Small Network Equipment | 0 | 0 | 0 | 2.2113 | 4.3269 | 6.3483 | 8.2773 | 10.1165 | 10.1428 | 10.1678 | 10.1917 | 10.2144
Commercial | MW | AppPlug | PG&E | Future T-20: Small Network Equipment | 0 | 0 | 0 | 0.27641 | 0.54087 | 0.79354 | 1.0347 | 1.2646 | 1.2679 | 1.271 | 1.274 | 1.2768
Commercial | GWh | AppPlug | SDG&E | Fed Appliance: Commercial Clothes Washers | 0.0061957 | 0.012524 | 0.018883 | 0.025286 | 0.031742 | 0.03819 | 0.044634 | 0.051074 | 0.057513 | 0.063951 | 0.070389 | 0.070621
Commercial | MW | AppPlug | SDG&E | Fed Appliance: Commercial Clothes Washers | 0.00098345 | 0.0019879 | 0.0029973 | 0.0040137 | 0.0050384 | 0.0060619 | 0.0070847 | 0.008107 | 0.0091291 | 0.010151 | 0.011173 | 0.01121
Commercial | MM Therms | AppPlug | SDG&E | Fed Appliance: Commercial Clothes Washers | 0.00049625 | 0.0010031 | 0.0015124 | 0.0020253 | 0.0025424 | 0.0030588 | 0.0035749 | 0.0040908 | 0.0046065 | 0.0051222 | 0.0056378 | 0.0056564
Commercial | GWh | AppPlug | SDG&E | Fed Appliance: External Power Supplies | 0 | 0 | 0 | 0.085764 | 0.18189 | 0.27816 | 0.37484 | 0.45194 | 0.45339 | 0.45484 | 0.45629 | 0.45774
Commercial | MW | AppPlug | SDG&E | Fed Appliance: External Power Supplies | 0 | 0 | 0 | 0.010093 | 0.021405 | 0.032736 | 0.044113 | 0.053186 | 0.053358 | 0.053528 | 0.053699 | 0.05387
Commercial | MM Therms | AppPlug | SDG&E | Fed Appliance: External Power Supplies | 0 | 0 | 0 | -0.00058105 | -0.0012323 | -0.0018846 | -0.0025395 | -0.0030619 | -0.0030717 | -0.0030816 | -0.0030914 | -0.0031012
Commercial | GWh | AppPlug | SDG&E | 2005 T-20: Refrigerated Beverage Vending Machines | 0.23896 | 0.23896 | 0.23896 | 0.23896 | 0.23896 | 0.23896 | 0.23896 | 0.23896 | 0.23896 | 0.23896 | 0.23896 | 0.23896
Commercial | MW | AppPlug | SDG&E | 2005 T-20: Refrigerated Beverage Vending Machines | 0.035937 | 0.035937 | 0.035937 | 0.035937 | 0.035937 | 0.035937 | 0.035937 | 0.035937 | 0.035937 | 0.035937 | 0.035937 | 0.035937
Commercial | MM Therms | AppPlug | SDG&E | 2005 T-20: Refrigerated Beverage Vending Machines | -0.0013506 | -0.0013506 | -0.0013506 | -0.0013506 | -0.0013506 | -0.0013506 | -0.0013506 | -0.0013506 | -0.0013506 | -0.0013506 | -0.0013506 | -0.0013506
Commercial | GWh | AppPlug | SDG&E | 2005 T-20: External Power Supplies, Tier 1 | 8.3555 | 8.3685 | 8.381 | 8.3932 | 8.4051 | 8.4169 | 8.4286 | 8.4402 | 8.4517 | 8.4632 | 8.4747 | 8.4861
Commercial | MW | AppPlug | SDG&E | 2005 T-20: External Power Supplies, Tier 1 | 1.1932 | 1.195 | 1.1968 | 1.1986 | 1.2003 | 1.2019 | 1.2036 | 1.2053 | 1.2069 | 1.2086 | 1.2102 | 1.2118
Commercial | MM Therms | AppPlug | SDG&E | 2005 T-20: External Power Supplies, Tier 1 | -0.092206 | -0.092349 | -0.092487 | -0.092622 | -0.092754 | -0.092884 | -0.093012 | -0.09314 | -0.093268 | -0.093394 | -0.093521 | -0.093648
Commercial | GWh | AppPlug | SDG&E | 2005 T-20: External Power Supplies, Tier 2 | 1.6176 | 1.8728 | 1.9985 | 2.0022 | 2.0058 | 2.0094 | 2.013 | 2.0166 | 2.0202 | 2.0238 | 2.0273 | 2.0309
Commercial | MW | AppPlug | SDG&E | 2005 T-20: External Power Supplies, Tier 2 | 0.22959 | 0.26582 | 0.28365 | 0.28418 | 0.28469 | 0.28521 | 0.28572 | 0.28623 | 0.28674 | 0.28724 | 0.28775 | 0.28826
Commercial | MM Therms | AppPlug | SDG&E | 2005 T-20: External Power Supplies, Tier 2 | -0.01785 | -0.020667 | -0.022054 | -0.022095 | -0.022135 | -0.022175 | -0.022214 | -0.022254 | -0.022293 | -0.022333 | -0.022372 | -0.022412
Commercial | GWh | AppPlug | SDG&E | 2005 T-20: Consumer Electronics - Audio Players | 0.51497 | 0.51562 | 0.51626 | 0.51689 | 0.51752 | 0.51814 | 0.51876 | 0.51938 | 0.52 | 0.52062 | 0.52124 | 0.52185
Commercial | MW | AppPlug | SDG&E | 2005 T-20: Consumer Electronics - Audio Players | 0.074244 | 0.074338 | 0.074431 | 0.074522 | 0.074612 | 0.074702 | 0.074791 | 0.074881 | 0.07497 | 0.075059 | 0.075148 | 0.075237
Commercial | MM Therms | AppPlug | SDG&E | 2005 T-20: Consumer Electronics - Audio Players | -0.0057375 | -0.0057448 | -0.0057519 | -0.005759 | -0.0057659 | -0.0057729 | -0.0057798 | -0.0057867 | -0.0057936 | -0.0058005 | -0.0058073 | -0.0058142
Commercial | GWh | AppPlug | SDG&E | 2005 T-20: Consumer Electronics - TVs | 0.91802 | 0.91802 | 0.91802 | 0.91802 | 0.91802 | 0.91802 | 0.91802 | 0.91802 | 0.91802 | 0.91802 | 0.91802 | 0.91802
Commercial | MW | AppPlug | SDG&E | 2005 T-20: Consumer Electronics - TVs | 0.13322 | 0.13322 | 0.13322 | 0.13322 | 0.13322 | 0.13322 | 0.13322 | 0.13322 | 0.13322 | 0.13322 | 0.13322 | 0.13322
Commercial | MM Therms | AppPlug | SDG&E | 2005 T-20: Consumer Electronics - TVs | -0.010228 | -0.010228 | -0.010228 | -0.010228 | -0.010228 | -0.010228 | -0.010228 | -0.010228 | -0.010228 | -0.010228 | -0.010228 | -0.010228
Commercial | GWh | AppPlug | SDG&E | 2005 T-20: Consumer Electronics - DVDs | 0.05199 | 0.052091 | 0.052203 | 0.052327 | 0.052461 | 0.052607 | 0.052764 | 0.052932 | 0.053112 | 0.053303 | 0.053493 | 0.053682
Commercial | MW | AppPlug | SDG&E | 2005 T-20: Consumer Electronics - DVDs | 0.0072698 | 0.0072839 | 0.0072996 | 0.0073169 | 0.0073357 | 0.0073561 | 0.007378 | 0.0074016 | 0.0074267 | 0.0074534 | 0.00748 | 0.0075064
Commercial | MM Therms | AppPlug | SDG&E | 2005 T-20: Consumer Electronics - DVDs | -0.00057925 | -0.00058037 | -0.00058162 | -0.000583 | -0.0005845 | -0.00058612 | -0.00058787 | -0.00058974 | -0.00059175 | -0.00059388 | -0.00059599 | -0.00059809
Commercial | GWh | AppPlug | SDG&E | 2005 T-20: Water Dispensers | 0.91548 | 0.9169 | 0.91834 | 0.91981 | 0.92133 | 0.92288 | 0.92448 | 0.92612 | 0.92781 | 0.92956 | 0.93129 | 0.93303
Commercial | MW | AppPlug | SDG&E | 2005 T-20: Water Dispensers | 0.13499 | 0.1352 | 0.13541 | 0.13563 | 0.13585 | 0.13608 | 0.13632 | 0.13656 | 0.13681 | 0.13707 | 0.13732 | 0.13758
Commercial | MM Therms | AppPlug | SDG&E | 2005 T-20: Water Dispensers | -0.0051745 | -0.0051825 | -0.0051907 | -0.005199 | -0.0052076 | -0.0052163 | -0.0052254 | -0.0052347 | -0.0052442 | -0.0052541 | -0.0052639 | -0.0052737
Commercial | GWh | AppPlug | SDG&E | 2009 T-20: Televisions - Tier 1 | 4.8567 | 6.0634 | 7.1447 | 8.1268 | 9.0259 | 9.852 | 10.6111 | 11.3049 | 11.3144 | 11.3239 | 11.3334 | 11.3428
Commercial | MW | AppPlug | SDG&E | 2009 T-20: Televisions - Tier 1 | 0.55505 | 0.69296 | 0.81654 | 0.92877 | 1.0315 | 1.1259 | 1.2127 | 1.292 | 1.2931 | 1.2942 | 1.2952 | 1.2963
Commercial | MM Therms | AppPlug | SDG&E | 2009 T-20: Televisions - Tier 1 | -0.053595 | -0.066911 | -0.078844 | -0.089682 | -0.099604 | -0.10872 | -0.1171 | -0.12475 | -0.12486 | -0.12496 | -0.12507 | -0.12517
Commercial | GWh | AppPlug | SDG&E | 2009 T-20: Televisions - Tier 2 | 1.5586 | 2.9379 | 4.1659 | 5.2679 | 6.2646 | 7.1723 | 8.0031 | 8.7659 | 9.4671 | 10.1097 | 10.1184 | 10.127
Commercial | MW | AppPlug | SDG&E | 2009 T-20: Televisions - Tier 2 | 0.17289 | 0.32588 | 0.4621 | 0.58434 | 0.6949 | 0.79558 | 0.88774 | 0.97235 | 1.0501 | 1.1214 | 1.1224 | 1.1233
Commercial | MM Therms | AppPlug | SDG&E | 2009 T-20: Televisions - Tier 2 | -0.0172 | -0.032421 | -0.045973 | -0.058133 | -0.069132 | -0.079149 | -0.088317 | -0.096735 | -0.10447 | -0.11156 | -0.11166 | -0.11176
Commercial | GWh | AppPlug | SDG&E | 2011 T-20: Battery charger - consumer - Tier 1 | 9.4995 | 19.4238 | 28.9389 | 32.812 | 32.9456 | 33.0762 | 33.2049 | 33.3325 | 33.4597 | 33.5871 | 33.7131 | 33.8382
Commercial | MW | AppPlug | SDG&E | 2011 T-20: Battery charger - consumer - Tier 1 | 0.93616 | 1.9142 | 2.8519 | 3.2336 | 3.2467 | 3.2596 | 3.2723 | 3.2849 | 3.2974 | 3.3099 | 3.3224 | 3.3347
Commercial | GWh | AppPlug | SDG&E | 2011 T-20: Battery charger - large - Tier 1 | 0 | 0.43162 | 0.85372 | 1.2655 | 1.6668 | 2.058 | 2.4401 | 2.8143 | 3.1822 | 3.5453 | 3.9053 | 3.9284
Commercial | MW | AppPlug | SDG&E | 2011 T-20: Battery charger - large - Tier 1 | 0 | 0.051383 | 0.10163 | 0.15066 | 0.19843 | 0.245 | 0.29048 | 0.33503 | 0.37883 | 0.42206 | 0.46491 | 0.46767
Commercial | GWh | AppPlug | SDG&E | 2011 T-20: Battery charger - large - Tier 2 incremental | 0 | 0.47095 | 0.93902 | 1.4071 | 1.8774 | 2.3516 | 2.8308 | 3.3159 | 3.8075 | 4.306 | 4.8117 | 4.8448
Commercial | MW | AppPlug | SDG&E | 2011 T-20: Battery charger - large - Tier 2 incremental | 0 | 0.091574 | 0.18259 | 0.2736 | 0.36505 | 0.45725 | 0.55043 | 0.64476 | 0.74035 | 0.83728 | 0.9356 | 0.94205
Commercial | MM Therms | AppPlug | SDG&E | Future T-20: Commercial Clothes Dryers | 0 | 0 | 0 | 0.0045739 | 0.0081026 | 0.010802 | 0.012854 | 0.014406 | 0.015576 | 0.016454 | 0.017112 | 0.017605
Commercial | GWh | AppPlug | SDG&E | Future T-20: Computers - Tier 1 ¦ Desktops, Notebooks | 0 | 0 | 0 | 1.5448 | 3.9969 | 6.2556 | 8.3256 | 9.1286 | 9.1543 | 9.1776 | 9.1987 | 9.2176
Commercial | MW | AppPlug | SDG&E | Future T-20: Computers - Tier 1 ¦ Desktops, Notebooks | 0 | 0 | 0 | 0.23514 | 0.60835 | 0.95214 | 1.2672 | 1.3894 | 1.3933 | 1.3969 | 1.4001 | 1.403
Commercial | MM Therms | AppPlug | SDG&E | Future T-20: Computers - Tier 1 ¦ Desktops, Notebooks | 0 | 0 | 0 | -0.013695 | -0.035433 | -0.055457 | -0.073809 | -0.080927 | -0.081155 | -0.081362 | -0.081548 | -0.081717
Commercial | GWh | AppPlug | SDG&E | Future T-20: Electronic Displays | 0 | 0 | 0 | 1.4436 | 2.6508 | 3.7082 | 4.675 | 5.5902 | 5.6035 | 5.6167 | 5.6298 | 5.643
Commercial | MW | AppPlug | SDG&E | Future T-20: Electronic Displays | 0 | 0 | 0 | 0.16983 | 0.31186 | 0.43625 | 0.55 | 0.65767 | 0.65924 | 0.66078 | 0.66233 | 0.66388
Commercial | GWh | AppPlug | SDG&E | Future T-20: Pool Pumps & Spas | 0 | 0 | 0 | 0.6178 | 1.2036 | 1.7569 | 2.2777 | 2.7662 | 3.2228 | 3.6482 | 4.0433 | 4.4093
Commercial | MW | AppPlug | SDG&E | Future T-20: Pool Pumps & Spas | 0 | 0 | 0 | 0.11796 | 0.22981 | 0.33546 | 0.4349 | 0.52816 | 0.61533 | 0.69656 | 0.77201 | 0.84189
Commercial | GWh | AppPlug | SDG&E | Future T-20: Set Top Boxes (Tier 1) | 0 | 0 | 0 | 2.5991 | 5.0858 | 7.4616 | 9.7289 | 11.8907 | 13.9505 | 15.3274 | 15.3554 | 15.3821
Commercial | MW | AppPlug | SDG&E | Future T-20: Set Top Boxes (Tier 1) | 0 | 0 | 0 | 0.32488 | 0.63572 | 0.9327 | 1.2161 | 1.4863 | 1.7438 | 1.9159 | 1.9194 | 1.9228
Commercial | GWh | AppPlug | SDG&E | Future T-20: Small Network Equipment | 0 | 0 | 0 | 0.51758 | 1.0128 | 1.4859 | 1.9374 | 2.3679 | 2.374 | 2.3799 | 2.3855 | 2.3908
Commercial | MW | AppPlug | SDG&E | Future T-20: Small Network Equipment | 0 | 0 | 0 | 0.064697 | 0.1266 | 0.18574 | 0.24218 | 0.29599 | 0.29676 | 0.29749 | 0.29819 | 0.29885
Commercial | GWh | AppPlug | SCE | Fed Appliance: Commercial Clothes Washers | 0.027302 | 0.055187 | 0.08321 | 0.11143 | 0.13988 | 0.16829 | 0.19668 | 0.22507 | 0.25344 | 0.28181 | 0.31018 | 0.3112
Commercial | MW | AppPlug | SCE | Fed Appliance: Commercial Clothes Washers | 0.0043337 | 0.0087598 | 0.013208 | 0.017687 | 0.022203 | 0.026713 | 0.03122 | 0.035725 | 0.040229 | 0.044732 | 0.049235 | 0.049397
Commercial | GWh | AppPlug | SCE | Fed Appliance: External Power Supplies | 0 | 0 | 0 | 0.37793 | 0.80151 | 1.2258 | 1.6518 | 1.9915 | 1.9979 | 2.0043 | 2.0107 | 2.0171
Commercial | MW | AppPlug | SCE | Fed Appliance: External Power Supplies | 0 | 0 | 0 | 0.044477 | 0.094326 | 0.14425 | 0.19439 | 0.23437 | 0.23513 | 0.23588 | 0.23663 | 0.23739
Commercial | GWh | AppPlug | SCE | 2005 T-20: Refrigerated Beverage Vending Machines | 1.053 | 1.053 | 1.053 | 1.053 | 1.053 | 1.053 | 1.053 | 1.053 | 1.053 | 1.053 | 1.053 | 1.053
Commercial | MW | AppPlug | SCE | 2005 T-20: Refrigerated Beverage Vending Machines | 0.15836 | 0.15836 | 0.15836 | 0.15836 | 0.15836 | 0.15836 | 0.15836 | 0.15836 | 0.15836 | 0.15836 | 0.15836 | 0.15836
Commercial | GWh | AppPlug | SCE | 2005 T-20: External Power Supplies, Tier 1 | 36.8198 | 36.8771 | 36.9322 | 36.9859 | 37.0385 | 37.0904 | 37.1418 | 37.1929 | 37.2437 | 37.2944 | 37.345 | 37.3955
Commercial | MW | AppPlug | SCE | 2005 T-20: External Power Supplies, Tier 1 | 5.2579 | 5.2661 | 5.274 | 5.2816 | 5.2892 | 5.2966 | 5.3039 | 5.3112 | 5.3185 | 5.3257 | 5.3329 | 5.3401
Commercial | GWh | AppPlug | SCE | 2005 T-20: External Power Supplies, Tier 2 | 7.1281 | 8.2529 | 8.8066 | 8.8228 | 8.8389 | 8.8548 | 8.8707 | 8.8865 | 8.9023 | 8.9181 | 8.9338 | 8.9496
Commercial | MW | AppPlug | SCE | 2005 T-20: External Power Supplies, Tier 2 | 1.0117 | 1.1714 | 1.25 | 1.2523 | 1.2545 | 1.2568 | 1.2591 | 1.2613 | 1.2635 | 1.2658 | 1.268 | 1.2703
Commercial | GWh | AppPlug | SCE | 2005 T-20: Consumer Electronics - Audio Players | 2.2693 | 2.2722 | 2.275 | 2.2778 | 2.2805 | 2.2833 | 2.286 | 2.2887 | 2.2915 | 2.2942 | 2.2969 | 2.2996
Commercial | MW | AppPlug | SCE | 2005 T-20: Consumer Electronics - Audio Players | 0.32717 | 0.32758 | 0.32799 | 0.32839 | 0.32879 | 0.32919 | 0.32958 | 0.32997 | 0.33037 | 0.33076 | 0.33115 | 0.33154
Commercial | GWh | AppPlug | SCE | 2005 T-20: Consumer Electronics - TVs | 4.0454 | 4.0454 | 4.0454 | 4.0454 | 4.0454 | 4.0454 | 4.0454 | 4.0454 | 4.0454 | 4.0454 | 4.0454 | 4.0454
Commercial | MW | AppPlug | SCE | 2005 T-20: Consumer Electronics - TVs | 0.58704 | 0.58704 | 0.58704 | 0.58704 | 0.58704 | 0.58704 | 0.58704 | 0.58704 | 0.58704 | 0.58704 | 0.58704 | 0.58704
Commercial | GWh | AppPlug | SCE | 2005 T-20: Consumer Electronics - DVDs | 0.2291 | 0.22955 | 0.23004 | 0.23059 | 0.23118 | 0.23182 | 0.23251 | 0.23325 | 0.23405 | 0.23489 | 0.23573 | 0.23656
Commercial | MW | AppPlug | SCE | 2005 T-20: Consumer Electronics - DVDs | 0.032036 | 0.032098 | 0.032167 | 0.032243 | 0.032326 | 0.032416 | 0.032512 | 0.032616 | 0.032727 | 0.032845 | 0.032962 | 0.033078
Commercial | GWh | AppPlug | SCE | 2005 T-20: Water Dispensers | 4.0342 | 4.0404 | 4.0468 | 4.0533 | 4.06 | 4.0668 | 4.0739 | 4.0811 | 4.0886 | 4.0962 | 4.1039 | 4.1116
Commercial | MW | AppPlug | SCE | 2005 T-20: Water Dispensers | 0.59486 | 0.59578 | 0.59672 | 0.59767 | 0.59866 | 0.59967 | 0.6007 | 0.60177 | 0.60287 | 0.604 | 0.60514 | 0.60626
Commercial | GWh | AppPlug | SCE | 2009 T-20: Televisions - Tier 1 | 21.4017 | 26.7192 | 31.4842 | 35.8119 | 39.7741 | 43.4146 | 46.7595 | 49.8166 | 49.8585 | 49.9004 | 49.9422 | 49.984
Commercial | MW | AppPlug | SCE | 2009 T-20: Televisions - Tier 1 | 2.4459 | 3.0536 | 3.5982 | 4.0928 | 4.5456 | 4.9617 | 5.3439 | 5.6933 | 5.6981 | 5.7029 | 5.7077 | 5.7125
Commercial | GWh | AppPlug | SCE | 2009 T-20: Televisions - Tier 2 | 6.8682 | 12.9463 | 18.3578 | 23.2139 | 27.6061 | 31.6059 | 35.2669 | 38.6284 | 41.7184 | 44.5498 | 44.5882 | 44.6263
Commercial | MW | AppPlug | SCE | 2009 T-20: Televisions - Tier 2 | 0.76185 | 1.4361 | 2.0363 | 2.575 | 3.0622 | 3.5059 | 3.912 | 4.2848 | 4.6276 | 4.9417 | 4.9459 | 4.9501
Commercial | GWh | AppPlug | SCE | 2011 T-20: Battery charger - consumer - Tier 1 | 41.861 | 85.594 | 127.5238 | 144.5913 | 145.1798 | 145.7554 | 146.3225 | 146.8849 | 147.4455 | 148.0068 | 148.5623 | 149.1134
Commercial | MW | AppPlug | SCE | 2011 T-20: Battery charger - consumer - Tier 1 | 4.1253 | 8.4351 | 12.5672 | 14.2492 | 14.3072 | 14.3639 | 14.4198 | 14.4752 | 14.5305 | 14.5858 | 14.6405 | 14.6948
Commercial | GWh | AppPlug | SCE | 2011 T-20: Battery charger - large - Tier 1 | 0 | 1.902 | 3.7621 | 5.5767 | 7.345 | 9.0689 | 10.7525 | 12.4015 | 14.0227 | 15.623 | 17.2092 | 17.3112
Commercial | MW | AppPlug | SCE | 2011 T-20: Battery charger - large - Tier 1 | 0 | 0.22643 | 0.44786 | 0.66389 | 0.8744 | 1.0796 | 1.2801 | 1.4764 | 1.6694 | 1.8599 | 2.0487 | 2.0609
Commercial | GWh | AppPlug | SCE | 2011 T-20: Battery charger - large - Tier 2 incremental | 0 | 2.0753 | 4.138 | 6.2006 | 8.2731 | 10.3626 | 12.4744 | 14.6121 | 16.7785 | 18.9751 | 21.2034 | 21.3494
Commercial | MW | AppPlug | SCE | 2011 T-20: Battery charger - large - Tier 2 incremental | 0 | 0.40354 | 0.8046 | 1.2057 | 1.6087 | 2.0149 | 2.4256 | 2.8413 | 3.2625 | 3.6896 | 4.1229 | 4.1513
Commercial | GWh | AppPlug | SCE | Future T-20: Computers - Tier 1 ¦ Desktops, Notebooks | 0 | 0 | 0 | 6.8076 | 17.6129 | 27.5662 | 36.688 | 40.2264 | 40.3398 | 40.4426 | 40.5353 | 40.6189
Commercial | MW | AppPlug | SCE | Future T-20: Computers - Tier 1 ¦ Desktops, Notebooks | 0 | 0 | 0 | 1.0362 | 2.6808 | 4.1958 | 5.5842 | 6.1227 | 6.14 | 6.1556 | 6.1698 | 6.1825
Commercial | GWh | AppPlug | SCE | Future T-20: Electronic Displays | 0 | 0 | 0 | 6.3614 | 11.6811 | 16.3406 | 20.6012 | 24.634 | 24.6928 | 24.7507 | 24.8086 | 24.8667
Commercial | MW | AppPlug | SCE | Future T-20: Electronic Displays | 0 | 0 | 0 | 0.7484 | 1.3742 | 1.9224 | 2.4237 | 2.8981 | 2.905 | 2.9118 | 2.9187 | 2.9255
Commercial | GWh | AppPlug | SCE | Future T-20: Pool Pumps & Spas | 0 | 0 | 0 | 2.7224 | 5.3038 | 7.7422 | 10.0371 | 12.1896 | 14.2016 | 16.0762 | 17.8175 | 19.4304
Commercial | MW | AppPlug | SCE | Future T-20: Pool Pumps & Spas | 0 | 0 | 0 | 0.51981 | 1.0127 | 1.4782 | 1.9164 | 2.3274 | 2.7116 | 3.0695 | 3.402 | 3.7099
Commercial | GWh | AppPlug | SCE | Future T-20: Set Top Boxes (Tier 1) | 0 | 0 | 0 | 11.4532 | 22.4112 | 32.8808 | 42.872 | 52.3982 | 61.4751 | 67.5425 | 67.666 | 67.7836
Commercial | MW | AppPlug | SCE | Future T-20: Set Top Boxes (Tier 1) | 0 | 0 | 0 | 1.4317 | 2.8014 | 4.1101 | 5.359 | 6.5498 | 7.6844 | 8.4428 | 8.4582 | 8.473
Commercial | GWh | AppPlug | SCE | Future T-20: Small Network Equipment | 0 | 0 | 0 | 2.2808 | 4.4629 | 6.5478 | 8.5375 | 10.4345 | 10.4616 | 10.4874 | 10.512 | 10.5355
Commercial | MW | AppPlug | SCE | Future T-20: Small Network Equipment | 0 | 0 | 0 | 0.2851 | 0.55787 | 0.81848 | 1.0672 | 1.3043 | 1.3077 | 1.3109 | 1.314 | 1.3169
Commercial | MM Therms | AppPlug | SCG | Fed Appliance: Commercial Clothes Washers | 0.0069921 | 0.014133 | 0.02131 | 0.028537 | 0.035822 | 0.043099 | 0.050371 | 0.057639 | 0.064906 | 0.072171 | 0.079436 | 0.079699
Commercial | MM Therms | AppPlug | SCG | Fed Appliance: External Power Supplies | 0 | 0 | 0 | -0.008187 | -0.017363 | -0.026553 | -0.035782 | -0.043142 | -0.043281 | -0.043419 | -0.043558 | -0.043696
Commercial | MM Therms | AppPlug | SCG | 2005 T-20: Refrigerated Beverage Vending Machines | -0.01903 | -0.01903 | -0.01903 | -0.01903 | -0.01903 | -0.01903 | -0.01903 | -0.01903 | -0.01903 | -0.01903 | -0.01903 | -0.01903
Commercial | MM Therms | AppPlug | SCG | 2005 T-20: External Power Supplies, Tier 1 | -1.2992 | -1.3012 | -1.3031 | -1.305 | -1.3069 | -1.3087 | -1.3105 | -1.3123 | -1.3141 | -1.3159 | -1.3177 | -1.3195
Commercial | MM Therms | AppPlug | SCG | 2005 T-20: External Power Supplies, Tier 2 | -0.25151 | -0.2912 | -0.31074 | -0.31131 | -0.31188 | -0.31244 | -0.313 | -0.31356 | -0.31411 | -0.31467 | -0.31523 | -0.31578
Commercial | MM Therms | AppPlug | SCG | 2005 T-20: Consumer Electronics - Audio Players | -0.080841 | -0.080944 | -0.081044 | -0.081143 | -0.081242 | -0.08134 | -0.081437 | -0.081534 | -0.081631 | -0.081728 | -0.081825 | -0.081922
Commercial | MM Therms | AppPlug | SCG | 2005 T-20: Consumer Electronics - TVs | -0.14411 | -0.14411 | -0.14411 | -0.14411 | -0.14411 | -0.14411 | -0.14411 | -0.14411 | -0.14411 | -0.14411 | -0.14411 | -0.14411
Commercial | MM Therms | AppPlug | SCG | 2005 T-20: Consumer Electronics - DVDs | -0.0081616 | -0.0081774 | -0.008195 | -0.0082144 | -0.0082355 | -0.0082584 | -0.008283 | -0.0083094 | -0.0083377 | -0.0083677 | -0.0083975 | -0.0084271
Commercial | MM Therms | AppPlug | SCG | 2005 T-20: Water Dispensers | -0.072908 | -0.073021 | -0.073136 | -0.073254 | -0.073374 | -0.073498 | -0.073625 | -0.073756 | -0.073891 | -0.07403 | -0.074168 | -0.074307
Commercial | MM Therms | AppPlug | SCG | 2009 T-20: Televisions - Tier 1 | -0.75515 | -0.94278 | -1.1109 | -1.2636 | -1.4034 | -1.5319 | -1.6499 | -1.7578 | -1.7592 | -1.7607 | -1.7622 | -1.7637
Commercial | MM Therms | AppPlug | SCG | 2009 T-20: Televisions - Tier 2 | -0.24234 | -0.4568 | -0.64775 | -0.81909 | -0.97407 | -1.1152 | -1.2444 | -1.363 | -1.472 | -1.5719 | -1.5733 | -1.5746
Commercial | MM Therms | AppPlug | SCG | Future T-20: Commercial Clothes Dryers | 0 | 0 | 0 | 0.064446 | 0.11416 | 0.1522 | 0.18112 | 0.20298 | 0.21946 | 0.23183 | 0.24111 | 0.24805
Commercial | MM Therms | AppPlug | SCG | Future T-20: Computers - Tier 1 ¦ Desktops, Notebooks | 0 | 0 | 0 | -0.19297 | -0.49925 | -0.78139 | -1.04 | -1.1403 | -1.1435 | -1.1464 | -1.149 | -1.1514
Commercial | GWh | BldgEnv | PG&E | 2005 T-24: Cool roofs | 20.472 | 23.0779 | 25.7889 | 28.6067 | 31.5501 | 34.6198 | 37.6884 | 40.7564 | 43.8239 | 46.8911 | 49.9581 | 53.025
Commercial | MW | BldgEnv | PG&E | 2005 T-24: Cool roofs | 13.3124 | 15.0069 | 16.7698 | 18.6022 | 20.5162 | 22.5123 | 24.5077 | 26.5027 | 28.4974 | 30.492 | 32.4864 | 34.4807
Commercial | MM Therms | BldgEnv | PG&E | 2005 T-24: Cool roofs | -0.32529 | -0.3667 | -0.40978 | -0.45455 | -0.50132 | -0.55009 | -0.59885 | -0.6476 | -0.69634 | -0.74508 | -0.79381 | -0.84255
Commercial | GWh | BldgEnv | PG&E | 2005 T-24: Duct testing/sealing in new commercial buildings | 6.7198 | 7.3609 | 7.9674 | 8.5482 | 9.1255 | 9.7053 | 10.2744 | 10.8364 | 11.3937 | 11.948 | 12.5003 | 13.0513
Commercial | MM Therms | BldgEnv | PG&E | 2005 T-24: Duct testing/sealing in new commercial buildings | 0.038795 | 0.042496 | 0.045998 | 0.049351 | 0.052684 | 0.056031 | 0.059316 | 0.062561 | 0.065778 | 0.068978 | 0.072167 | 0.075348
Commercial | GWh | BldgEnv | PG&E | 2008 T-24: Envelope insulation | 38.9243 | 49.6328 | 59.8444 | 69.6247 | 79.0402 | 88.1543 | 97.0237 | 105.6975 | 114.2167 | 122.615 | 130.9195 | 139.1514
Commercial | MW | BldgEnv | PG&E | 2008 T-24: Envelope insulation | 6.1936 | 7.8976 | 9.5225 | 11.0787 | 12.5769 | 14.0271 | 15.4384 | 16.8186 | 18.1742 | 19.5105 | 20.8319 | 22.1418
Commercial | MM Therms | BldgEnv | PG&E | 2008 T-24: Envelope insulation | 3.3436 | 4.3055 | 5.2462 | 6.1697 | 7.0803 | 7.9826 | 8.8607 | 9.7195 | 10.563 | 11.3945 | 12.2166 | 13.0317
Commercial | GWh | BldgEnv | PG&E | 2008 T-24: Overall Envelope Tradeoff | 0.58322 | 0.7579 | 0.93093 | 1.1026 | 1.273 | 1.4424 | 1.611 | 1.779 | 1.9463 | 2.1132 | 2.2797 | 2.4459
Commercial | GWh | BldgEnv | PG&E | 2008 T-24: Cool Roof Expansion | 18.6656 | 24.0964 | 29.4355 | 34.7051 | 39.923 | 45.1027 | 50.2546 | 55.3862 | 60.5032 | 65.6097 | 70.7085 | 75.802
Commercial | MW | BldgEnv | PG&E | 2008 T-24: Cool Roof Expansion | 1.5555 | 2.0081 | 2.453 | 2.8922 | 3.327 | 3.7586 | 4.188 | 4.6156 | 5.042 | 5.4676 | 5.8925 | 6.317
Commercial | MM Therms | BldgEnv | PG&E | 2008 T-24: Cool Roof Expansion | -0.16425 | -0.21204 | -0.25902 | -0.30539 | -0.3513 | -0.39688 | -0.44221 | -0.48737 | -0.5324 | -0.57733 | -0.6222 | -0.66702
Commercial | GWh | BldgEnv | SDG&E | 2005 T-24: Cool roofs | 4.7917 | 5.4017 | 6.0362 | 6.6957 | 7.3847 | 8.1032 | 8.8214 | 9.5395 | 10.2575 | 10.9754 | 11.6933 | 12.4111
Commercial | MW | BldgEnv | SDG&E | 2005 T-24: Cool roofs | 3.1159 | 3.5125 | 3.9252 | 4.3541 | 4.8021 | 5.2693 | 5.7363 | 6.2033 | 6.6702 | 7.137 | 7.6038 | 8.0706
Commercial | MM Therms | BldgEnv | SDG&E | 2005 T-24: Cool roofs | -0.036971 | -0.041677 | -0.046573 | -0.051662 | -0.056977 | -0.062521 | -0.068063 | -0.073603 | -0.079143 | -0.084682 | -0.090221 | -0.09576
Commercial | GWh | BldgEnv | SDG&E | 2005 T-24: Duct testing/sealing in new commercial buildings | 1.5728 | 1.7229 | 1.8649 | 2.0008 | 2.1359 | 2.2716 | 2.4048 | 2.5364 | 2.6668 | 2.7966 | 2.9258 | 3.0548
Commercial | MM Therms | BldgEnv | SDG&E | 2005 T-24: Duct testing/sealing in new commercial buildings | 0.0044092 | 0.0048299 | 0.0052279 | 0.0056089 | 0.0059877 | 0.0063682 | 0.0067416 | 0.0071103 | 0.007476 | 0.0078397 | 0.0082021 | 0.0085637
Commercial | GWh | BldgEnv | SDG&E | 2008 T-24: Envelope insulation | 9.1107 | 11.6172 | 14.0073 | 16.2965 | 18.5003 | 20.6336 | 22.7096 | 24.7398 | 26.7338 | 28.6995 | 30.6433 | 32.57
Commercial | MW | BldgEnv | SDG&E | 2008 T-24: Envelope insulation | 1.4497 | 1.8485 | 2.2288 | 2.5931 | 2.9438 | 3.2832 | 3.6136 | 3.9366 | 4.2539 | 4.5667 | 4.876 | 5.1826
Commercial | MM Therms | BldgEnv | SDG&E | 2008 T-24: Envelope insulation | 0.38002 | 0.48935 | 0.59626 | 0.70121 | 0.80471 | 0.90726 | 1.0071 | 1.1047 | 1.2005 | 1.295 | 1.3885 | 1.4811
Commercial | GWh | BldgEnv | SDG&E | 2008 T-24: Overall Envelope Tradeoff | 0.13651 | 0.1774 | 0.2179 | 0.25807 | 0.29796 | 0.33762 | 0.37708 | 0.41639 | 0.45556 | 0.49462 | 0.53359 | 0.57249
Commercial | GWh | BldgEnv | SDG&E | 2008 T-24: Cool Roof Expansion | 4.3689 | 5.64 | 6.8897 | 8.1231 | 9.3445 | 10.5568 | 11.7627 | 12.9638 | 14.1615 | 15.3567 | 16.5502 | 17.7424
Commercial | MW | BldgEnv | SDG&E | 2008 T-24: Cool Roof Expansion | 0.36408 | 0.47001 | 0.57416 | 0.67694 | 0.77872 | 0.87976 | 0.98025 | 1.0803 | 1.1802 | 1.2798 | 1.3792 | 1.4786
Commercial | MM Therms | BldgEnv | SDG&E | 2008 T-24: Cool Roof Expansion | -0.018668 | -0.024099 | -0.029438 | -0.034709 | -0.039927 | -0.045107 | -0.05026 | -0.055392 | -0.060509 | -0.065616 | -0.070716 | -0.07581
Commercial | GWh | BldgEnv | SCE | 2005 T-24: Cool roofs | 21.1155 | 23.8032 | 26.5995 | 29.5059 | 32.5418 | 35.708 | 38.873 | 42.0374 | 45.2013 | 48.3649 | 51.5284 | 54.6917
Commercial | MW | BldgEnv | SCE | 2005 T-24: Cool roofs | 13.7308 | 15.4786 | 17.2969 | 19.1868 | 21.161 | 23.2199 | 25.278 | 27.3357 | 29.3932 | 31.4504 | 33.5075 | 35.5645
Commercial | GWh | BldgEnv | SCE | 2005 T-24: Duct testing/sealing in new commercial buildings | 6.931 | 7.5922 | 8.2179 | 8.8169 | 9.4123 | 10.0103 | 10.5973 | 11.177 | 11.7518 | 12.3235 | 12.8932 | 13.4615
Commercial | GWh | BldgEnv | SCE | 2008 T-24: Envelope insulation | 40.1477 | 51.1929 | 61.7254 | 71.8131 | 81.5246 | 90.9251 | 100.0733 | 109.0197 | 117.8067 | 126.469 | 135.0344 | 143.5251
Commercial | MW | BldgEnv | SCE | 2008 T-24: Envelope insulation | 6.3883 | 8.1458 | 9.8218 | 11.4269 | 12.9722 | 14.468 | 15.9237 | 17.3472 | 18.7454 | 20.1238 | 21.4867 | 22.8377
Commercial | GWh | BldgEnv | SCE | 2008 T-24: Overall Envelope Tradeoff | 0.60155 | 0.78172 | 0.96019 | 1.1372 | 1.313 | 1.4878 | 1.6617 | 1.8349 | 2.0075 | 2.1796 | 2.3514 | 2.5228
Commercial | GWh | BldgEnv | SCE | 2008 T-24: Cool Roof Expansion | 19.2523 | 24.8538 | 30.3607 | 35.7959 | 41.1778 | 46.5204 | 51.8341 | 57.1271 | 62.4049 | 67.6718 | 72.931 | 78.1845
Commercial | MW | BldgEnv | SCE | 2008 T-24: Cool Roof Expansion | 1.6044 | 2.0712 | 2.5301 | 2.9831 | 3.4316 | 3.8768 | 4.3196 | 4.7607 | 5.2005 | 5.6395 | 6.0777 | 6.5155
Commercial | MM Therms | BldgEnv | SCG | 2005 T-24: Cool roofs | -0.52092 | -0.58723 | -0.65621 | -0.72791 | -0.80281 | -0.88092 | -0.959 | -1.0371 | -1.1151 | -1.1932 | -1.2712 | -1.3492
Commercial | MM Therms | BldgEnv | SCG | 2005 T-24: Duct testing/sealing in new commercial buildings | 0.062125 | 0.068052 | 0.07366 | 0.079029 | 0.084367 | 0.089727 | 0.094988 | 0.10018 | 0.10534 | 0.11046 | 0.11557 | 0.12066
Commercial | MM Therms | BldgEnv | SCG | 2008 T-24: Envelope insulation | 5.3544 | 6.8948 | 8.4013 | 9.88 | 11.3383 | 12.7833 | 14.1895 | 15.5647 | 16.9154 | 18.247 | 19.5636 | 20.8688
Commercial | MM Therms | BldgEnv | SCG | 2008 T-24: Cool Roof Expansion | -0.26302 | -0.33955 | -0.41479 | -0.48904 | -0.56257 | -0.63556 | -0.70816 | -0.78047 | -0.85257 | -0.92453 | -0.99638 | -1.0682
Commercial | GWh | ComRefrig | PG&E | Fed Appliance: Walk-in Coolers & Freezers | 0 | 0 | 0 | 0 | 1.3344 | 3.6537 | 5.9776 | 8.3098 | 10.6534 | 12.9875 | 15.3142 | 17.6351
Commercial | MW | ComRefrig | PG&E | Fed Appliance: Walk-in Coolers & Freezers | 0 | 0 | 0 | 0 | 0.17508 | 0.47941 | 0.78434 | 1.0904 | 1.3979 | 1.7041 | 2.0094 | 2.3139
Commercial | GWh | ComRefrig | PG&E | Fed Appliance: Commercial Refrigeration (Cycle 2) | 0 | 0 | 0 | 0 | 0.23918 | 0.55384 | 0.87152 | 1.1923 | 1.5162 | 1.8401 | 2.164 | 2.4878
Commercial | MW | ComRefrig | PG&E | Fed Appliance: Commercial Refrigeration (Cycle 2) | 0 | 0 | 0 | 0 | 0.031331 | 0.07255 | 0.11416 | 0.15618 | 0.19862 | 0.24105 | 0.28347 | 0.32589
Commercial | GWh | ComRefrig | PG&E | 2005 T-20: Commercial Refrigeration Equipment, Solid Door | 3.235 | 3.235 | 3.235 | 3.235 | 3.235 | 3.235 | 3.235 | 3.235 | 3.235 | 3.235 | 3.235 | 3.235
Commercial | MW | ComRefrig | PG&E | 2005 T-20: Commercial Refrigeration Equipment, Solid Door | 0.53452 | 0.53452 | 0.53452 | 0.53452 | 0.53452 | 0.53452 | 0.53452 | 0.53452 | 0.53452 | 0.53452 | 0.53452 | 0.53452
Commercial | MM Therms | ComRefrig | PG&E | 2005 T-20: Commercial Refrigeration Equipment, Solid Door | -0.073519 | -0.073519 | -0.073519 | -0.073519 | -0.073519 | -0.073519 | -0.073519 | -0.073519 | -0.073519 | -0.073519 | -0.073519 | -0.073519
Commercial | GWh | ComRefrig | PG&E | 2005 T-20: Commercial Refrigeration Equipment, Transparent Door | 6.6531 | 6.6531 | 6.6531 | 6.6531 | 6.6531 | 6.6531 | 6.6531 | 6.6531 | 6.6531 | 6.6531 | 6.6531 | 6.6531
Commercial | MW | ComRefrig | PG&E | 2005 T-20: Commercial Refrigeration Equipment, Transparent Door | 1.1005 | 1.1005 | 1.1005 | 1.1005 | 1.1005 | 1.1005 | 1.1005 | 1.1005 | 1.1005 | 1.1005 | 1.1005 | 1.1005
Commercial | MM Therms | ComRefrig | PG&E | 2005 T-20: Commercial Refrigeration Equipment, Transparent Door | -0.1512 | -0.1512 | -0.1512 | -0.1512 | -0.1512 | -0.1512 | -0.1512 | -0.1512 | -0.1512 | -0.1512 | -0.1512 | -0.1512
Commercial | GWh | ComRefrig | PG&E | 2005 T-20: Commercial Ice Maker Equipment | 3.5683 | 3.5683 | 3.5683 | 3.5683 | 3.5683 | 3.5683 | 3.5683 | 3.5683 | 3.5683 | 3.5683 | 3.5683 | 3.5683
Commercial | MW | ComRefrig | PG&E | 2005 T-20: Commercial Ice Maker Equipment | 0.5626 | 0.5626 | 0.5626 | 0.5626 | 0.5626 | 0.5626 | 0.5626 | 0.5626 | 0.5626 | 0.5626 | 0.5626 | 0.5626
Commercial | MM Therms | ComRefrig | PG&E | 2005 T-20: Commercial Ice Maker Equipment | -0.041536 | -0.041536 | -0.041536 | -0.041536 | -0.041536 | -0.041536 | -0.041536 | -0.041536 | -0.041536 | -0.041536 | -0.041536 | -0.041536
Commercial | GWh | ComRefrig | PG&E | 2005 T-20: Walk-In Refrigerators / Freezers | 46.5163 | 57.6107 | 68.5751 | 68.7937 | 69.0115 | 69.2291 | 69.447 | 69.6654 | 69.8847 | 70.1051 | 70.3248 | 70.5439
Commercial | MW | ComRefrig | PG&E | 2005 T-20: Walk-In Refrigerators / Freezers | 6.1291 | 7.5909 | 9.0356 | 9.0644 | 9.0931 | 9.1217 | 9.1504 | 9.1792 | 9.2081 | 9.2371 | 9.2661 | 9.295
Commercial | GWh | ComRefrig | PG&E | 2008 T-24: Refrigerated warehouses | 0.46836 | 0.61236 | 0.75755 | 0.90422 | 1.0527 | 1.2033 | 1.3522 | 1.4997 | 1.6462 | 1.7919 | 1.9369 | 2.0816
Commercial | MW | ComRefrig | PG&E | 2008 T-24: Refrigerated warehouses | 0.077073 | 0.10077 | 0.12466 | 0.1488 | 0.17323 | 0.19801 | 0.22251 | 0.24679 | 0.27089 | 0.29487 | 0.31874 | 0.34253
Commercial | GWh | ComRefrig | SDG&E | Fed Appliance: Walk-in Coolers & Freezers | 0 | 0 | 0 | 0 | 0.31232 | 0.85518 | 1.3991 | 1.945 | 2.4936 | 3.0399 | 3.5845 | 4.1277
Commercial | MW | ComRefrig | SDG&E | Fed Appliance: Walk-in Coolers & Freezers | 0 | 0 | 0 | 0 | 0.040981 | 0.11221 | 0.18358 | 0.25521 | 0.32719 | 0.39887 | 0.47033 | 0.54161
Commercial | GWh | ComRefrig | SDG&E | Fed Appliance: Commercial Refrigeration (Cycle 2) | 0 | 0 | 0 | 0 | 0.055982 | 0.12963 | 0.20399 | 0.27907 | 0.3549 | 0.43071 | 0.50651 | 0.58231
Commercial | MW | ComRefrig | SDG&E | Fed Appliance: Commercial Refrigeration (Cycle 2) | 0 | 0 | 0 | 0 | 0.0073333 | 0.016981 | 0.026721 | 0.036557 | 0.046489 | 0.05642 | 0.06635 | 0.076279
Commercial | GWh | ComRefrig | SDG&E | 2005 T-20: Commercial Refrigeration Equipment, Solid Door | 0.75718 | 0.75718 | 0.75718 | 0.75718 | 0.75718 | 0.75718 | 0.75718 | 0.75718 | 0.75718 | 0.75718 | 0.75718 | 0.75718
Commercial | MW | ComRefrig | SDG&E | 2005 T-20: Commercial Refrigeration Equipment, Solid Door | 0.12511 | 0.12511 | 0.12511 | 0.12511 | 0.12511 | 0.12511 | 0.12511 | 0.12511 | 0.12511 | 0.12511 | 0.12511 | 0.12511
Commercial | MM Therms | ComRefrig | SDG&E | 2005 T-20: Commercial Refrigeration Equipment, Solid Door | -0.0083558 | -0.0083558 | -0.0083558 | -0.0083558 | -0.0083558 | -0.0083558 | -0.0083558 | -0.0083558 | -0.0083558 | -0.0083558 | -0.0083558 | -0.0083558
Commercial | GWh | ComRefrig | SDG&E | 2005 T-20: Commercial Refrigeration Equipment, Transparent Door | 1.5572 | 1.5572 | 1.5572 | 1.5572 | 1.5572 | 1.5572 | 1.5572 | 1.5572 | 1.5572 | 1.5572 | 1.5572 | 1.5572
Commercial | MW | ComRefrig | SDG&E | 2005 T-20: Commercial Refrigeration Equipment, Transparent Door | 0.25759 | 0.25759 | 0.25759 | 0.25759 | 0.25759 | 0.25759 | 0.25759 | 0.25759 | 0.25759 | 0.25759 | 0.25759 | 0.25759
Commercial | MM Therms | ComRefrig | SDG&E | 2005 T-20: Commercial Refrigeration Equipment, Transparent Door | -0.017185 | -0.017185 | -0.017185 | -0.017185 | -0.017185 | -0.017185 | -0.017185 | -0.017185 | -0.017185 | -0.017185 | -0.017185 | -0.017185
Commercial | GWh | ComRefrig | SDG&E | 2005 T-20: Commercial Ice Maker Equipment | 0.8352 | 0.8352 | 0.8352 | 0.8352 | 0.8352 | 0.8352 | 0.8352 | 0.8352 | 0.8352 | 0.8352 | 0.8352 | 0.8352
Commercial | MW | ComRefrig | SDG&E | 2005 T-20: Commercial Ice Maker Equipment | 0.13168 | 0.13168 | 0.13168 | 0.13168 | 0.13168 | 0.13168 | 0.13168 | 0.13168 | 0.13168 | 0.13168 | 0.13168 | 0.13168
Commercial | MM Therms | ComRefrig | SDG&E | 2005 T-20: Commercial Ice Maker Equipment | -0.0047208 | -0.0047208 | -0.0047208 | -0.0047208 | -0.0047208 | -0.0047208 | -0.0047208 | -0.0047208 | -0.0047208 | -0.0047208 | -0.0047208 | -0.0047208
Commercial | GWh | ComRefrig | SDG&E | 2005 T-20: Walk-In Refrigerators / Freezers | 10.8877 | 13.4845 | 16.0508 | 16.102 | 16.153 | 16.2039 | 16.2549 | 16.306 | 16.3574 | 16.4089 | 16.4604 | 16.5116
Commercial | MW | ComRefrig | SDG&E | 2005 T-20: Walk-In Refrigerators / Freezers | 1.4346 | 1.7767 | 2.1149 | 2.1216 | 2.1283 | 2.1351 | 2.1418 | 2.1485 | 2.1553 | 2.1621 | 2.1688 | 2.1756
Commercial | GWh | ComRefrig | SDG&E | 2008 T-24: Refrigerated warehouses | 0.10963 | 0.14333 | 0.17731 | 0.21164 | 0.24639 | 0.28165 | 0.3165 | 0.35103 | 0.38531 | 0.41941 | 0.45337 | 0.48721
Commercial | MW | ComRefrig | SDG&E | 2008 T-24: Refrigerated warehouses | 0.01804 | 0.023586 | 0.029178 | 0.034827 | 0.040546 | 0.046347 | 0.052082 | 0.057764 | 0.063406 | 0.069017 | 0.074605 | 0.080174
Commercial | GWh | ComRefrig | SCE | Fed Appliance: Walk-in Coolers & Freezers | 0 | 0 | 0 | 0 | 1.3763 | 3.7685 | 6.1655 | 8.571 | 10.9883 | 13.3957 | 15.7955 | 18.1893
Commercial | MW | ComRefrig | SCE | Fed Appliance: Walk-in Coolers & Freezers | 0 | 0 | 0 | 0 | 0.18059 | 0.49448 | 0.80899 | 1.1246 | 1.4418 | 1.7577 | 2.0726 | 2.3867
Commercial | GWh | ComRefrig | SCE | Fed Appliance: Commercial Refrigeration (Cycle 2) | 0 | 0 | 0 | 0 | 0.24669 | 0.57125 | 0.89891 | 1.2298 | 1.5639 | 1.898 | 2.232 | 2.566
Commercial | MW | ComRefrig | SCE | Fed Appliance: Commercial Refrigeration (Cycle 2) | 0 | 0 | 0 | 0 | 0.032316 | 0.07483 | 0.11775 | 0.16109 | 0.20486 | 0.24862 | 0.29238 | 0.33614
Commercial | GWh | ComRefrig | SCE | 2005 T-20: Commercial Refrigeration Equipment, Solid Door | 3.3366 | 3.3366 | 3.3366 | 3.3366 | 3.3366 | 3.3366 | 3.3366 | 3.3366 | 3.3366 | 3.3366 | 3.3366 | 3.3366
Commercial | MW | ComRefrig | SCE | 2005 T-20: Commercial Refrigeration Equipment, Solid Door | 0.55132 | 0.55132 | 0.55132 | 0.55132 | 0.55132 | 0.55132 | 0.55132 | 0.55132 | 0.55132 | 0.55132 | 0.55132 | 0.55132
Commercial | GWh | ComRefrig | SCE | 2005 T-20: Commercial Refrigeration Equipment, Transparent Door | 6.8622 | 6.8622 | 6.8622 | 6.8622 | 6.8622 | 6.8622 | 6.8622 | 6.8622 | 6.8622 | 6.8622 | 6.8622 | 6.8622
Commercial | MW | ComRefrig | SCE | 2005 T-20: Commercial Refrigeration Equipment, Transparent Door | 1.1351 | 1.1351 | 1.1351 | 1.1351 | 1.1351 | 1.1351 | 1.1351 | 1.1351 | 1.1351 | 1.1351 | 1.1351 | 1.1351
Commercial | GWh | ComRefrig | SCE | 2005 T-20: Commercial Ice Maker Equipment | 3.6804 | 3.6804 | 3.6804 | 3.6804 | 3.6804 | 3.6804 | 3.6804 | 3.6804 | 3.6804 | 3.6804 | 3.6804 | 3.6804
Commercial | MW | ComRefrig | SCE | 2005 T-20: Commercial Ice Maker Equipment | 0.58029 | 0.58029 | 0.58029 | 0.58029 | 0.58029 | 0.58029 | 0.58029 | 0.58029 | 0.58029 | 0.58029 | 0.58029 | 0.58029
Commercial | GWh | ComRefrig | SCE | 2005 T-20: Walk-In Refrigerators / Freezers | 47.9783 | 59.4215 | 70.7305 | 70.9559 | 71.1806 | 71.4051 | 71.6298 | 71.8551 | 72.0813 | 72.3086 | 72.5352 | 72.7612
Commercial | MW | ComRefrig | SCE | 2005 T-20: Walk-In Refrigerators / Freezers | 6.3217 | 7.8295 | 9.3196 | 9.3493 | 9.3789 | 9.4084 | 9.438 | 9.4677 | 9.4975 | 9.5275 | 9.5573 | 9.5871
Commercial | GWh | ComRefrig | SCE | 2008 T-24: Refrigerated warehouses | 0.48309 | 0.63161 | 0.78136 | 0.93264 | 1.0858 | 1.2411 | 1.3947 | 1.5469 | 1.698 | 1.8482 | 1.9978 | 2.147
Commercial | MW | ComRefrig | SCE | 2008 T-24: Refrigerated warehouses | 0.079495 | 0.10394 | 0.12858 | 0.15347 | 0.17867 | 0.20424 | 0.22951 | 0.25455 | 0.27941 | 0.30413 | 0.32876 | 0.3533
Commercial | MM Therms | ComRefrig | SCG | 2005 T-20: Commercial Refrigeration Equipment, Solid Door | -0.11773 | -0.11773 | -0.11773 | -0.11773 | -0.11773 | -0.11773 | -0.11773 | -0.11773 | -0.11773 | -0.11773 | -0.11773 | -0.11773
Commercial | MM Therms | ComRefrig | SCG | 2005 T-20: Commercial Refrigeration Equipment, Transparent Door | -0.24213 | -0.24213 | -0.24213 | -0.24213 | -0.24213 | -0.24213 | -0.24213 | -0.24213 | -0.24213 | -0.24213 | -0.24213 | -0.24213
Commercial | MM Therms | ComRefrig | SCG | 2005 T-20: Commercial Ice Maker Equipment | -0.066515 | -0.066515 | -0.066515 | -0.066515 | -0.066515 | -0.066515 | -0.066515 | -0.066515 | -0.066515 | -0.066515 | -0.066515 | -0.066515
Commercial | GWh | FoodServ | PG&E | 2005 T-20: Hot Food Holding Cabinets | 4.5853 | 4.8265 | 5.046 | 5.251 | 5.4532 | 5.656 | 5.8615 | 6.07 | 6.0743 | 6.0787 | 6.0831 | 6.0874
Commercial | MW | FoodServ | PG&E | 2005 T-20: Hot Food Holding Cabinets | 0.80559 | 0.84796 | 0.88653 | 0.92253 | 0.95806 | 0.99369 | 1.0298 | 1.0664 | 1.0672 | 1.0679 | 1.0687 | 1.0695
Commercial | MM Therms | FoodServ | PG&E | 2005 T-20: Hot Food Holding Cabinets | -0.10421 | -0.10969 | -0.11468 | -0.11934 | -0.12393 | -0.12854 | -0.13321 | -0.13795 | -0.13805 | -0.13815 | -0.13825 | -0.13835
Commercial | GWh | FoodServ | SDG&E | 2005 T-20: Hot Food Holding Cabinets | 1.0733 | 1.1297 | 1.1811 | 1.2291 | 1.2764 | 1.3239 | 1.372 | 1.4208 | 1.4218 | 1.4228 | 1.4238 | 1.4248
Commercial | MW | FoodServ | SDG&E | 2005 T-20: Hot Food Holding Cabinets | 0.18856 | 0.19848 | 0.2075 | 0.21593 | 0.22425 | 0.23258 | 0.24104 | 0.24961 | 0.24979 | 0.24997 | 0.25015 | 0.25033
Commercial | MM Therms | FoodServ | SDG&E | 2005 T-20: Hot Food Holding Cabinets | -0.011844 | -0.012467 | -0.013034 | -0.013563 | -0.014085 | -0.014609 | -0.01514 | -0.015679 | -0.01569 | -0.015701 | -0.015712 | -0.015724
Commercial | GWh | FoodServ | SCE | 2005 T-20: Hot Food Holding Cabinets | 4.7295 | 4.9782 | 5.2046 | 5.416 | 5.6246 | 5.8338 | 6.0457 | 6.2608 | 6.2652 | 6.2697 | 6.2743 | 6.2788
Commercial | MW | FoodServ | SCE | 2005 T-20: Hot Food Holding Cabinets | 0.83091 | 0.87462 | 0.91439 | 0.95153 | 0.98817 | 1.0249 | 1.0622 | 1.0999 | 1.1007 | 1.1015 | 1.1023 | 1.1031
Commercial | MM Therms | FoodServ | SCG | 2005 T-20: Hot Food Holding Cabinets | -0.16688 | -0.17566 | -0.18364 | -0.1911 | -0.19846 | -0.20584 | -0.21332 | -0.22091 | -0.22107 | -0.22123 | -0.22139 | -0.22154
Commercial | MM Therms | HVAC | PG&E | Fed Appliance: ASHRAE Products (Commercial boilers) | 0.041044 | 0.063656 | 0.086425 | 0.10936 | 0.13245 | 0.15549 | 0.17848 | 0.20141 | 0.2243 | 0.24715 | 0.26996 | 0.29274
Commercial | GWh | HVAC | PG&E | 2005 T-20: Large Packaged Commercial Air-Conditioners, Tier 1 | 5.4522 | 5.4522 | 5.4522 | 5.4522 | 5.4522 | 5.4522 | 5.4522 | 5.4522 | 5.4522 | 5.4522 | 5.4522 | 5.4522
Commercial | MW | HVAC | PG&E | 2005 T-20: Large Packaged Commercial Air-Conditioners, Tier 1 | 2.8208 | 2.8208 | 2.8208 | 2.8208 | 2.8208 | 2.8208 | 2.8208 | 2.8208 | 2.8208 | 2.8208 | 2.8208 | 2.8208
Commercial | MM Therms | HVAC | PG&E | 2005 T-20: Unit Heaters and Duct Furnaces | 3.8363 | 4.3064 | 4.7749 | 5.242 | 5.7077 | 6.1723 | 6.6358 | 7.0959 | 7.1051 | 7.1143 | 7.1235 | 7.1327
Commercial | GWh | HVAC | PG&E | 2005 T-24: Ducts in existing commercial buildings | 15.8285 | 17.8764 | 19.9735 | 22.1186 | 24.3169 | 26.5759 | 28.8104 | 31.0286 | 33.2364 | 35.4375 | 37.6346 | 39.8291
Commercial | MW | HVAC | PG&E | 2005 T-24: Ducts in existing commercial buildings | 12.0269 | 13.583 | 15.1764 | 16.8063 | 18.4766 | 20.193 | 21.8909 | 23.5764 | 25.2539 | 26.9263 | 28.5957 | 30.2632
Commercial | MM Therms | HVAC | PG&E | 2005 T-24: Ducts in existing commercial buildings | 1.9473 | 2.1993 | 2.4573 | 2.7212 | 2.9916 | 3.2696 | 3.5445 | 3.8174 | 4.089 | 4.3598 | 4.6301 | 4.9001
Commercial | GWh | HVAC | PG&E | 2005 T-24: Cooling tower applications | 3.3429 | 3.5177 | 3.637 | 3.6979 | 3.6979 | 3.6979 | 3.6979 | 3.6979 | 3.6979 | 3.6979 | 3.6979 | 3.6979
Commercial | GWh | HVAC | PG&E | 2008 T-24: DDC to Zone | 70.803 | 90.9158 | 110.3673 | 129.2403 | 147.62 | 165.5882 | 183.2195 | 200.5791 | 217.7221 | 234.6942 | 251.5325 | 268.2665
Commercial | MW | HVAC | PG&E | 2008 T-24: DDC to Zone | 24.9381 | 32.0222 | 38.8734 | 45.5208 | 51.9945 | 58.3232 | 64.5333 | 70.6476 | 76.6857 | 82.6636 | 88.5943 | 94.4884
Commercial | MM Therms | HVAC | PG&E | 2008 T-24: DDC to Zone | 3.762 | 4.8307 | 5.8642 | 6.867 | 7.8436 | 8.7983 | 9.7351 | 10.6575 | 11.5683 | 12.4701 | 13.3648 | 14.2539
Commercial | MM Therms | HVAC | SDG&E | Fed Appliance: ASHRAE Products (Commercial boilers) | 0.0046649 | 0.0072348 | 0.0098226 | 0.012429 | 0.015054 | 0.017672 | 0.020285 | 0.022891 | 0.025493 | 0.02809 | 0.030683 | 0.033272
Commercial | GWh | HVAC | SDG&E | 2005 T-20: Large Packaged Commercial Air-Conditioners, Tier 1 | 1.2761 | 1.2761 | 1.2761 | 1.2761 | 1.2761 | 1.2761 | 1.2761 | 1.2761 | 1.2761 | 1.2761 | 1.2761 | 1.2761
Commercial | MW | HVAC | SDG&E | 2005 T-20: Large Packaged Commercial Air-Conditioners, Tier 1 | 0.66024 | 0.66024 | 0.66024 | 0.66024 | 0.66024 | 0.66024 | 0.66024 | 0.66024 | 0.66024 | 0.66024 | 0.66024 | 0.66024
Commercial | MM Therms | HVAC | SDG&E | 2005 T-20: Unit Heaters and Duct Furnaces | 0.43601 | 0.48944 | 0.54269 | 0.59578 | 0.64871 | 0.70152 | 0.75419 | 0.80648 | 0.80753 | 0.80858 | 0.80962 | 0.81067
Commercial | GWh | HVAC | SDG&E | 2005 T-24: Ducts in existing commercial buildings | 3.7048 | 4.1842 | 4.675 | 5.1771 | 5.6917 | 6.2204 | 6.7434 | 7.2626 | 7.7794 | 8.2946 | 8.8088 | 9.3225
Commercial | MW | HVAC | SDG&E | 2005 T-24: Ducts in existing commercial buildings | 2.815 | 3.1793 | 3.5522 | 3.9337 | 4.3247 | 4.7264 | 5.1238 | 5.5183 | 5.911 | 6.3024 | 6.6932 | 7.0835
Commercial | MM Therms | HVAC | SDG&E | 2005 T-24: Ducts in existing commercial buildings | 0.22132 | 0.24996 | 0.27928 | 0.30928 | 0.34002 | 0.3716 | 0.40285 | 0.43386 | 0.46473 | 0.49551 | 0.52623 | 0.55692
Commercial | GWh | HVAC | SDG&E | 2005 T-24: Cooling tower applications | 0.78245 | 0.82337 | 0.85127 | 0.86553 | 0.86553 | 0.86553 | 0.86553 | 0.86553 | 0.86553 | 0.86553 | 0.86553 | 0.86553
Commercial | GWh | HVAC | SDG&E | 2008 T-24: DDC to Zone | 16.5723 | 21.2799 | 25.8328 | 30.2502 | 34.5522 | 38.7579 | 42.8847 | 46.9479 | 50.9605 | 54.933 | 58.8742 | 62.791
Commercial | MW | HVAC | SDG&E | 2008 T-24: DDC to Zone | 5.8371 | 7.4952 | 9.0988 | 10.6547 | 12.1699 | 13.6512 | 15.1048 | 16.5359 | 17.9492 | 19.3484 | 20.7366 | 22.1161
Commercial | MM Therms | HVAC | SDG&E | 2008 T-24: DDC to Zone | 0.42757 | 0.54903 | 0.6665 | 0.78047 | 0.89146 | 0.99997 | 1.1064 | 1.2113 | 1.3148 | 1.4173 | 1.519 | 1.62
Commercial | GWh | HVAC | SCE | 2005 T-20: Large Packaged Commercial Air-Conditioners, Tier 1 | 5.6235 | 5.6235 | 5.6235 | 5.6235 | 5.6235 | 5.6235 | 5.6235 | 5.6235 | 5.6235 | 5.6235 | 5.6235 | 5.6235
Commercial | MW | HVAC | SCE | 2005 T-20: Large Packaged Commercial Air-Conditioners, Tier 1 | 2.9094 | 2.9094 | 2.9094 | 2.9094 | 2.9094 | 2.9094 | 2.9094 | 2.9094 | 2.9094 | 2.9094 | 2.9094 | 2.9094
Commercial | GWh | HVAC | SCE | 2005 T-24: Ducts in existing commercial buildings | 16.326 | 18.4383 | 20.6013 | 22.8138 | 25.0812 | 27.4112 | 29.716 | 32.0039 | 34.281 | 36.5514 | 38.8175 | 41.081
Commercial | MW | HVAC | SCE | 2005 T-24: Ducts in existing commercial buildings | 12.4049 | 14.0099 | 15.6534 | 17.3345 | 19.0573 | 20.8277 | 22.5789 | 24.3174 | 26.0476 | 27.7727 | 29.4945 | 31.2144
Commercial | GWh | HVAC | SCE | 2005 T-24: Cooling tower applications | 3.448 | 3.6283 | 3.7513 | 3.8141 | 3.8141 | 3.8141 | 3.8141 | 3.8141 | 3.8141 | 3.8141 | 3.8141 | 3.8141
Commercial | GWh | HVAC | SCE | 2008 T-24: DDC to Zone | 73.0284 | 93.7734 | 113.8363 | 133.3025 | 152.2598 | 170.7928 | 188.9784 | 206.8836 | 224.5654 | 242.071 | 259.4384 | 276.6985
Commercial | MW | HVAC | SCE | 2008 T-24: DDC to Zone | 25.7219 | 33.0287 | 40.0952 | 46.9516 | 53.6287 | 60.1564 | 66.5616 | 72.8682 | 79.096 | 85.2618 | 91.379 | 97.4583
Commercial | MM Therms | HVAC | SCG | Fed Appliance: ASHRAE Products (Commercial boilers) | 0.065728 | 0.10194 | 0.1384 | 0.17512 | 0.21211 | 0.249 | 0.28581 | 0.32254 | 0.35919 | 0.39578 | 0.43232 | 0.4688
Commercial | MM Therms | HVAC | SCG | 2005 T-20: Unit Heaters and Duct Furnaces | 6.1434 | 6.8962 | 7.6464 | 8.3944 | 9.1403 | 9.8843 | 10.6266 | 11.3632 | 11.378 | 11.3928 | 11.4075 | 11.4222
Commercial | MM Therms | HVAC | SCG | 2005 T-24: Ducts in existing commercial buildings | 3.1185 | 3.5219 | 3.9351 | 4.3577 | 4.7908 | 5.2358 | 5.6761 | 6.1131 | 6.5481 | 6.9817 | 7.4146 | 7.8469
Commercial | MM Therms | HVAC | SCG | 2008 T-24: DDC to Zone | 6.0244 | 7.7358 | 9.3909 | 10.9967 | 12.5606 | 14.0895 | 15.5897 | 17.0668 | 18.5254 | 19.9695 | 21.4022 | 22.8261
Commercial | GWh | Lighting | PG&E | Fed Appliance: General Service Fluorescent Lamps | 9.7283 | 15.9158 | 21.8385 | 27.5582 | 33.1301 | 36.0597 | 36.1657 | 36.2701 | 36.3732 | 36.4754 | 36.5769 | 36.678
Commercial | MW | Lighting | PG&E | Fed Appliance: General Service Fluorescent Lamps | 2.6786 | 4.3823 | 6.0131 | 7.588 | 9.1222 | 9.9289 | 9.9581 | 9.9868 | 10.0152 | 10.0433 | 10.0713 | 10.0991
Commercial | MM Therms | Lighting | PG&E | Fed Appliance: General Service Fluorescent Lamps | -0.041187 | -0.067382 | -0.092458 | -0.11667 | -0.14026 | -0.15267 | -0.15311 | -0.15356 | -0.15399 | -0.15443 | -0.15486 | -0.15528
Commercial | GWh | Lighting | PG&E | Fed Appliance: Incandescent Reflector Lamps | 0.16785 | 0.17428 | 0.18327 | 0.19468 | 0.20836 | 0.22164 | 0.2345 | 0.24689 | 0.25883 | 0.27032 | 0.28141 | 0.29214
Commercial | MW | Lighting | PG&E | Fed Appliance: Incandescent Reflector Lamps | 0.040231 | 0.041772 | 0.043926 | 0.046662 | 0.04994 | 0.053124 | 0.056204 | 0.059175 | 0.062036 | 0.064792 | 0.06745 | 0.070022
Commercial | MM Therms | Lighting | PG&E | Fed Appliance: Incandescent Reflector Lamps | -0.0022369 | -0.0023226 | -0.0024424 | -0.0025945 | -0.0027768 | -0.0029539 | -0.0031251 | -0.0032903 | -0.0034494 | -0.0036026 | -0.0037504 | -0.0038934
Commercial | GWh | Lighting | PG&E | Fed Appliance: Fluorescent Ballasts | 0 | 0.44139 | 3.822 | 7.2282 | 10.6609 | 14.1212 | 17.5757 | 21.0252 | 24.4706 | 27.9126 | 31.3518 | 34.7887
Commercial | MW | Lighting | PG&E | Fed Appliance: Fluorescent Ballasts | 0 | 0.076763 | 0.6647 | 1.2571 | 1.8541 | 2.4559 | 3.0566 | 3.6566 | 4.2558 | 4.8544 | 5.4525 | 6.0502
Commercial | MM Therms | Lighting | PG&E | Fed Appliance: Fluorescent Ballasts | 0 | -0.0060648 | -0.052516 | -0.099317 | -0.14648 | -0.19403 | -0.24149 | -0.28889 | -0.33623 | -0.38353 | -0.43078 | -0.47801
Commercial | GWh | Lighting | PG&E | Fed Appliance: Metal Halide Lamp Fixtures | 0 | 0 | 0 | 0 | 1.5014 | 3.1258 | 4.7084 | 6.2643 | 7.8048 | 9.3231 | 10.8256 | 12.3168
Commercial | MW | Lighting | PG&E | Fed Appliance: Metal Halide Lamp Fixtures | 0 | 0 | 0 | 0 | 0.051162 | 0.10652 | 0.16044 | 0.21346 | 0.26596 | 0.3177 | 0.36889 | 0.41971
Commercial | MM Therms | Lighting | PG&E | Fed Appliance: Metal Halide Lamp Fixtures | 0 | 0 | 0 | 0 | -0.02063 | -0.04295 | -0.064694 | -0.086073 | -0.10724 | -0.1281 | -0.14875 | -0.16924
Commercial | GWh | Lighting | PG&E | Fed Appliance: General Service Fluorescent Lamps | 0 | 0 | 0 | 0 | 0 | 1.2168 | 2.5344 | 3.8637 | 5.2049 | 6.5584 | 7.9108 | 8.0222
Commercial | MW | Lighting | PG&E | Fed Appliance: General Service Fluorescent Lamps | 0 | 0 | 0 | 0 | 0 | 0.19028 | 0.39632 | 0.60419 | 0.81393 | 1.0256 | 1.2371 | 1.2545
Commercial | MM Therms | Lighting | PG&E | Fed Appliance: General Service Fluorescent Lamps | 0 | 0 | 0 | 0 | 0 | -0.016719 | -0.034823 | -0.053088 | -0.071517 | -0.090114 | -0.1087 | -0.11023
Commercial | GWh | Lighting | PG&E | 2005 T-20: Pulse Start Metal Halide HID Luminaires, Tier 1(Vertical Lamps) | 86.878 | 93.2024 | 98.8381 | 103.9006 | 108.6639 | 113.181 | 113.2686 | 113.3538 | 113.4374 | 113.5197 | 113.6012 | 113.6821
Commercial | MW | Lighting | PG&E | 2005 T-20: Pulse Start Metal Halide HID Luminaires, Tier 1(Vertical Lamps) | 18.552 | 19.9026 | 21.106 | 22.1871 | 23.2042 | 24.1688 | 24.1875 | 24.2057 | 24.2236 | 24.2411 | 24.2585 | 24.2758
Commercial | MM Therms | Lighting | PG&E | 2005 T-20: Pulse Start Metal Halide HID Luminaires, Tier 1(Vertical Lamps) | -0.37389 | -0.40111 | -0.42537 | -0.44715 | -0.46765 | -0.48709 | -0.48747 | -0.48784 | -0.4882 | -0.48855 | -0.4889 | -0.48925
Commercial | GWh | Lighting | PG&E | 2005 T-20: Pulse Start Metal Halide HID Luminaires, Tier 2(All other MH | 21.7534 | 24.4073 | 26.8018 | 28.9845 | 30.9954 | 32.8663 | 34.6704 | 36.4167 | 36.4511 | 36.4851 | 36.5186 | 36.552
Commercial | MW | Lighting | PG&E | 2005 T-20: Pulse Start Metal Halide HID Luminaires, Tier 2(All other MH | 4.6586 | 5.2269 | 5.7397 | 6.2071 | 6.6378 | 7.0384 | 7.4248 | 7.7988 | 7.8062 | 7.8134 | 7.8206 | 7.8277
Commercial | MM Therms | Lighting | PG&E | 2005 T-20: Pulse Start Metal Halide HID Luminaires, Tier 2(All other MH | -0.093619 | -0.10504 | -0.11535 | -0.12474 | -0.13339 | -0.14145 | -0.14921 | -0.15673 | -0.15687 | -0.15702 | -0.15716 | -0.15731
Commercial | GWh | Lighting | PG&E | 2005 T-20: Modular Furniture Task Lighting Fixtures | 0.85254 | 0.94324 | 1.0303 | 1.1151 | 1.199 | 1.2828 | 1.3672 | 1.4526 | 1.5396 | 1.6275 | 1.6293 | 1.631
Commercial | MW | Lighting | PG&E | 2005 T-20: Modular Furniture Task Lighting Fixtures | 0.17068 | 0.18884 | 0.20627 | 0.22326 | 0.24005 | 0.25683 | 0.27372 | 0.29083 | 0.30823 | 0.32584 | 0.32619 | 0.32654
Commercial | MM Therms | Lighting | PG&E | 2005 T-20: Modular Furniture Task Lighting Fixtures | -0.0036094 | -0.0039934 | -0.0043618 | -0.0047211 | -0.0050763 | -0.005431 | -0.0057882 | -0.00615 | -0.006518 | -0.0068904 | -0.0068979 | -0.0069053
Commercial | GWh | Lighting | PG&E | 2006 T-20: General Service Incandescent Lamps, Tier 2 | 0.032864 | 0.032864 | 0.032864 | 0.032864 | 0.032864 | 0.032864 | 0.032864 | 0.032864 | 0.032864 | 0.032864 | 0.032864 | 0.032864
Commercial | MW | Lighting | PG&E | 2006 T-20: General Service Incandescent Lamps, Tier 2 | 0.0053943 | 0.0053943 | 0.0053943 | 0.0053943 | 0.0053943 | 0.0053943 | 0.0053943 | 0.0053943 | 0.0053943 | 0.0053943 | 0.0053943 | 0.0053943
Commercial | MM Therms | Lighting | PG&E | 2006 T-20: General Service Incandescent Lamps, Tier 2 | -0.00043797 | -0.00043797 | -0.00043797 | -0.00043797 | -0.00043797 | -0.00043797 | -0.00043797 | -0.00043797 | -0.00043797 | -0.00043797 | -0.00043797 | -0.00043797
Commercial | GWh | Lighting | PG&E | 2006 T-20: General Service Incandescent Lamps, Tier 2 | 0.019643 | 0.019643 | 0.019643 | 0.019643 | 0.019643 | 0.019643 | 0.019643 | 0.019643 | 0.019643 | 0.019643 | 0.019643 | 0.019643
Commercial | MW | Lighting | PG&E | 2006 T-20: General Service Incandescent Lamps, Tier 2 | 0.0032316 | 0.0032316 | 0.0032316 | 0.0032316 | 0.0032316 | 0.0032316 | 0.0032316 | 0.0032316 | 0.0032316 | 0.0032316 | 0.0032316 | 0.0032316
Commercial | MM Therms | Lighting | PG&E | 2006 T-20: General Service Incandescent Lamps, Tier 2 | -0.00026179 | -0.00026179 | -0.00026179 | -0.00026179 | -0.00026179 | -0.00026179 | -0.00026179 | -0.00026179 | -0.00026179 | -0.00026179 | -0.00026179 | -0.00026179
Commercial | GWh | Lighting | PG&E | 2006 T-20: General Service Incandescent Lamps, Tier 2 | 0.020635 | 0.031084 | 0.041627 | 0.052266 | 0.063006 | 0.073848 | 0.084797 | 0.095855 | 0.10702 | 0.11831 | 0.12958 | 0.14085
Commercial | MW | Lighting | PG&E | 2006 T-20: General Service Incandescent Lamps, Tier 2 | 0.0033947 | 0.0051138 | 0.0068482 | 0.0085985 | 0.010365 | 0.012149 | 0.01395 | 0.015769 | 0.017607 | 0.019463 | 0.021318 | 0.023171
Commercial | MM Therms | Lighting | PG&E | 2006 T-20: General Service Incandescent Lamps, Tier 2 | -0.000275 | -0.00041426 | -0.00055476 | -0.00069655 | -0.00083967 | -0.00098417 | -0.0011301 | -0.0012775 | -0.0014263 | -0.0015767 | -0.0017269 | -0.001877
Commercial | GWh | Lighting | PG&E | 2006 T-20: BR, ER and R20 Incandescent Reflector Lamps: Commercial | 0.021337 | 0.021337 | 0.021337 | 0.021337 | 0.021337 | 0.021337 | 0.021337 | 0.021337 | 0.021337 | 0.021337 | 0.021337 | 0.021337
Commercial | MW | Lighting | PG&E | 2006 T-20: BR, ER and R20 Incandescent Reflector Lamps: Commercial | 0.0059667 | 0.0059667 | 0.0059667 | 0.0059667 | 0.0059667 | 0.0059667 | 0.0059667 | 0.0059667 | 0.0059667 | 0.0059667 | 0.0059667 | 0.0059667
Commercial | MM Therms | Lighting | PG&E | 2006 T-20: BR, ER and R20 Incandescent Reflector Lamps: Commercial | -9.1826e-05 | -9.1826e-05 | -9.1826e-05 | -9.1826e-05 | -9.1826e-05 | -9.1826e-05 | -9.1826e-05 | -9.1826e-05 | -9.1826e-05 | -9.1826e-05 | -9.1826e-05 | -9.1826e-05
Commercial | GWh | Lighting | PG&E | 2008 T-20: Metal Halide Fixtures | 17.1442 | 20.8369 | 24.2919 | 27.5293 | 30.5774 | 33.467 | 36.2276 | 38.8848 | 41.4959 | 44.077 | 46.6135 | 46.6641
Commercial | MW | Lighting | PG&E | 2008 T-20: Metal Halide Fixtures | 3.6207 | 4.4005 | 5.1302 | 5.8139 | 6.4576 | 7.0678 | 7.6509 | 8.212 | 8.7635 | 9.3086 | 9.8443 | 9.8549
Commercial | MM Therms | Lighting | PG&E | 2008 T-20: Metal Halide Fixtures | -0.073783 | -0.089675 | -0.10454 | -0.11848 | -0.13159 | -0.14403 | -0.15591 | -0.16735 | -0.17858 | -0.18969 | -0.20061 | -0.20083
Commercial | GWh | Lighting | PG&E | 2008 T-20: General Purpose Lighting -- 100 watt | 0.97887 | 0.97887 | 0.97887 | 0.97887 | 0.97887 | 0.97887 | 0.97887 | 0.97887 | 0.97887 | 0.97887 | 0.97887 | 0.97887
Commercial | MW | Lighting | PG&E | 2008 T-20: General Purpose Lighting -- 100 watt | 0.16081 | 0.16081 | 0.16081 | 0.16081 | 0.16081 | 0.16081 | 0.16081 | 0.16081 | 0.16081 | 0.16081 | 0.16081 | 0.16081
Commercial | MM Therms | Lighting | PG&E | 2008 T-20: General Purpose Lighting -- 100 watt | -0.013045 | -0.013045 | -0.013045 | -0.013045 | -0.013045 | -0.013045 | -0.013045 | -0.013045 | -0.013045 | -0.013045 | -0.013045 | -0.013045
Commercial | GWh | Lighting | PG&E | 2008 T-20: General Purpose Lighting -- 75 watt | 0.72857 | 0.72857 | 0.72857 | 0.72857 | 0.72857 | 0.72857 | 0.72857 | 0.72857 | 0.72857 | 0.72857 | 0.72857 | 0.72857
Commercial | MW | Lighting | PG&E | 2008 T-20: General Purpose Lighting -- 75 watt | 0.11973 | 0.11973 | 0.11973 | 0.11973 | 0.11973 | 0.11973 | 0.11973 | 0.11973 | 0.11973 | 0.11973 | 0.11973 | 0.11973
Commercial | MM Therms | Lighting | PG&E | 2008 T-20: General Purpose Lighting -- 75 watt | -0.0097096 | -0.0097096 | -0.0097096 | -0.0097096 | -0.0097096 | -0.0097096 | -0.0097096 | -0.0097096 | -0.0097096 | -0.0097096 | -0.0097096 | -0.0097096
Commercial | GWh | Lighting | PG&E | 2008 T-20: General Purpose Lighting -- 60 and 40 watt | 5.6487 | 5.6487 | 5.6487 | 5.6487 | 5.6487 | 5.6487 | 5.6487 | 5.6487 | 5.6487 | 5.6487 | 5.6487 | 5.6487
Commercial | MW | Lighting | PG&E | 2008 T-20: General Purpose Lighting -- 60 and 40 watt | 0.9254 | 0.9254 | 0.9254 | 0.9254 | 0.9254 | 0.9254 | 0.9254 | 0.9254 | 0.9254 | 0.9254 | 0.9254 | 0.9254
Commercial | MM Therms | Lighting | PG&E | 2008 T-20: General Purpose Lighting -- 60 and 40 watt | -0.075279 | -0.075279 | -0.075279 | -0.075279 | -0.075279 | -0.075279 | -0.075279 | -0.075279 | -0.075279 | -0.075279 | -0.075279 | -0.075279
Commercial | GWh | Lighting | PG&E | Future T-20: Dimming Ballasts | 0 | 0 | 0 | 8.4697 | 17.0894 | 25.8586 | 34.7767 | 43.843 | 53.0566 | 62.4162 | 71.9206 | 81.5681
Commercial | MW | Lighting | PG&E | Future T-20: Dimming Ballasts | 0 | 0 | 0 | 1.7998 | 3.6315 | 5.4949 | 7.39 | 9.3166 | 11.2745 | 13.2635 | 15.2831 | 17.3332
Commercial | GWh | Lighting | PG&E | Future T-20: Small Diameter Directional Lamps (Tier 1) | 0 | 0 | 0 | 33.146 | 33.6364 | 34.1203 | 34.597 | 35.0656 | 35.5253 | 35.9755 | 36.4157 | 36.8454
Commercial | MW | Lighting | PG&E | Future T-20: Small Diameter Directional Lamps (Tier 1) | 0 | 0 | 0 | 6.3063 | 6.3996 | 6.4917 | 6.5824 | 6.6715 | 6.759 | 6.8446 | 6.9284 | 7.0102
Commercial | GWh | Lighting | PG&E | Future T-20: Small Diameter Directional Lamps (Tier 2) | 0 | 0 | 0 | 8.4937 | 16.6855 | 16.8063 | 16.9265 | 17.0471 | 17.1688 | 17.2918 | 17.4164 | 17.5429
Commercial | MW | Lighting | PG&E | Future T-20: Small Diameter Directional Lamps (Tier 2) | 0 | 0 | 0 | 1.616 | 3.1746 | 3.1975 | 3.2204 | 3.2434 | 3.2665 | 3.2899 | 3.3136 | 3.3377
Commercial | GWh | Lighting | PG&E | 2005 T-24: Lighting controls under skylights | 3.237 | 4.7773 | 6.4007 | 8.0225 | 9.9319 | 12.1204 | 14.258 | 16.3563 | 18.4248 | 20.4708 | 22.5001 | 24.5168
Commercial | MM Therms | Lighting | PG&E | 2005 T-24: Lighting controls under skylights | -0.0071786 | -0.010594 | -0.014195 | -0.017791 | -0.022025 | -0.026879 | -0.031619 | -0.036273 | -0.04086 | -0.045397 | -0.049897 | -0.05437
Commercial | GWh | Lighting | PG&E | 2005 T-24: Bi-level lighting control credits | 2.4898 | 2.8129 | 3.1461 | 3.4894 | 3.8427 | 4.2059 | 4.5661 | 4.9234 | 5.278 | 5.6299 | 5.9793 | 6.3263
Commercial | MM Therms | Lighting | PG&E | 2005 T-24: Bi-level lighting control credits | -0.010715 | -0.012106 | -0.01354 | -0.015017 | -0.016538 | -0.018101 | -0.019651 | -0.021189 | -0.022715 | -0.024229 | -0.025733 | -0.027226
Commercial | GWh | Lighting | PG&E | 2008 T-24: Skylighting | 9.4778 | 12.2851 | 15.0415 | 17.7502 | 20.4161 | 23.0452 | 25.6437 | 28.2175 | 30.7718 | 33.311 | 35.8387 | 38.3578
Commercial | MW | Lighting | PG&E | 2008 T-24: Skylighting | 0.43635 | 0.5656 | 0.69251 | 0.81722 | 0.93995 | 1.061 | 1.1806 | 1.2991 | 1.4167 | 1.5336 | 1.65 | 1.766
Commercial | MM Therms | Lighting | PG&E | 2008 T-24: Skylighting | -0.015676 | -0.02032 | -0.024879 | -0.029359 | -0.033769 | -0.038117 | -0.042415 | -0.046672 | -0.050897 | -0.055097 | -0.059278 | -0.063445
Commercial | GWh | Lighting | PG&E | 2008 T-24: Sidelighting | 3.6477 | 4.7306 | 5.7958 | 6.8442 | 7.8766 | 8.8944 | 9.8989 | 10.8915 | 11.8737 | 12.8467 | 13.8119 | 14.7704
Commercial | MW | Lighting | PG&E | 2008 T-24: Sidelighting | 1.2486 | 1.6193 | 1.9839 | 2.3427 | 2.6961 | 3.0445 | 3.3884 | 3.7281 | 4.0643 | 4.3974 | 4.7278 | 5.0558
Commercial | MM Therms | Lighting | PG&E | 2008 T-24: Sidelighting | 0.0069742 | 0.0090447 | 0.011081 | 0.013086 | 0.01506 | 0.017006 | 0.018926 | 0.020824 | 0.022702 | 0.024562 | 0.026408 | 0.02824
Commercial | GWh | Lighting | PG&E | 2008 T-24: Tailored Indoor lighting | 72.4136 | 92.8151 | 112.5927 | 131.8663 | 150.7386 | 169.2958 | 187.6078 | 205.7306 | 223.708 | 241.5745 | 259.3564 | 277.0743
Commercial | MW | Lighting | PG&E | 2008 T-24: Tailored Indoor lighting | 15.8167 | 20.2728 | 24.5926 | 28.8024 | 32.9245 | 36.9778 | 40.9775 | 44.9359 | 48.8625 | 52.7649 | 56.6489 | 60.5189
Commercial | MM Therms | Lighting | PG&E | 2008 T-24: Tailored Indoor lighting | -0.27232 | -0.34904 | -0.42341 | -0.49589 | -0.56686 | -0.63665 | -0.70551 | -0.77366 | -0.84127 | -0.90846 | -0.97533 | -1.042
Commercial | GWh | Lighting | PG&E | 2008 T-24: DR Indoor Lighting | 0.088304 | 0.088304 | 0.088304 | 0.088304 | 0.088304 | 0.088304 | 0.088304 | 0.088304 | 0.088304 | 0.088304 | 0.088304 | 0.088304
Commercial | MW | Lighting | PG&E | 2008 T-24: DR Indoor Lighting | 0.018295 | 0.018295 | 0.018295 | 0.018295 | 0.018295 | 0.018295 | 0.018295 | 0.018295 | 0.018295 | 0.018295 | 0.018295 | 0.018295
Commercial | GWh | Lighting | PG&E | 2008 T-24: Outdoor Lighting | 2.8972 | 3.744 | 4.5812 | 5.4114 | 6.2372 | 7.0614 | 7.8637 | 8.6475 | 9.4157 | 10.1709 | 10.9152 | 11.6504
Commercial | GWh | Lighting | PG&E | 2008 T-24: Outdoor Signs | 0.54158 | 0.54158 | 0.54158 | 0.54158 | 0.54158 | 0.54158 | 0.54158 | 0.54158 | 0.54158 | 0.54158 | 0.54158 | 0.54158
Commercial | GWh | Lighting | SDG&E | Fed Appliance: General Service Fluorescent Lamps | 2.277 | 3.7253 | 5.1116 | 6.4503 | 7.7545 | 8.4402 | 8.465 | 8.4894 | 8.5136 | 8.5375 | 8.5613 | 8.5849
Commercial | MW | Lighting | SDG&E | Fed Appliance: General Service Fluorescent Lamps | 0.62697 | 1.0257 | 1.4074 | 1.7761 | 2.1352 | 2.324 | 2.3308 | 2.3375 | 2.3442 | 2.3508 | 2.3573 | 2.3638
Commercial | MM Therms | Lighting | SDG&E | Fed Appliance: General Service Fluorescent Lamps | -0.0046811 | -0.0076584 | -0.010508 | -0.01326 | -0.015942 | -0.017351 | -0.017402 | -0.017452 | -0.017502 | -0.017551 | -0.0176 | -0.017649
Commercial | GWh | Lighting | SDG&E | Fed Appliance: Incandescent Reflector Lamps | 0.039288 | 0.040792 | 0.042896 | 0.045568 | 0.048769 | 0.051879 | 0.054887 | 0.057788 | 0.060582 | 0.063273 | 0.065868 | 0.06838
Commercial | MW | Lighting | SDG&E | Fed Appliance: Incandescent Reflector Lamps | 0.0094165 | 0.0097772 | 0.010281 | 0.010922 | 0.011689 | 0.012434 | 0.013155 | 0.013851 | 0.01452 | 0.015165 | 0.015787 | 0.016389
Commercial | MM Therms | Lighting | SDG&E | Fed Appliance: Incandescent Reflector Lamps | -0.00025424 | -0.00026398 | -0.00027759 | -0.00029488 | -0.0003156 | -0.00033572 | -0.00035518 | -0.00037396 | -0.00039204 | -0.00040945 | -0.00042625 | -0.0004425
Commercial | GWh | Lighting | SDG&E | Fed Appliance: Fluorescent Ballasts | 0 | 0.10331 | 0.8946 | 1.6918 | 2.4953 | 3.3052 | 4.1138 | 4.9212 | 5.7276 | 6.5333 | 7.3383 | 8.1427
Commercial | MW | Lighting | SDG&E | Fed Appliance: Fluorescent Ballasts | 0 | 0.017967 | 0.15558 | 0.29423 | 0.43397 | 0.57483 | 0.71544 | 0.85586 | 0.99611 | 1.1362 | 1.2762 | 1.4161
Commercial | MM Therms | Lighting | SDG&E | Fed Appliance: Fluorescent Ballasts | 0 | -0.00068929 | -0.0059687 | -0.011288 | -0.016649 | -0.022052 | -0.027447 | -0.032834 | -0.038215 | -0.04359 | -0.048961 | -0.054328
Commercial | GWh | Lighting | SDG&E | Fed Appliance: Metal Halide Lamp Fixtures | 0 | 0 | 0 | 0 | 0.35142 | 0.73164 | 1.1021 | 1.4662 | 1.8268 | 2.1822 | 2.5339 | 2.8829
Commercial | MW | Lighting | SDG&E | Fed Appliance: Metal Halide Lamp Fixtures | 0 | 0 | 0 | 0 | 0.011975 | 0.024931 | 0.037554 | 0.049963 | 0.06225 | 0.07436 | 0.086344 | 0.098238
Commercial | MM Therms | Lighting | SDG&E | Fed Appliance: Metal Halide Lamp Fixtures | 0 | 0 | 0 | 0 | -0.0023447 | -0.0048814 | -0.0073528 | -0.0097826 | -0.012188 | -0.014559 | -0.016906 | -0.019235
Commercial | GWh | Lighting | SDG&E | Fed Appliance: General Service Fluorescent Lamps | 0 | 0 | 0 | 0 | 0 | 0.2848 | 0.59321 | 0.90434 | 1.2183 | 1.5351 | 1.8516 | 1.8777
Commercial | MW | Lighting | SDG&E | Fed Appliance: General Service Fluorescent Lamps | 0 | 0 | 0 | 0 | 0 | 0.044537 | 0.092764 | 0.14142 | 0.19051 | 0.24005 | 0.28955 | 0.29363
Commercial | MM Therms | Lighting | SDG&E | Fed Appliance: General Service Fluorescent Lamps | 0 | 0 | 0 | 0 | 0 | -0.0019002 | -0.0039578 | -0.0060337 | -0.0081283 | -0.010242 | -0.012354 | -0.012528
Commercial | GWh | Lighting | SDG&E | 2005 T-20: Pulse Start Metal Halide HID Luminaires, Tier 1(Vertical Lamps) | 20.3348 | 21.8151 | 23.1342 | 24.3192 | 25.4341 | 26.4914 | 26.5119 | 26.5318 | 26.5514 | 26.5707 | 26.5897 | 26.6087
Commercial | MW | Lighting | SDG&E | 2005 T-20: Pulse Start Metal Halide HID Luminaires, Tier 1(Vertical Lamps) | 4.3423 | 4.6584 | 4.9401 | 5.1931 | 5.4312 | 5.657 | 5.6614 | 5.6656 | 5.6698 | 5.6739 | 5.678 | 5.682
Commercial | MM Therms | Lighting | SDG&E | 2005 T-20: Pulse Start Metal Halide HID Luminaires, Tier 1(Vertical Lamps) | -0.042495 | -0.045588 | -0.048345 | -0.050821 | -0.053151 | -0.055361 | -0.055403 | -0.055445 | -0.055486 | -0.055526 | -0.055566 | -0.055606
Commercial | GWh | Lighting | SDG&E | 2005 T-20: Pulse Start Metal Halide HID Luminaires, Tier 2(All other MH | 5.0916 | 5.7128 | 6.2733 | 6.7842 | 7.2548 | 7.6927 | 8.115 | 8.5238 | 8.5318 | 8.5398 | 8.5476 | 8.5554
Commercial | MW | Lighting | SDG&E | 2005 T-20: Pulse Start Metal Halide HID Luminaires, Tier 2(All other MH | 1.0904 | 1.2234 | 1.3434 | 1.4529 | 1.5537 | 1.6474 | 1.7379 | 1.8254 | 1.8271 | 1.8288 | 1.8305 | 1.8322
Commercial | MM Therms | Lighting | SDG&E | 2005 T-20: Pulse Start Metal Halide HID Luminaires, Tier 2(All other MH | -0.01064 | -0.011938 | -0.01311 | -0.014177 | -0.015161 | -0.016076 | -0.016958 | -0.017813 | -0.017829 | -0.017846 | -0.017862 | -0.017879
Commercial | GWh | Lighting | SDG&E | 2005 T-20: Modular Furniture Task Lighting Fixtures | 0.19955 | 0.22078 | 0.24115 | 0.26101 | 0.28065 | 0.30026 | 0.32 | 0.34001 | 0.36035 | 0.38094 | 0.38135 | 0.38176
Commercial | MW | Lighting | SDG&E | 2005 T-20: Modular Furniture Task Lighting Fixtures | 0.039951 | 0.044201 | 0.048279 | 0.052256 | 0.056187 | 0.060113 | 0.064067 | 0.068071 | 0.072145 | 0.076267 | 0.076349 | 0.076431
Commercial | MM Therms | Lighting | SDG&E | 2005 T-20: Modular Furniture Task Lighting Fixtures | -0.00041022 | -0.00045387 | -0.00049574 | -0.00053658 | -0.00057695 | -0.00061726 | -0.00065786 | -0.00069898 | -0.0007408 | -0.00078313 | -0.00078398 | -0.00078482
Commercial | GWh | Lighting | SDG&E | 2006 T-20: General Service Incandescent Lamps, Tier 2 | 0.0076922 | 0.0076922 | 0.0076922 | 0.0076922 | 0.0076922 | 0.0076922 | 0.0076922 | 0.0076922 | 0.0076922 | 0.0076922 | 0.0076922 | 0.0076922
Commercial | MW | Lighting | SDG&E | 2006 T-20: General Service Incandescent Lamps, Tier 2 | 0.0012626 | 0.0012626 | 0.0012626 | 0.0012626 | 0.0012626 | 0.0012626 | 0.0012626 | 0.0012626 | 0.0012626 | 0.0012626 | 0.0012626 | 0.0012626
Commercial | MM Therms | Lighting | SDG&E | 2006 T-20: General Service Incandescent Lamps, Tier 2 | -4.9778e-05 | -4.9778e-05 | -4.9778e-05 | -4.9778e-05 | -4.9778e-05 | -4.9778e-05 | -4.9778e-05 | -4.9778e-05 | -4.9778e-05 | -4.9778e-05 | -4.9778e-05 | -4.9778e-05
Commercial | GWh | Lighting | SDG&E | 2006 T-20: General Service Incandescent Lamps, Tier 2 | 0.0045978 | 0.0045978 | 0.0045978 | 0.0045978 | 0.0045978 | 0.0045978 | 0.0045978 | 0.0045978 | 0.0045978 | 0.0045978 | 0.0045978 | 0.0045978
Commercial | MW | Lighting | SDG&E | 2006 T-20: General Service Incandescent Lamps, Tier 2 | 0.00075639 | 0.00075639 | 0.00075639 | 0.00075639 | 0.00075639 | 0.00075639 | 0.00075639 | 0.00075639 | 0.00075639 | 0.00075639 | 0.00075639 | 0.00075639
Commercial | MM Therms | Lighting | SDG&E | 2006 T-20: General Service Incandescent Lamps, Tier 2 | -2.9753e-05 | -2.9753e-05 | -2.9753e-05 | -2.9753e-05 | -2.9753e-05 | -2.9753e-05 | -2.9753e-05 | -2.9753e-05 | -2.9753e-05 | -2.9753e-05 | -2.9753e-05 | -2.9753e-05
Commercial | GWh | Lighting | SDG&E | 2006 T-20: General Service Incandescent Lamps, Tier 2 | 0.0048298 | 0.0072757 | 0.0097433 | 0.012234 | 0.014747 | 0.017285 | 0.019848 | 0.022436 | 0.02505 | 0.027691 | 0.03033 | 0.032967
Commercial | MW | Lighting | SDG&E | 2006 T-20: General Service Incandescent Lamps, Tier 2 | 0.00079457 | 0.0011969 | 0.0016029 | 0.0020126 | 0.0024261 | 0.0028436 | 0.0032652 | 0.003691 | 0.0041211 | 0.0045555 | 0.0049896 | 0.0054234
Commercial | MM Therms | Lighting | SDG&E | 2006 T-20: General Service Incandescent Lamps, Tier 2 | -3.1255e-05 | -4.7083e-05 | -6.3052e-05 | -7.9167e-05 | -9.5433e-05 | -0.00011186 | -0.00012844 | -0.00014519 | -0.00016211 | -0.0001792 | -0.00019627 | -0.00021334
Commercial | GWh | Lighting | SDG&E | 2006 T-20: BR, ER and R20 Incandescent Reflector Lamps: Commercial | 0.0049941 | 0.0049941 | 0.0049941 | 0.0049941 | 0.0049941 | 0.0049941 | 0.0049941 | 0.0049941 | 0.0049941 | 0.0049941 | 0.0049941 | 0.0049941
Commercial | MW | Lighting | SDG&E | 2006 T-20: BR, ER and R20 Incandescent Reflector Lamps: Commercial | 0.0013966 | 0.0013966 | 0.0013966 | 0.0013966 | 0.0013966 | 0.0013966 | 0.0013966 | 0.0013966 | 0.0013966 | 0.0013966 | 0.0013966 | 0.0013966
Commercial | MM Therms | Lighting | SDG&E | 2006 T-20: BR, ER and R20 Incandescent Reflector Lamps: Commercial | -1.0437e-05 | -1.0437e-05 | -1.0437e-05 | -1.0437e-05 | -1.0437e-05 | -1.0437e-05 | -1.0437e-05 | -1.0437e-05 | -1.0437e-05 | -1.0437e-05 | -1.0437e-05 | -1.0437e-05
Commercial | GWh | Lighting | SDG&E | 2008 T-20: Metal Halide Fixtures | 4.0128 | 4.8771 | 5.6858 | 6.4436 | 7.157 | 7.8333 | 8.4795 | 9.1015 | 9.7126 | 10.3167 | 10.9105 | 10.9223
Commercial | MW | Lighting | SDG&E | 2008 T-20: Metal Halide Fixtures | 0.84746 | 1.03 | 1.2008 | 1.3608 | 1.5115 | 1.6543 | 1.7908 | 1.9221 | 2.0512 | 2.1788 | 2.3042 | 2.3067
Commercial | MM Therms | Lighting | SDG&E | 2008 T-20: Metal Halide Fixtures | -0.0083858 | -0.010192 | -0.011882 | -0.013466 | -0.014956 | -0.01637 | -0.01772 | -0.01902 | -0.020297 | -0.02156 | -0.0228 | -0.022825
Commercial | GWh | Lighting | SDG&E | 2008 T-20: General Purpose Lighting -- 100 watt | 0.22912 | 0.22912 | 0.22912 | 0.22912 | 0.22912 | 0.22912 | 0.22912 | 0.22912 | 0.22912 | 0.22912 | 0.22912 | 0.22912
Commercial | MW | Lighting | SDG&E | 2008 T-20: General Purpose Lighting -- 100 watt | 0.037639 | 0.037639 | 0.037639 | 0.037639 | 0.037639 | 0.037639 | 0.037639 | 0.037639 | 0.037639 | 0.037639 | 0.037639 | 0.037639
Commercial | MM Therms | Lighting | SDG&E | 2008 T-20: General Purpose Lighting -- 100 watt | -0.0014827 | -0.0014827 | -0.0014827 | -0.0014827 | -0.0014827 | -0.0014827 | -0.0014827 | -0.0014827 | -0.0014827 | -0.0014827 | -0.0014827 | -0.0014827
Commercial | GWh | Lighting | SDG&E | 2008 T-20: General Purpose Lighting -- 75 watt | 0.17053 | 0.17053 | 0.17053 | 0.17053 | 0.17053 | 0.17053 | 0.17053 | 0.17053 | 0.17053 | 0.17053 | 0.17053 | 0.17053
Commercial | MW | Lighting | SDG&E | 2008 T-20: General Purpose Lighting -- 75 watt | 0.028024 | 0.028024 | 0.028024 | 0.028024 | 0.028024 | 0.028024 | 0.028024 | 0.028024 | 0.028024 | 0.028024 | 0.028024 | 0.028024
Commercial | MM Therms | Lighting | SDG&E | 2008 T-20: General Purpose Lighting -- 75 watt | -0.0011035 | -0.0011035 | -0.0011035 | -0.0011035 | -0.0011035 | -0.0011035 | -0.0011035 | -0.0011035 | -0.0011035 | -0.0011035 | -0.0011035 | -0.0011035
Commercial | GWh | Lighting | SDG&E | 2008 T-20: General Purpose Lighting -- 60 and 40 watt | 1.3221 | 1.3221 | 1.3221 | 1.3221 | 1.3221 | 1.3221 | 1.3221 | 1.3221 | 1.3221 | 1.3221 | 1.3221 | 1.3221
Commercial | MW | Lighting | SDG&E | 2008 T-20: General Purpose Lighting -- 60 and 40 watt | 0.2166 | 0.2166 | 0.2166 | 0.2166 | 0.2166 | 0.2166 | 0.2166 | 0.2166 | 0.2166 | 0.2166 | 0.2166 | 0.2166
Commercial | MM Therms | Lighting | SDG&E | 2008 T-20: General Purpose Lighting -- 60 and 40 watt | -0.0085559 | -0.0085559 | -0.0085559 | -0.0085559 | -0.0085559 | -0.0085559 | -0.0085559 | -0.0085559 | -0.0085559 | -0.0085559 | -0.0085559 | -0.0085559
Commercial | GWh | Lighting | SDG&E | Future T-20: Dimming Ballasts | 0 | 0 | 0 | 1.9824 | 4 | 6.0525 | 8.1399 | 10.262 | 12.4185 | 14.6093 | 16.8339 | 19.092
Commercial | MW | Lighting | SDG&E | Future T-20: Dimming Ballasts | 0 | 0 | 0 | 0.42127 | 0.84999 | 1.2862 | 1.7297 | 2.1807 | 2.6389 | 3.1045 | 3.5772 | 4.057
Commercial | GWh | Lighting | SDG&E | Future T-20: Small Diameter Directional Lamps (Tier 1) | 0 | 0 | 0 | 7.7582 | 7.873 | 7.9863 | 8.0978 | 8.2075 | 8.3151 | 8.4205 | 8.5235 | 8.6241
Commercial | MW | Lighting | SDG&E | Future T-20: Small Diameter Directional Lamps (Tier 1) | 0 | 0 | 0 | 1.4761 | 1.4979 | 1.5195 | 1.5407 | 1.5616 | 1.582 | 1.6021 | 1.6217 | 1.6408
Commercial | GWh | Lighting | SDG&E | Future T-20: Small Diameter Directional Lamps (Tier 2) | 0 | 0 | 0 | 1.9881 | 3.9054 | 3.9337 | 3.9618 | 3.9901 | 4.0186 | 4.0474 | 4.0765 | 4.1061
Commercial | MW | Lighting | SDG&E | Future T-20: Small Diameter Directional Lamps (Tier 2) | 0 | 0 | 0 | 0.37824 | 0.74304 | 0.74842 | 0.75378 | 0.75915 | 0.76457 | 0.77004 | 0.7756 | 0.78122
Commercial | GWh | Lighting | SDG&E | 2005 T-24: Lighting controls under skylights | 0.75767 | 1.1182 | 1.4982 | 1.8778 | 2.3247 | 2.8369 | 3.3373 | 3.8284 | 4.3126 | 4.7914 | 5.2664 | 5.7384
Commercial | MM Therms | Lighting | SDG&E | 2005 T-24: Lighting controls under skylights | -0.00081589 | -0.0012041 | -0.0016133 | -0.002022 | -0.0025033 | -0.0030549 | -0.0035937 | -0.0041226 | -0.0046439 | -0.0051596 | -0.0056711 | -0.0061794
Commercial | GWh | Lighting | SDG&E | 2005 T-24: Bi-level lighting control credits | 0.58278 | 0.65839 | 0.73639 | 0.81674 | 0.89944 | 0.98445 | 1.0688 | 1.1524 | 1.2354 | 1.3177 | 1.3995 | 1.4807
Commercial | MM Therms | Lighting | SDG&E | 2005 T-24: Bi-level lighting control credits | -0.0012179 | -0.0013759 | -0.0015389 | -0.0017068 | -0.0018796 | -0.0020573 | -0.0022334 | -0.0024082 | -0.0025816 | -0.0027538 | -0.0029247 | -0.0030944
Commercial | GWh | Lighting | SDG&E | 2008 T-24: Skylighting | 2.2184 | 2.8755 | 3.5206 | 4.1546 | 4.7786 | 5.394 | 6.0022 | 6.6046 | 7.2025 | 7.7968 | 8.3885 | 8.9781
Commercial | MW | Lighting | SDG&E | 2008 T-24: Skylighting | 0.10213 | 0.13239 | 0.16209 | 0.19128 | 0.22001 | 0.24834 | 0.27634 | 0.30408 | 0.3316 | 0.35896 | 0.3862 | 0.41335
Commercial | MM Therms | Lighting | SDG&E | 2008 T-24: Skylighting | -0.0017817 | -0.0023094 | -0.0028276 | -0.0033368 | -0.003838 | -0.0043322 | -0.0048207 | -0.0053045 | -0.0057847 | -0.006262 | -0.0067372 | -0.0072108
Commercial | GWh | Lighting | SDG&E | 2008 T-24: Sidelighting | 0.85378 | 1.1072 | 1.3566 | 1.602 | 1.8436 | 2.0818 | 2.317 | 2.5493 | 2.7792 | 3.0069 | 3.2328 | 3.4572
Commercial | MW | Lighting | SDG&E | 2008 T-24: Sidelighting | 0.29224 | 0.37901 | 0.46435 | 0.54834 | 0.63106 | 0.71261 | 0.79309 | 0.87261 | 0.9513 | 1.0293 | 1.1066 | 1.1834
Commercial | MM Therms | Lighting | SDG&E | 2008 T-24: Sidelighting | 0.00079265 | 0.001028 | 0.0012595 | 0.0014873 | 0.0017116 | 0.0019328 | 0.0021511 | 0.0023668 | 0.0025802 | 0.0027916 | 0.0030014 | 0.0032097
Commercial | GWh | Lighting | SDG&E | 2008 T-24: Tailored Indoor lighting | 16.9493 | 21.7245 | 26.3537 | 30.8649 | 35.2822 | 39.6257 | 43.9119 | 48.1537 | 52.3615 | 56.5434 | 60.7055 | 64.8526
Commercial | MW | Lighting | SDG&E | 2008 T-24: Tailored Indoor lighting | 3.7021 | 4.7451 | 5.7562 | 6.7415 | 7.7064 | 8.6551 | 9.5913 | 10.5178 | 11.4369 | 12.3503 | 13.2594 | 14.1652
Commercial | MM Therms | Lighting | SDG&E | 2008 T-24: Tailored Indoor lighting | -0.03095 | -0.03967 | -0.048123 | -0.05636 | -0.064427 | -0.072358 | -0.080185 | -0.087931 | -0.095614 | -0.10325 | -0.11085 | -0.11842
Commercial | GWh | Lighting | SDG&E | 2008 T-24: DR Indoor Lighting | 0.020669 | 0.020669 | 0.020669 | 0.020669 | 0.020669 | 0.020669 | 0.020669 | 0.020669 | 0.020669 | 0.020669 | 0.020669 | 0.020669
Commercial | MW | Lighting | SDG&E | 2008 T-24: DR Indoor Lighting | 0.0042821 | 0.0042821 | 0.0042821 | 0.0042821 | 0.0042821 | 0.0042821 | 0.0042821 | 0.0042821 | 0.0042821 | 0.0042821 | 0.0042821 | 0.0042821
Commercial | GWh | Lighting | SDG&E | 2008 T-24: Outdoor Lighting | 0.67812 | 0.87633 | 1.0723 | 1.2666 | 1.4599 | 1.6528 | 1.8406 | 2.024 | 2.2039 | 2.3806 | 2.5548 | 2.7269
Commercial | GWh | Lighting | SDG&E | 2008 T-24: Outdoor Signs | 0.12676 | 0.12676 | 0.12676 | 0.12676 | 0.12676 | 0.12676 | 0.12676 | 0.12676 | 0.12676 | 0.12676 | 0.12676 | 0.12676
Commercial | GWh | Lighting | SCE | Fed Appliance: General Service Fluorescent Lamps | 10.0341 | 16.416 | 22.5249 | 28.4244 | 34.1714 | 37.1931 | 37.3025 | 37.4101 | 37.5164 | 37.6218 | 37.7266 | 37.8308
Commercial | MW | Lighting | SCE | Fed Appliance: General Service Fluorescent Lamps | 2.7628 | 4.5201 | 6.2021 | 7.8265 | 9.409 | 10.241 | 10.2711 | 10.3007 | 10.33 | 10.359 | 10.3879 | 10.4166
Commercial | GWh | Lighting | SCE | Fed Appliance: Incandescent Reflector Lamps | 0.17313 | 0.17976 | 0.18903 | 0.2008 | 0.21491 | 0.22861 | 0.24187 | 0.25465 | 0.26696 | 0.27882 | 0.29026 | 0.30133
Commercial | MW | Lighting | SCE | Fed Appliance: Incandescent Reflector Lamps | 0.041495 | 0.043085 | 0.045306 | 0.048128 | 0.05151 | 0.054794 | 0.057971 | 0.061035 | 0.063986 | 0.066828 | 0.06957 | 0.072223
Commercial | GWh | Lighting | SCE | Fed Appliance: Fluorescent Ballasts | 0 | 0.45526 | 3.9422 | 7.4554 | 10.996 | 14.5651 | 18.1281 | 21.6861 | 25.2398 | 28.79 | 32.3372 | 35.8822
Commercial | MW | Lighting | SCE | Fed Appliance: Fluorescent Ballasts | 0 | 0.079176 | 0.6856 | 1.2966 | 1.9123 | 2.5331 | 3.1527 | 3.7715 | 4.3895 | 5.0069 | 5.6239 | 6.2404
Commercial | GWh | Lighting | SCE | Fed Appliance: Metal Halide Lamp Fixtures | 0 | 0 | 0 | 0 | 1.5486 | 3.2241 | 4.8564 | 6.4612 | 8.0501 | 9.6161 | 11.1658 | 12.704
Commercial | MW | Lighting | SCE | Fed Appliance: Metal Halide Lamp Fixtures | 0 | 0 | 0 | 0 | 0.05277 | 0.10986 | 0.16549 | 0.22017 | 0.27432 | 0.32768 | 0.38049 | 0.4329
Commercial | GWh | Lighting | SCE | Fed Appliance: General Service Fluorescent Lamps | 0 | 0 | 0 | 0 | 0 | 1.255 | 2.6141 | 3.9851 | 5.3685 | 6.7645 | 8.1594 | 8.2744
Commercial | MW | Lighting | SCE | Fed Appliance: General Service Fluorescent Lamps | 0 | 0 | 0 | 0 | 0 | 0.19626 | 0.40878 | 0.62318 | 0.83952 | 1.0578 | 1.2759 | 1.2939
Commercial | GWh | Lighting | SCE | 2005 T-20: Pulse Start Metal Halide HID Luminaires, Tier 1(Vertical Lamps) | 89.6087 | 96.1319 | 101.9447 | 107.1663 | 112.0794 | 116.7384 | 116.8288 | 116.9167 | 117.0029 | 117.0878 | 117.1719 | 117.2553
Commercial | MW | Lighting | SCE | 2005 T-20: Pulse Start Metal Halide HID Luminaires, Tier 1(Vertical Lamps) | 19.1352 | 20.5281 | 21.7694 | 22.8844 | 23.9336 | 24.9285 | 24.9478 | 24.9665 | 24.9849 | 25.0031 | 25.021 | 25.0388
Commercial | GWh | Lighting | SCE | 2005 T-20: Pulse Start Metal Halide HID Luminaires, Tier 2(All other MH | 22.4371 | 25.1745 | 27.6442 | 29.8955 | 31.9696 | 33.8993 | 35.7601 | 37.5613 | 37.5969 | 37.6318 | 37.6665 | 37.7008
Commercial | MW | Lighting | SCE | 2005 T-20: Pulse Start Metal Halide HID Luminaires, Tier 2(All other MH | 4.805 | 5.3912 | 5.9201 | 6.4022 | 6.8464 | 7.2597 | 7.6582 | 8.0439 | 8.0515 | 8.059 | 8.0664 | 8.0738
Commercial | GWh | Lighting | SCE | 2005 T-20: Modular Furniture Task Lighting Fixtures | 0.87933 | 0.97289 | 1.0626 | 1.1502 | 1.2367 | 1.3231 | 1.4101 | 1.4983 | 1.5879 | 1.6787 | 1.6805 | 1.6823
Commercial | MW | Lighting | SCE | 2005 T-20: Modular Furniture Task Lighting Fixtures | 0.17605 | 0.19478 | 0.21275 | 0.23028 | 0.2476 | 0.2649 | 0.28232 | 0.29997 | 0.31792 | 0.33608 | 0.33644 | 0.33681
Commercial | GWh | Lighting | SCE | 2006 T-20: General Service Incandescent Lamps, Tier 2 | 0.033897 | 0.033897 | 0.033897 | 0.033897 | 0.033897 | 0.033897 | 0.033897 | 0.033897 | 0.033897 | 0.033897 | 0.033897 | 0.033897
Commercial | MW | Lighting | SCE | 2006 T-20: General Service Incandescent Lamps, Tier 2 | 0.0055639 | 0.0055639 | 0.0055639 | 0.0055639 | 0.0055639 | 0.0055639 | 0.0055639 | 0.0055639 | 0.0055639 | 0.0055639 | 0.0055639 | 0.0055639
Commercial | GWh | Lighting | SCE | 2006 T-20: General Service Incandescent Lamps, Tier 2 | 0.020261 | 0.020261 | 0.020261 | 0.020261 | 0.020261 | 0.020261 | 0.020261 | 0.020261 | 0.020261 | 0.020261 | 0.020261 | 0.020261
Commercial | MW | Lighting | SCE | 2006 T-20: General Service Incandescent Lamps, Tier 2 | 0.0033332 | 0.0033332 | 0.0033332 | 0.0033332 | 0.0033332 | 0.0033332 | 0.0033332 | 0.0033332 | 0.0033332 | 0.0033332 | 0.0033332 | 0.0033332
Commercial | GWh | Lighting | SCE | 2006 T-20: General Service Incandescent Lamps, Tier 2 | 0.021283 | 0.032061 | 0.042936 | 0.053909 | 0.064986 | 0.076169 | 0.087462 | 0.098868 | 0.11039 | 0.12202 | 0.13365 | 0.14527
Commercial | MW | Lighting | SCE | 2006 T-20: General Service Incandescent Lamps, Tier 2 | 0.0035014 | 0.0052745 | 0.0070635 | 0.0088688 | 0.010691 | 0.012531 | 0.014389 | 0.016265 | 0.01816 | 0.020075 | 0.021988 | 0.023899
Commercial | GWh | Lighting | SCE | 2006 T-20: BR, ER and R20 Incandescent Reflector Lamps: Commercial | 0.022007 | 0.022007 | 0.022007 | 0.022007 | 0.022007 | 0.022007 | 0.022007 | 0.022007 | 0.022007 | 0.022007 | 0.022007 | 0.022007
Commercial | MW | Lighting | SCE | 2006 T-20: BR, ER and R20 Incandescent Reflector Lamps: Commercial | 0.0061542 | 0.0061542 | 0.0061542 | 0.0061542 | 0.0061542 | 0.0061542 | 0.0061542 | 0.0061542 | 0.0061542 | 0.0061542 | 0.0061542 | 0.0061542
Commercial | GWh | Lighting | SCE | 2008 T-20: Metal Halide Fixtures | 17.6831 | 21.4918 | 25.0554 | 28.3946 | 31.5385 | 34.5189 | 37.3663 | 40.107 | 42.8002 | 45.4624 | 48.0787 | 48.1308
Commercial | MW | Lighting | SCE | 2008 T-20: Metal Halide Fixtures | 3.7345 | 4.5388 | 5.2914 | 5.9966 | 6.6606 | 7.29 | 7.8913 | 8.4702 | 9.0389 | 9.6011 | 10.1537 | 10.1647
Commercial | GWh | Lighting | SCE | 2008 T-20: General Purpose Lighting -- 100 watt | 1.0096 | 1.0096 | 1.0096 | 1.0096 | 1.0096 | 1.0096 | 1.0096 | 1.0096 | 1.0096 | 1.0096 | 1.0096 | 1.0096
Commercial | MW | Lighting | SCE | 2008 T-20: General Purpose Lighting -- 100 watt | 0.16586 | 0.16586 | 0.16586 | 0.16586 | 0.16586 | 0.16586 | 0.16586 | 0.16586 | 0.16586 | 0.16586 | 0.16586 | 0.16586
Commercial | GWh | Lighting | SCE | 2008 T-20: General Purpose Lighting -- 75 watt | 0.75147 | 0.75147 | 0.75147 | 0.75147 | 0.75147 | 0.75147 | 0.75147 | 0.75147 | 0.75147 | 0.75147 | 0.75147 | 0.75147
Commercial | MW | Lighting | SCE | 2008 T-20: General Purpose Lighting -- 75 watt | 0.12349 | 0.12349 | 0.12349 | 0.12349 | 0.12349 | 0.12349 | 0.12349 | 0.12349 | 0.12349 | 0.12349 | 0.12349 | 0.12349
Commercial | GWh | Lighting | SCE | 2008 T-20: General Purpose Lighting -- 60 and 40 watt | 5.8262 | 5.8262 | 5.8262 | 5.8262 | 5.8262 | 5.8262 | 5.8262 | 5.8262 | 5.8262 | 5.8262 | 5.8262 | 5.8262
Commercial | MW | Lighting | SCE | 2008 T-20: General Purpose Lighting -- 60 and 40 watt | 0.95448 | 0.95448 | 0.95448 | 0.95448 | 0.95448 | 0.95448 | 0.95448 | 0.95448 | 0.95448 | 0.95448 | 0.95448 | 0.95448
Commercial | GWh | Lighting | SCE | Future T-20: Dimming Ballasts | 0 | 0 | 0 | 8.7359 | 17.6265 | 26.6713 | 35.8698 | 45.2211 | 54.7242 | 64.3781 | 74.1812 | 84.1319
Commercial | MW | Lighting | SCE | Future T-20: Dimming Ballasts | 0 | 0 | 0 | 1.8564 | 3.7456 | 5.6677 | 7.6223 | 9.6095 | 11.6289 | 13.6803 | 15.7635 | 17.878
Commercial | GWh | Lighting | SCE | Future T-20: Small Diameter Directional Lamps (Tier 1) | 0 | 0 | 0 | 34.1878 | 34.6936 | 35.1928 | 35.6844 | 36.1677 | 36.6419 | 37.1062 | 37.5603 | 38.0035
Commercial | MW | Lighting | SCE | Future T-20: Small Diameter Directional Lamps (Tier 1) | 0 | 0 | 0 | 6.5045 | 6.6008 | 6.6957 | 6.7893 | 6.8812 | 6.9714 | 7.0598 | 7.1462 | 7.2305
Commercial | GWh | Lighting | SCE | Future T-20: Small Diameter Directional Lamps (Tier 2) | 0 | 0 | 0 | 8.7607 | 17.2099 | 17.3345 | 17.4585 | 17.5829 | 17.7084 | 17.8353 | 17.9639 | 18.0943
Commercial | MW | Lighting | SCE | Future T-20: Small Diameter Directional Lamps (Tier 2) | 0 | 0 | 0 | 1.6668 | 3.2743 | 3.298 | 3.3216 | 3.3453 | 3.3692 | 3.3933 | 3.4178 | 3.4426
Commercial | GWh | Lighting | SCE | 2005 T-24: Lighting controls under skylights | 3.3388 | 4.9275 | 6.6019 | 8.2747 | 10.2441 | 12.5014 | 14.7062 | 16.8704 | 19.0039 | 21.1143 | 23.2073 | 25.2874
Commercial | GWh | Lighting | SCE | 2005 T-24: Bi-level lighting control credits | 2.5681 | 2.9013 | 3.245 | 3.5991 | 3.9635 | 4.3381 | 4.7096 | 5.0782 | 5.4439 | 5.8068 | 6.1672 | 6.5251
Commercial | GWh | Lighting | SCE | 2008 T-24: Skylighting | 9.7757 | 12.6712 | 15.5143 | 18.3081 | 21.0578 | 23.7696 | 26.4497 | 29.1044 | 31.7389 | 34.358 | 36.9652 | 39.5635
Commercial | MW | Lighting | SCE | 2008 T-24: Skylighting | 0.45007 | 0.58338 | 0.71427 | 0.8429 | 0.9695 | 1.0943 | 1.2177 | 1.34 | 1.4613 | 1.5818 | 1.7019 | 1.8215
Commercial | GWh | Lighting | SCE | 2008 T-24: Sidelighting | 3.7623 | 4.8793 | 5.978 | 7.0593 | 8.1242 | 9.174 | 10.2101 | 11.2339 | 12.2469 | 13.2505 | 14.246 | 15.2347
Commercial | MW | Lighting | SCE | 2008 T-24: Sidelighting | 1.2878 | 1.6701 | 2.0462 | 2.4164 | 2.7809 | 3.1402 | 3.4949 | 3.8453 | 4.1921 | 4.5356 | 4.8764 | 5.2148
Commercial | GWh | Lighting | SCE | 2008 T-24: Tailored Indoor lighting | 74.6896 | 95.7324 | 116.1317 | 136.011 | 155.4765 | 174.617 | 193.5046 | 212.1969 | 230.7394 | 249.1674 | 267.5083 | 285.783
Commercial | MW | Lighting | SCE | 2008 T-24: Tailored Indoor lighting | 16.3138 | 20.91 | 25.3656 | 29.7077 | 33.9593 | 38.14 | 42.2655 | 46.3483 | 50.3983 | 54.4234 | 58.4294 | 62.421
Commercial | GWh | Lighting | SCE | 2008 T-24: DR Indoor Lighting | 0.09108 | 0.09108 | 0.09108 | 0.09108 | 0.09108 | 0.09108 | 0.09108 | 0.09108 | 0.09108 | 0.09108 | 0.09108 | 0.09108
Commercial | MW | Lighting | SCE | 2008 T-24: DR Indoor Lighting | 0.01887 | 0.01887 | 0.01887 | 0.01887 | 0.01887 | 0.01887 | 0.01887 | 0.01887 | 0.01887 | 0.01887 | 0.01887 | 0.01887
Commercial | GWh | Lighting | SCE | 2008 T-24: Outdoor Lighting | 2.9883 | 3.8617 | 4.7252 | 5.5814 | 6.4333 | 7.2834 | 8.1109 | 8.9193 | 9.7116 | 10.4906 | 11.2583 | 12.0166
Commercial | GWh | Lighting | SCE | 2008 T-24: Outdoor Signs | 0.5586 | 0.5586 | 0.5586 | 0.5586 | 0.5586 | 0.5586 | 0.5586 | 0.5586 | 0.5586 | 0.5586 | 0.5586 | 0.5586
Commercial | MM Therms | Lighting | SCG | Fed Appliance: General Service Fluorescent Lamps | -0.065956 | -0.10791 | -0.14806 | -0.18684 | -0.22461 | -0.24448 | -0.2452 | -0.2459 | -0.2466 | -0.2473 | -0.24798 | -0.24867
Commercial | MM Therms | Lighting | SCG | Fed Appliance: Incandescent Reflector Lamps | -0.0035822 | -0.0037194 | -0.0039112 | -0.0041548 | -0.0044468 | -0.0047303 | -0.0050045 | -0.0052691 | -0.0055238 | -0.0057692 | -0.0060058 | -0.0062348
Commercial | MM Therms | Lighting | SCG | Fed Appliance: Fluorescent Ballasts | 0 | -0.0097121 | -0.084099 | -0.15904 | -0.23458 | -0.31072 | -0.38673 | -0.46263 | -0.53844 | -0.61418 | -0.68985 | -0.76547
Commercial | MM Therms | Lighting | SCG | Fed Appliance: Metal Halide Lamp Fixtures | 0 | 0 | 0 | 0 | -0.033036 | -0.068779 | -0.1036 | -0.13784 | -0.17173 | -0.20514 | -0.2382 | -0.27101
Commercial | MM Therms | Lighting | SCG | Fed Appliance: General Service Fluorescent Lamps | 0 | 0 | 0 | 0 | 0 | -0.026774 | -0.055766 | -0.085015 | -0.11453 | -0.14431 | -0.17406 | -0.17652
Commercial | MM Therms | Lighting | SCG | 2005 T-20: Pulse Start Metal Halide HID Luminaires, Tier 1(Vertical Lamps) | -0.59875 | -0.64234 | -0.68118 | -0.71607 | -0.7489 | -0.78003 | -0.78063 | -0.78122 | -0.78179 | -0.78236 | -0.78292 | -0.78348
Commercial | MM Therms | Lighting | SCG | 2005 T-20: Pulse Start Metal Halide HID Luminaires, Tier 2(All other MH | -0.14992 | -0.16821 | -0.18471 | -0.19976 | -0.21362 | -0.22651 | -0.23894 | -0.25098 | -0.25122 | -0.25145 | -0.25168 | -0.25191
Commercial | MM Therms | Lighting | SCG | 2005 T-20: Modular Furniture Task Lighting Fixtures | -0.00578 | -0.006395 | -0.006985 | -0.0075604 | -0.0081291 | -0.0086972 | -0.0092692 | -0.0098485 | -0.010438 | -0.011034 | -0.011046 | -0.011058
Commercial | MM Therms | Lighting | SCG | 2006 T-20: General Service Incandescent Lamps, Tier 2 | -0.00070137 | -0.00070137 | -0.00070137 | -0.00070137 | -0.00070137 | -0.00070137 | -0.00070137 | -0.00070137 | -0.00070137 | -0.00070137 | -0.00070137 | -0.00070137
Commercial | MM Therms | Lighting | SCG | 2006 T-20: General Service Incandescent Lamps, Tier 2 | -0.00041922 | -0.00041922 | -0.00041922 | -0.00041922 | -0.00041922 | -0.00041922 | -0.00041922 | -0.00041922 | -0.00041922 | -0.00041922 | -0.00041922 | -0.00041922
Commercial | MM Therms | Lighting | SCG | 2006 T-20: General Service Incandescent Lamps, Tier 2 | -0.00044038 | -0.00066339 | -0.00088839 | -0.0011155 | -0.0013446 | -0.001576 | -0.0018097 | -0.0020457 | -0.0022841 | -0.0025249 | -0.0027654 | -0.0030059
Commercial | MM Therms | Lighting | SCG | 2006 T-20: BR, ER and R20 Incandescent Reflector Lamps: Commercial | -0.00014705 | -0.00014705 | -0.00014705 | -0.00014705 | -0.00014705 | -0.00014705 | -0.00014705 | -0.00014705 | -0.00014705 | -0.00014705 | -0.00014705 | -0.00014705
Commercial | MM Therms | Lighting | SCG | 2008 T-20: Metal Halide Fixtures | -0.11816 | -0.1436 | -0.16742 | -0.18973 | -0.21073 | -0.23065 | -0.24968 | -0.26799 | -0.28598 | -0.30377 | -0.32125 | -0.3216
Commercial | MM Therms | Lighting | SCG | 2008 T-20: General Purpose Lighting -- 100 watt | -0.020891 | -0.020891 | -0.020891 | -0.020891 | -0.020891 | -0.020891 | -0.020891 | -0.020891 | -0.020891 | -0.020891 | -0.020891 | -0.020891
Commercial | MM Therms | Lighting | SCG | 2008 T-20: General Purpose Lighting -- 75 watt | -0.015549 | -0.015549 | -0.015549 | -0.015549 | -0.015549 | -0.015549 | -0.015549 | -0.015549 | -0.015549 | -0.015549 | -0.015549 | -0.015549
Commercial | MM Therms | Lighting | SCG | 2008 T-20: General Purpose Lighting -- 60 and 40 watt | -0.12055 | -0.12055 | -0.12055 | -0.12055 | -0.12055 | -0.12055 | -0.12055 | -0.12055 | -0.12055 | -0.12055 | -0.12055 | -0.12055
Commercial | MM Therms | Lighting | SCG | 2005 T-24: Lighting controls under skylights | -0.011496 | -0.016966 | -0.022731 | -0.02849 | -0.035271 | -0.043044 | -0.050635 | -0.058087 | -0.065432 | -0.072699 | -0.079905 | -0.087067
Commercial | MM Therms | Lighting | SCG | 2005 T-24: Bi-level lighting control credits | -0.01716 | -0.019386 | -0.021683 | -0.024049 | -0.026484 | -0.028987 | -0.031469 | -0.033931 | -0.036375 | -0.0388 | -0.041208 | -0.0436
Commercial | MM Therms | Lighting | SCG | 2008 T-24: Skylighting | -0.025104 | -0.03254 | -0.039841 | -0.047016 | -0.054077 | -0.061041 | -0.067923 | -0.07474 | -0.081506 | -0.088232 | -0.094927 | -0.1016
Commercial | MM Therms | Lighting | SCG | 2008 T-24: Sidelighting | 0.011168 | 0.014484 | 0.017746 | 0.020955 | 0.024117 | 0.027233 | 0.030308 | 0.033348 | 0.036355 | 0.039334 | 0.042289 | 0.045224
Commercial | MM Therms | Lighting | SCG | 2008 T-24: Tailored Indoor lighting | -0.43608 | -0.55894 | -0.67805 | -0.79412 | -0.90777 | -1.0195 | -1.1298 | -1.2389 | -1.3472 | -1.4548 | -1.5619 | -1.6686
Commercial | GWh | ProcDist | PG&E | Fed Appliance: Electric Motors 1-200HP | 6.4325 | 8.5682 | 10.7358 | 12.9352 | 14.9747 | 15.0191 | 15.0634 | 15.1076 | 15.1515 | 15.1954 | 15.2391 | 15.2827
Commercial | MW | ProcDist | PG&E | Fed Appliance: Electric Motors 1-200HP | 0.88377 | 1.1772 | 1.475 | 1.7772 | 2.0574 | 2.0635 | 2.0696 | 2.0756 | 2.0817 | 2.0877 | 2.0937 | 2.0997
Commercial | GWh | ProcDist | PG&E | Fed Appliance: Small Electric Motors | 0 | 0 | 3.2449e-05 | 7.2507e-05 | 0.00011289 | 0.00015361 | 0.00019468 | 0.0002357 | 0.00027667 | 0.00028474 | 0.00028556 | 0.00028638
Commercial | MW | ProcDist | PG&E | Fed Appliance: Small Electric Motors | 0 | 0 | 5.0382e-06 | 1.1258e-05 | 1.7528e-05 | 2.385e-05 | 3.0227e-05 | 3.6595e-05 | 4.2956e-05 | 4.421e-05 | 4.4337e-05 | 4.4464e-05
Commercial | GWh | ProcDist | SDG&E | Fed Appliance: Electric Motors 1-200HP | 1.5056 | 2.0055 | 2.5128 | 3.0276 | 3.505 | 3.5154 | 3.5258 | 3.5361 | 3.5464 | 3.5567 | 3.5669 | 3.5771
Commercial | MW | ProcDist | SDG&E | Fed Appliance: Electric Motors 1-200HP | 0.20686 | 0.27554 | 0.34524 | 0.41597 | 0.48156 | 0.48299 | 0.48441 | 0.48583 | 0.48724 | 0.48865 | 0.49006 | 0.49146
Commercial | GWh | ProcDist | SDG&E | Fed Appliance: Small Electric Motors | 0 | 0 | 7.5952e-06 | 1.6971e-05 | 2.6423e-05 | 3.5955e-05 | 4.5567e-05 | 5.5167e-05 | 6.4757e-05 | 6.6647e-05 | 6.6838e-05 | 6.703e-05
Commercial | MW | ProcDist | SDG&E | Fed Appliance: Small Electric Motors | 0 | 0 | 1.1793e-06 | 2.635e-06 | 4.1026e-06 | 5.5824e-06 | 7.0749e-06 | 8.5655e-06 | 1.0054e-05 | 1.0348e-05 | 1.0378e-05 | 1.0407e-05
Commercial | GWh | ProcDist | SCE | Fed Appliance: Electric Motors 1-200HP | 6.6347 | 8.8375 | 11.0732 | 13.3417 | 15.4453 | 15.4912 | 15.5369 | 15.5824 | 15.6278 | 15.673 | 15.7181 | 15.763
Commercial | MW | ProcDist | SCE | Fed Appliance: Electric Motors 1-200HP | 0.91155 | 1.2142 | 1.5214 | 1.833 | 2.1221 | 2.1284 | 2.1346 | 2.1409 | 2.1471 | 2.1533 | 2.1595 | 2.1657
Commercial | GWh | ProcDist | SCE | Fed Appliance: Small Electric Motors | 0 | 0 | 3.3469e-05 | 7.4786e-05 | 0.00011644 | 0.00015844 | 0.0002008 | 0.0002431 | 0.00028536 | 0.00029369 | 0.00029453 | 0.00029538
Commercial | MW | ProcDist | SCE | Fed Appliance: Small Electric Motors | 0 | 0 | 5.1966e-06 | 1.1612e-05 | 1.8079e-05 | 2.46e-05 | 3.1177e-05 | 3.7745e-05 | 4.4306e-05 | 4.5599e-05 | 4.573e-05 | 4.5861e-05
Commercial | GWh | WholeBlg | PG&E | Fed Appliance: Distribution Transformers | 0 | 0 | 0 | 4.664 | 12.7221 | 20.8483 | 29.0448 | 37.3134 | 45.5731 | 53.8253 | 62.0714 | 70.3124
Commercial | MW | WholeBlg | PG&E | Fed Appliance: Distribution Transformers | 0 | 0 | 0 | 2.878 | 7.8504 | 12.8648 | 17.9226 | 23.0249 | 28.1216 | 33.2138 | 38.3022 | 43.3874
Commercial | GWh | WholeBlg | PG&E | 2005 T-24: Relocatable classrooms | 4.4804 | 4.8538 | 5.1856 | 5.476 | 5.7249 | 5.9324 | 6.0983 | 6.2228 | 6.3057 | 6.3472 | 6.3472 | 6.3472
Commercial | GWh | WholeBlg | PG&E | 2005 T-24: Composite for Remainder - Non-Res | 58.0162 | 61.4038 | 63.7235 | 64.914 | 64.914 | 64.914 | 64.914 | 64.914 | 64.914 | 64.914 | 64.914 | 64.914
Commercial | MW | WholeBlg | PG&E | 2005 T-24: Composite for Remainder - Non-Res | 14.4107 | 15.2521 | 15.8283 | 16.124 | 16.124 | 16.124 | 16.124 | 16.124 | 16.124 | 16.124 | 16.124 | 16.124
Commercial | MM Therms | WholeBlg | PG&E | 2005 T-24: Composite for Remainder - Non-Res | -0.17235 | -0.18242 | -0.18931 | -0.19285 | -0.19285 | -0.19285 | -0.19285 | -0.19285 | -0.19285 | -0.19285 | -0.19285 | -0.19285
Commercial | GWh | WholeBlg | PG&E | 2008 T-24: CfR IL Complete Building Method | 17.1393 | 21.8388 | 26.3945 | 30.8342 | 35.1814 | 39.456 | 43.6741 | 47.8487 | 51.9897 | 56.1052 | 60.2013 | 64.2826
Commercial | MW | WholeBlg | PG&E | 2008 T-24: CfR IL Complete Building Method | 3.8033 | 4.8462 | 5.8571 | 6.8423 | 7.8069 | 8.7555 | 9.6915 | 10.6179 | 11.5368 | 12.4501 | 13.359 | 14.2647
Commercial | MM Therms | WholeBlg | PG&E | 2008 T-24: CfR IL Complete Building Method | -0.064185 | -0.081784 | -0.098844 | -0.11547 | -0.13175 | -0.14776 | -0.16355 | -0.17919 | -0.1947 | -0.21011 | -0.22545 | -0.24073
Commercial | GWh | WholeBlg | PG&E | 2008 T-24: CfR IL Area Category Method | 9.4137 | 11.9949 | 14.4971 | 16.9356 | 19.3233 | 21.6711 | 23.9879 | 26.2808 | 28.5552 | 30.8157 | 33.0654 | 35.307
Commercial | MW | WholeBlg | PG&E | 2008 T-24: CfR IL Area Category Method | 2.1073 | 2.6851 | 3.2452 | 3.7911 | 4.3256 | 4.8511 | 5.3698 | 5.883 | 6.3922 | 6.8982 | 7.4018 | 7.9036
Commercial | MM Therms | WholeBlg | PG&E | 2008 T-24: CfR IL Area Category Method | -0.035145 | -0.044781 | -0.054123 | -0.063226 | -0.07214 | -0.080906 | -0.089555 | -0.098115 | -0.10661 | -0.11505 | -0.12344 | -0.13181
Commercial | GWh | WholeBlg | PG&E | 2008 T-24: CfR IL Egress Control | 0.54301 | 0.6919 | 0.83624 | 0.9769 | 1.1146 | 1.2501 | 1.3837 | 1.516 | 1.6472 | 1.7775 | 1.9073 | 2.0366
Commercial | MM Therms | WholeBlg | PG&E | 2008 T-24: CfR IL Egress Control | -0.00089816 | -0.0011444 | -0.0013832 | -0.0016158 | -0.0018436 | -0.0020676 | -0.0022887 | -0.0025074 | -0.0027244 | -0.0029401 | -0.0031547 | -0.0033686
Commercial | GWh | WholeBlg | PG&E | 2008 T-24: CfR HVAC Efficiency | 1.0387 | 1.3235 | 1.5996 | 1.8687 | 2.1321 | 2.3912 | 2.6468 | 2.8998 | 3.1508 | 3.4002 | 3.6484 | 3.8957
Commercial | MW | WholeBlg | PG&E | 2008 T-24: CfR HVAC Efficiency | 0.4722 | 0.60168 | 0.72719 | 0.84951 | 0.96928 | 1.087 | 1.2033 | 1.3183 | 1.4324 | 1.5457 | 1.6586 | 1.771
Commercial | MM Therms | WholeBlg | PG&E | 2008 T-24: CfR HVAC Efficiency | -0.001718 | -0.0021891 | -0.0026458 | -0.0030908 | -0.0035266 | -0.003955 | -0.0043779 | -0.0047963 | -0.0052114 | -0.0056239 | -0.0060345 | -0.0064436
Commercial | GWh | WholeBlg | PG&E | 2008 T-24: CfR Res Cool Roofs | 0.25705 | 0.33162 | 0.40622 | 0.48117 | 0.55676 | 0.63326 | 0.70874 | 0.78345 | 0.85756 | 0.93121 | 1.0045 | 1.0775
Commercial | MW | WholeBlg | PG&E | 2008 T-24: CfR Res Cool Roofs | 0.19673 | 0.25381 | 0.3109 | 0.36826 | 0.42612 | 0.48466 | 0.54244 | 0.59962 | 0.65633 | 0.7127 | 0.7688 | 0.8247
Commercial | MM Therms | WholeBlg | PG&E | 2008 T-24: CfR Res Cool Roofs | -0.013219 | -0.017053 | -0.020889 | -0.024744 | -0.028631 | -0.032565 | -0.036447 | -0.040288 | -0.044099 | -0.047887 | -0.051656 | -0.055412
Commercial | GWh | WholeBlg | PG&E | 2008 T-24: CfR Res Central Fan WL | 0.96548 | 1.2456 | 1.5257 | 1.8073 | 2.0912 | 2.3785 | 2.662 | 2.9426 | 3.221 | 3.4976 | 3.7729 | 4.0472
Commercial | MW | WholeBlg | PG&E | 2008 T-24: CfR Res Central Fan WL | 0.76476 | 0.98661 | 1.2086 | 1.4315 | 1.6564 | 1.884 | 2.1086 | 2.3309 | 2.5513 | 2.7705 | 2.9885 | 3.2058
Commercial | MM Therms | WholeBlg | PG&E | 2008 T-24: CfR Res Central Fan WL | -0.022153 | -0.028579 | -0.035008 | -0.041467 | -0.047982 | -0.054574 | -0.06108 | -0.067518 | -0.073905 | -0.080252 | -0.086569 | -0.092863
Commercial | GWh | WholeBlg | PG&E | 2013 T-24 - Nonres NC | 0 | 3.4065 | 20.2823 | 43.6234 | 73.3317 | 106.2853 | 140.1781 | 173.881 | 206.8824 | 239.3327 | 271.3542 | 303.0448
Commercial | MW | WholeBlg | PG&E | 2013 T-24 - Nonres NC | 0 | 0.62927 | 3.7466 | 8.0583 | 13.5461 | 19.6333 | 25.8941 | 32.1198 | 38.216 | 44.2103 | 50.1254 | 55.9794
Commercial | MM Therms | WholeBlg | PG&E | 2013 T-24 - Nonres NC | 0 | 0.053446 | 0.31821 | 0.68442 | 1.1505 | 1.6675 | 2.1993 | 2.7281 | 3.2458 | 3.7549 | 4.2573 | 4.7545
Commercial | GWh | WholeBlg | PG&E | 2013 T-24 - others | 0 | 10.1224 | 40.8879 | 72.1126 | 103.8294 | 136.1106 | 169.0518 | 201.1533 | 232.5867 | 263.4951 | 293.9952 | 324.18
Commercial | MW | WholeBlg | PG&E | 2013 T-24 - others | 0 | 2.5009 | 10.1019 | 17.8164 | 25.6524 | 33.6279 | 41.7665 | 49.6976 | 57.4637 | 65.1 | 72.6355 | 80.093
Commercial | MM Therms | WholeBlg | PG&E | 2013 T-24 - others | 0 | 0.10983 | 0.44364 | 0.78244 | 1.1266 | 1.4768 | 1.8342 | 2.1826 | 2.5236 | 2.859 | 3.1899 | 3.5174
Commercial | GWh | WholeBlg | PG&E | 2016 T-24 - Nonres NC | 0 | 0 | 0 | 0 | 2.5923 | 13.8914 | 25.3719 | 36.9494 | 48.4398 | 59.8959 | 71.06 | 81.9917
Commercial | MW | WholeBlg | PG&E | 2016 T-24 - Nonres NC | 0 | 0 | 0 | 0 | 0.47886 | 2.566 | 4.6867 | 6.8254 | 8.9479 | 11.0641 | 13.1263 | 15.1457
Commercial | MM Therms | WholeBlg | PG&E | 2016 T-24 - Nonres NC | 0 | 0 | 0 | 0 | 0.040671 | 0.21795 | 0.39807 | 0.57971 | 0.75998 | 0.93972 | 1.1149 | 1.2864
Commercial | GWh | WholeBlg | SDG&E | Fed Appliance: Distribution Transformers | 0 | 0 | 0 | 1.0917 | 2.9777 | 4.8798 | 6.7983 | 8.7337 | 10.6669 | 12.5985 | 14.5285 | 16.4574
Commercial | MW | WholeBlg | SDG&E | Fed Appliance: Distribution Transformers | 0 | 0 | 0 | 0.67363 | 1.8375 | 3.0112 | 4.195 | 5.3892 | 6.5822 | 7.7741 | 8.9651 | 10.1553
Commercial | GWh | WholeBlg | SDG&E | 2005 T-24: Relocatable classrooms | 1.0487 | 1.1361 | 1.2138 | 1.2817 | 1.34 | 1.3885 | 1.4274 | 1.4565 | 1.4759 | 1.4856 | 1.4856 | 1.4856
Commercial | GWh | WholeBlg | SDG&E | 2005 T-24: Composite for Remainder - Non-Res | 13.5794 | 14.3723 | 14.9152 | 15.1939 | 15.1939 | 15.1939 | 15.1939 | 15.1939 | 15.1939 | 15.1939 | 15.1939 | 15.1939
Commercial | MW | WholeBlg | SDG&E | 2005 T-24: Composite for Remainder - Non-Res | 3.373 | 3.5699 | 3.7048 | 3.774 | 3.774 | 3.774 | 3.774 | 3.774 | 3.774 | 3.774 | 3.774 | 3.774
Commercial | MM Therms | WholeBlg | SDG&E | 2005 T-24: Composite for Remainder - Non-Res | -0.019589 | -0.020733 | -0.021516 | -0.021918 | -0.021918 | -0.021918 | -0.021918 | -0.021918 | -0.021918 | -0.021918 | -0.021918 | -0.021918
Commercial | GWh | WholeBlg | SDG&E | 2008 T-24: CfR IL Complete Building Method | 4.0117 | 5.1116 | 6.178 | 7.2171 | 8.2346 | 9.2351 | 10.2225 | 11.1996 | 12.1688 | 13.1321 | 14.0908 | 15.0461
Commercial | MW | WholeBlg | SDG&E | 2008 T-24: CfR IL Complete Building Method | 0.89021 | 1.1343 | 1.3709 | 1.6015 | 1.8273 | 2.0493 | 2.2684 | 2.4852 | 2.7003 | 2.9141 | 3.1268 | 3.3388
Commercial | MM Therms | WholeBlg | SDG&E | 2008 T-24: CfR IL Complete Building Method | -0.0072949 | -0.0092951 | -0.011234 | -0.013124 | -0.014974 | -0.016793 | -0.018589 | -0.020366 | -0.022128 | -0.02388 | -0.025623 | -0.02736
Commercial | GWh | WholeBlg | SDG&E | 2008 T-24: CfR IL Area Category Method | 2.2034 | 2.8075 | 3.3932 | 3.964 | 4.5228 | 5.0724 | 5.6147 | 6.1513 | 6.6837 | 7.2128 | 7.7394 | 8.264
Commercial | MW | WholeBlg | SDG&E | 2008 T-24: CfR IL Area Category Method | 0.49324 | 0.62848 | 0.75958 | 0.88735 | 1.0125 | 1.1355 | 1.2569 | 1.377 | 1.4962 | 1.6146 | 1.7325 | 1.8499
Commercial | MM Therms | WholeBlg | SDG&E | 2008 T-24: CfR IL Area Category Method | -0.0039944 | -0.0050896 | -0.0061513 | -0.007186 | -0.0081991 | -0.0091953 | -0.010178 | -0.011151 | -0.012116 | -0.013075 | -0.01403 | -0.014981
Commercial | GWh | WholeBlg | SDG&E | 2008 T-24: CfR IL Egress Control | 0.1271 | 0.16195 | 0.19573 | 0.22865 | 0.26089 | 0.29259 | 0.32387 | 0.35483 | 0.38554 | 0.41606 | 0.44643 | 0.4767
Commercial | MM Therms | WholeBlg | SDG&E | 2008 T-24: CfR IL Egress Control | -0.00010208 | -0.00013007 | -0.0001572 | -0.00018364 | -0.00020954 | -0.000235 | -0.00026012 | -0.00028498 | -0.00030965 | -0.00033416 | -0.00035855 | -0.00038286
Commercial | GWh | WholeBlg | SDG&E | 2008 T-24: CfR HVAC Efficiency | 0.24312 | 0.30978 | 0.3744 | 0.43738 | 0.49905 | 0.55968 | 0.61951 | 0.67873 | 0.73747 | 0.79585 | 0.85395 | 0.91184
Commercial | MW | WholeBlg | SDG&E | 2008 T-24: CfR HVAC Efficiency | 0.11052 | 0.14083 | 0.17021 | 0.19884 | 0.22687 | 0.25444 | 0.28164 | 0.30856 | 0.33526 | 0.3618 | 0.38821 | 0.41453
Commercial | MM Therms | WholeBlg | SDG&E | 2008 T-24: CfR HVAC Efficiency | -0.00019526 | -0.0002488 | -0.0003007 | -0.00035128 | -0.00040081 | -0.00044951 | -0.00049757 | -0.00054512 | -0.0005923 | -0.00063919 | -0.00068585 | -0.00073235
Commercial | GWh | WholeBlg | SDG&E | 2008 T-24: CfR Res Cool Roofs | 0.060166 | 0.07762 | 0.09508 | 0.11262 | 0.13032 | 0.14822 | 0.16589 | 0.18338 | 0.20072 | 0.21796 | 0.23512 | 0.25221
Commercial | MW | WholeBlg | SDG&E | 2008 T-24: CfR Res Cool Roofs | 0.046048 | 0.059406 | 0.07277 | 0.086196 | 0.099738 | 0.11344 | 0.12696 | 0.14035 | 0.15362 | 0.16682 | 0.17995 | 0.19303
Commercial | MM Therms | WholeBlg | SDG&E | 2008 T-24: CfR Res Cool Roofs | -0.0015024 | -0.0019382 | -0.0023742 | -0.0028122 | -0.003254 | -0.0037011 | -0.0041423 | -0.004579 | -0.0050121 | -0.0054425 | -0.005871 | -0.0062978
Commercial | GWh | WholeBlg | SDG&E | 2008 T-24: CfR Res Central Fan WL | 0.22598 | 0.29154 | 0.35712 | 0.42301 | 0.48946 | 0.55672 | 0.62308 | 0.68876 | 0.75391 | 0.81865 | 0.8831 | 0.94731
Commercial | MW | WholeBlg | SDG&E | 2008 T-24: CfR Res Central Fan WL | 0.179 | 0.23093 | 0.28288 | 0.33507 | 0.38771 | 0.44098 | 0.49354 | 0.54557 | 0.59717 | 0.64846 | 0.69951 | 0.75037
Commercial | MM Therms | WholeBlg | SDG&E | 2008 T-24: CfR Res Central Fan WL | -0.0025178 | -0.0032482 | -0.0039788 | -0.0047129 | -0.0054534 | -0.0062026 | -0.006942 | -0.0076738 | -0.0083996 | -0.009121 | -0.009839 | -0.010554
Commercial | GWh | WholeBlg | SDG&E | 2013 T-24 - Nonres NC | 0 | 0.79734 | 4.7473 | 10.2106 | 17.1642 | 24.8774 | 32.8104 | 40.6989 | 48.4233 | 56.0187 | 63.5137 | 70.9313
Commercial | MW | WholeBlg | SDG&E | 2013 T-24 - Nonres NC | 0 | 0.14729 | 0.87694 | 1.8861 | 3.1706 | 4.5954 | 6.0608 | 7.518 | 8.9449 | 10.3479 | 11.7324 | 13.1026
Commercial | MM Therms | WholeBlg | SDG&E | 2013 T-24 - Nonres NC | 0 | 0.0060744 | 0.036167 | 0.077788 | 0.13076 | 0.18952 | 0.24996 | 0.31006 | 0.3689 | 0.42677 | 0.48387 | 0.54038
Commercial | GWh | WholeBlg | SDG&E | 2013 T-24 - others | 0 | 2.3693 | 9.5703 | 16.8788 | 24.3025 | 31.8583 | 39.5686 | 47.0823 | 54.4397 | 61.6742 | 68.8131 | 75.8782
Commercial | MW | WholeBlg | SDG&E | 2013 T-24 - others | 0 | 0.58536 | 2.3645 | 4.1701 | 6.0043 | 7.871 | 9.776 | 11.6323 | 13.4501 | 15.2374 | 17.0012 | 18.7467
Commercial | MM Therms | WholeBlg | SDG&E | 2013 T-24 - others | 0 | 0.012483 | 0.050422 | 0.088928 | 0.12804 | 0.16785 | 0.20847 | 0.24806 | 0.28682 | 0.32494 | 0.36255 | 0.39977
Commercial | GWh | WholeBlg | SDG&E | 2016 T-24 - Nonres NC | 0 | 0 | 0 | 0 | 0.60676 | 3.2515 | 5.9386 | 8.6485 | 11.3379 | 14.0194 | 16.6324 | 19.1911
Commercial | MW | WholeBlg | SDG&E | 2016 T-24 - Nonres NC | 0 | 0 | 0 | 0 | 0.11208 | 0.60061 | 1.097 | 1.5976 | 2.0944 | 2.5897 | 3.0724 | 3.545
Commercial | MM Therms | WholeBlg | SDG&E | 2016 T-24 - Nonres NC | 0 | 0 | 0 | 0 | 0.0046225 | 0.024771 | 0.045242 | 0.065887 | 0.086376 | 0.1068 | 0.12671 | 0.1462
Commercial | GWh | WholeBlg | SCE | Fed Appliance: Distribution Transformers | 0 | 0 | 0 | 4.8106 | 13.1219 | 21.5036 | 29.9577 | 38.4862 | 47.0055 | 55.5171 | 64.0223 | 72.5224
Commercial | MW | WholeBlg | SCE | Fed Appliance: Distribution Transformers | 0 | 0 | 0 | 2.9684 | 8.0971 | 13.2692 | 18.4859 | 23.7486 | 29.0055 | 34.2578 | 39.5061 | 44.7511
Commercial | GWh | WholeBlg | SCE | 2005 T-24: Relocatable classrooms | 4.6212 | 5.0063 | 5.3486 | 5.6481 | 5.9049 | 6.1188 | 6.29 | 6.4183 | 6.5039 | 6.5467 | 6.5467 | 6.5467
Commercial | GWh | WholeBlg | SCE | 2005 T-24: Composite for Remainder - Non-Res | 59.8397 | 63.3338 | 65.7264 | 66.9543 | 66.9543 | 66.9543 | 66.9543 | 66.9543 | 66.9543 | 66.9543 | 66.9543 | 66.9543
Commercial | MW | WholeBlg | SCE | 2005 T-24: Composite for Remainder - Non-Res | 14.8636 | 15.7315 | 16.3258 | 16.6308 | 16.6308 | 16.6308 | 16.6308 | 16.6308 | 16.6308 | 16.6308 | 16.6308 | 16.6308
Commercial | GWh | WholeBlg | SCE | 2008 T-24: CfR IL Complete Building Method | 17.678 | 22.5252 | 27.2241 | 31.8033 | 36.2872 | 40.6961 | 45.0469 | 49.3526 | 53.6238 | 57.8687 | 62.0935 | 66.303
Commercial | MW | WholeBlg | SCE | 2008 T-24: CfR IL Complete Building Method | 3.9229 | 4.9985 | 6.0412 | 7.0573 | 8.0523 | 9.0307 | 9.9962 | 10.9516 | 11.8994 | 12.8414 | 13.7789 | 14.713
Commercial | GWh | WholeBlg | SCE | 2008 T-24: CfR IL Area Category Method | 9.7096 | 12.3719 | 14.9528 | 17.4679 | 19.9306 | 22.3523 | 24.7419 | 27.1068 | 29.4528 | 31.7842 | 34.1047 | 36.4168
Commercial | MW | WholeBlg | SCE | 2008 T-24: CfR IL Area Category Method | 2.1735 | 2.7695 | 3.3472 | 3.9102 | 4.4615 | 5.0036 | 5.5385 | 6.0679 | 6.5931 | 7.115 | 7.6344 | 8.152
Commercial | GWh | WholeBlg | SCE | 2008 T-24: CfR IL Egress Control | 0.56008 | 0.71365 | 0.86253 | 1.0076 | 1.1497 | 1.2893 | 1.4272 | 1.5636 | 1.6989 | 1.8334 | 1.9673 | 2.1006
Commercial | GWh | WholeBlg | SCE | 2008 T-24: CfR HVAC Efficiency | 1.0713 | 1.3651 | 1.6499 | 1.9274 | 2.1991 | 2.4663 | 2.73 | 2.9909 | 3.2498 | 3.507 | 3.7631 | 4.0182
Commercial | MW | WholeBlg | SCE | 2008 T-24: CfR HVAC Efficiency | 0.48705 | 0.62059 | 0.75005 | 0.87621 | 0.99974 | 1.1212 | 1.2411 | 1.3597 | 1.4774 | 1.5943 | 1.7107 | 1.8267
Commercial | GWh | WholeBlg | SCE | 2008 T-24: CfR Res Cool Roofs | 0.26513 | 0.34204 | 0.41899 | 0.49629 | 0.57426 | 0.65316 | 0.73102 | 0.80808 | 0.88451 | 0.96048 | 1.0361 | 1.1114
Commercial | MW | WholeBlg | SCE | 2008 T-24: CfR Res Cool Roofs | 0.20292 | 0.26178 | 0.32067 | 0.37984 | 0.43951 | 0.4999 | 0.55949 | 0.61846 | 0.67696 | 0.7351 | 0.79297 | 0.85062
Commercial | GWh | WholeBlg | SCE | 2008 T-24: CfR Res Central Fan WL | 0.99582 | 1.2847 | 1.5737 | 1.8641 | 2.1569 | 2.4533 | 2.7457 | 3.0351 | 3.3222 | 3.6075 | 3.8915 | 4.1745
Commercial | MW | WholeBlg | SCE | 2008 T-24: CfR Res Central Fan WL | 0.7888 | 1.0176 | 1.2465 | 1.4765 | 1.7085 | 1.9432 | 2.1749 | 2.4041 | 2.6315 | 2.8575 | 3.0825 | 3.3066
Commercial | GWh | WholeBlg | SCE | 2013 T-24 - Nonres NC | 0 | 3.5136 | 20.9198 | 44.9946 | 75.6366 | 109.626 | 144.5841 | 179.3463 | 213.385 | 246.8552 | 279.8832 | 312.5698
Commercial | MW | WholeBlg | SCE | 2013 T-24 - Nonres NC | 0 | 0.64904 | 3.8644 | 8.3115 | 13.9718 | 20.2504 | 26.708 | 33.1294 | 39.4171 | 45.5999 | 51.7009 | 57.7389
Commercial | GWh | WholeBlg | SCE | 2013 T-24 - others | 0 | 10.4406 | 42.1731 | 74.3792 | 107.0929 | 140.3887 | 174.3653 | 207.4758 | 239.8972 | 271.7771 | 303.2358 | 334.3693
Commercial | MW | WholeBlg | SCE | 2013 T-24 - others | 0 | 2.5795 | 10.4194 | 18.3764 | 26.4587 | 34.6849 | 43.0793 | 51.2597 | 59.2698 | 67.1462 | 74.9185 | 82.6104
Commercial | GWh | WholeBlg | SCE | 2016 T-24 - Nonres NC | 0 | 0 | 0 | 0 | 2.6738 | 14.328 | 26.1694 | 38.1108 | 49.9623 | 61.7785 | 73.2935 | 84.5688
Commercial | MW | WholeBlg | SCE | 2016 T-24 - Nonres NC | 0 | 0 | 0 | 0 | 0.49391 | 2.6467 | 4.8341 | 7.0399 | 9.2291 | 11.4118 | 13.5389 | 15.6217
Commercial | MM Therms | WholeBlg | SCG | 2005 T-24: Composite for Remainder - Non-Res | -0.27601 | -0.29212 | -0.30316 | -0.30882 | -0.30882 | -0.30882 | -0.30882 | -0.30882 | -0.30882 | -0.30882 | -0.30882 | -0.30882
Commercial | MM Therms | WholeBlg | SCG | 2008 T-24: CfR IL Complete Building Method | -0.10278 | -0.13097 | -0.15829 | -0.18491 | -0.21098 | -0.23662 | -0.26191 | -0.28695 | -0.31178 | -0.33646 | -0.36103 | -0.3855
Commercial | MM Therms | WholeBlg | SCG | 2008 T-24: CfR IL Area Category Method | -0.05628 | -0.071712 | -0.086672 | -0.10125 | -0.11553 | -0.12956 | -0.14341 | -0.15712 | -0.17072 | -0.18423 | -0.19768 | -0.21108
Commercial | MM Therms | WholeBlg | SCG | 2008 T-24: CfR IL Egress Control | -0.0014383 | -0.0018327 | -0.002215 | -0.0025875 | -0.0029524 | -0.0033111 | -0.003665 | -0.0040154 | -0.0043629 | -0.0047082 | -0.005052 | -0.0053945
Commercial | MM Therms | WholeBlg | SCG | 2008 T-24: CfR HVAC Efficiency | -0.0027512 | -0.0035056 | -0.0042369 | -0.0049496 | -0.0056474 | -0.0063336 | -0.0070107 | -0.0076808 | -0.0083455 | -0.0090061 | -0.0096636 | -0.010319
Commercial | MM Therms | WholeBlg | SCG | 2008 T-24: CfR Res Cool Roofs | -0.021168 | -0.027309 | -0.033452 | -0.039624 | -0.045849 | -0.052149 | -0.058365 | -0.064517 | -0.07062 | -0.076685 | -0.082722 | -0.088736
Commercial | MM Therms | WholeBlg | SCG | 2008 T-24: CfR Res Central Fan WL | -0.035475 | -0.045766 | -0.056061 | -0.066405 | -0.076837 | -0.087395 | -0.097812 | -0.10812 | -0.11835 | -0.12851 | -0.13863 | -0.14871
Commercial | MM Therms | WholeBlg | SCG | 2013 T-24 - Nonres NC | 0 | 0.085588 | 0.50958 | 1.096 | 1.8424 | 2.6704 | 3.5219 | 4.3687 | 5.1978 | 6.0131 | 6.8177 | 7.6139
Commercial | MM Therms | WholeBlg | SCG | 2013 T-24 - others | 0 | 0.17588 | 0.71045 | 1.253 | 1.8041 | 2.365 | 2.9373 | 3.4951 | 4.0413 | 4.5783 | 5.1083 | 5.6328
Commercial | MM Therms | WholeBlg | SCG | 2016 T-24 - Nonres NC | 0 | 0 | 0 | 0 | 0.065131 | 0.34902 | 0.63746 | 0.92834 | 1.217 | 1.5049 | 1.7854 | 2.06
Industrial | GWh | Lighting | PG&E | Fed Appliance: Metal Halide Lamp Fixtures | 0 | 0 | 0 | 0 | 1.5014 | 3.1258 | 4.7084 | 6.2643 | 7.8048 | 9.3231 | 10.8256 | 12.3168
Industrial | MW | Lighting | PG&E | Fed Appliance: Metal Halide Lamp Fixtures | 0 | 0 | 0 | 0 | 0.051162 | 0.10652 | 0.16044 | 0.21346 | 0.26596 | 0.3177 | 0.36889 | 0.41971
Industrial | MM Therms | Lighting | PG&E | Fed Appliance: Metal Halide Lamp Fixtures | 0 | 0 | 0 | 0 | -0.02063 | -0.04295 | -0.064694 | -0.086073 | -0.10724 | -0.1281 | -0.14875 | -0.16924
Industrial | GWh | Lighting | PG&E | 2005 T-20: Pulse Start Metal Halide HID Luminaires, Tier 1(Vertical Lamps) | 86.878 | 93.2024 | 98.8381 | 103.9006 | 108.6639 | 113.181 | 113.2686 | 113.3538 | 113.4374 | 113.5197 | 113.6012 | 113.6821
Industrial | MW | Lighting | PG&E | 2005 T-20: Pulse Start Metal Halide HID Luminaires, Tier 1(Vertical Lamps) | 18.552 | 19.9026 | 21.106 | 22.1871 | 23.2042 | 24.1688 | 24.1875 | 24.2057 | 24.2236 | 24.2411 | 24.2585 | 24.2758
Industrial | MM Therms | Lighting | PG&E | 2005 T-20: Pulse Start Metal Halide HID Luminaires, Tier 1(Vertical Lamps) | -0.37389 | -0.40111 | -0.42537 | -0.44715 | -0.46765 | -0.48709 | -0.48747 | -0.48784 | -0.4882 | -0.48855 | -0.4889 | -0.48925
Industrial | GWh | Lighting | PG&E | 2005 T-20: Pulse Start Metal Halide HID Luminaires, Tier 2(All other MH | 21.7534 | 24.4073 | 26.8018 | 28.9845 | 30.9954 | 32.8663 | 34.6704 | 36.4167 | 36.4511 | 36.4851 | 36.5186 | 36.552
Industrial | MW | Lighting | PG&E | 2005 T-20: Pulse Start Metal Halide HID Luminaires, Tier 2(All other MH | 4.6586 | 5.2269 | 5.7397 | 6.2071 | 6.6378 | 7.0384 | 7.4248 | 7.7988 | 7.8062 | 7.8134 | 7.8206 | 7.8277
Industrial | MM Therms | Lighting | PG&E | 2005 T-20: Pulse Start Metal Halide HID Luminaires, Tier 2(All other MH | -0.093619 | -0.10504 | -0.11535 | -0.12474 | -0.13339 | -0.14145 | -0.14921 | -0.15673 | -0.15687 | -0.15702 | -0.15716 | -0.15731
Industrial | GWh | Lighting | PG&E | 2008 T-20: Metal Halide Fixtures | 17.1442 | 20.8369 | 24.2919 | 27.5293 | 30.5774 | 33.467 | 36.2276 | 38.8848 | 41.4959 | 44.077 | 46.6135 | 46.6641
Industrial | MW | Lighting | PG&E | 2008 T-20: Metal Halide Fixtures | 3.6207 | 4.4005 | 5.1302 | 5.8139 | 6.4576 | 7.0678 | 7.6509 | 8.212 | 8.7635 | 9.3086 | 9.8443 | 9.8549
Industrial | MM Therms | Lighting | PG&E | 2008 T-20: Metal Halide Fixtures | -0.073783 | -0.089675 | -0.10454 | -0.11848 | -0.13159 | -0.14403 | -0.15591 | -0.16735 | -0.17858 | -0.18969 | -0.20061 | -0.20083
Industrial | GWh | Lighting | SDG&E | Fed Appliance: Metal Halide Lamp Fixtures | 0 | 0 | 0 | 0 | 0.35142 | 0.73164 | 1.1021 | 1.4662 | 1.8268 | 2.1822 | 2.5339 | 2.8829
Industrial | MW | Lighting | SDG&E | Fed Appliance: Metal Halide Lamp Fixtures | 0 | 0 | 0 | 0 | 0.011975 | 0.024931 | 0.037554 | 0.049963 | 0.06225 | 0.07436 | 0.086344 | 0.098238
Industrial | MM Therms | Lighting | SDG&E | Fed Appliance: Metal Halide Lamp Fixtures | 0 | 0 | 0 | 0 | -0.0023447 | -0.0048814 | -0.0073528 | -0.0097826 | -0.012188 | -0.014559 | -0.016906 | -0.019235
Industrial | GWh | Lighting | SDG&E | 2005 T-20: Pulse Start Metal Halide HID Luminaires, Tier 1(Vertical Lamps) | 20.3348 | 21.8151 | 23.1342 | 24.3192 | 25.4341 | 26.4914 | 26.5119 | 26.5318 | 26.5514 | 26.5707 | 26.5897 | 26.6087
Industrial | MW | Lighting | SDG&E | 2005 T-20: Pulse Start Metal Halide HID Luminaires, Tier 1(Vertical Lamps) | 4.3423 | 4.6584 | 4.9401 | 5.1931 | 5.4312 | 5.657 | 5.6614 | 5.6656 | 5.6698 | 5.6739 | 5.678 | 5.682
Industrial | MM Therms | Lighting | SDG&E | 2005 T-20: Pulse Start Metal Halide HID Luminaires, Tier 1(Vertical Lamps) | -0.042495 | -0.045588 | -0.048345 | -0.050821 | -0.053151 | -0.055361 | -0.055403 | -0.055445 | -0.055486 | -0.055526 | -0.055566 | -0.055606
Industrial | GWh | Lighting | SDG&E | 2005 T-20: Pulse Start Metal Halide HID Luminaires, Tier 2(All other MH | 5.0916 | 5.7128 | 6.2733 | 6.7842 | 7.2548 | 7.6927 | 8.115 | 8.5238 | 8.5318 | 8.5398 | 8.5476 | 8.5554
Industrial | MW | Lighting | SDG&E | 2005 T-20: Pulse Start Metal Halide HID Luminaires, Tier 2(All other MH | 1.0904 | 1.2234 | 1.3434 | 1.4529 | 1.5537 | 1.6474 | 1.7379 | 1.8254 | 1.8271 | 1.8288 | 1.8305 | 1.8322
Industrial | MM Therms | Lighting | SDG&E | 2005 T-20: Pulse Start Metal Halide HID Luminaires, Tier 2(All other MH | -0.01064 | -0.011938 | -0.01311 | -0.014177 | -0.015161 | -0.016076 | -0.016958 | -0.017813 | -0.017829 | -0.017846 | -0.017862 | -0.017879
Industrial | GWh | Lighting | SDG&E | 2008 T-20: Metal Halide Fixtures | 4.0128 | 4.8771 | 5.6858 | 6.4436 | 7.157 | 7.8333 | 8.4795 | 9.1015 | 9.7126 | 10.3167 | 10.9105 | 10.9223
Industrial | MW | Lighting | SDG&E | 2008 T-20: Metal Halide Fixtures | 0.84746 | 1.03 | 1.2008 | 1.3608 | 1.5115 | 1.6543 | 1.7908 | 1.9221 | 2.0512 | 2.1788 | 2.3042 | 2.3067
Industrial | MM Therms | Lighting | SDG&E | 2008 T-20: Metal Halide Fixtures | -0.0083858 | -0.010192 | -0.011882 | -0.013466 | -0.014956 | -0.01637 | -0.01772 | -0.01902 | -0.020297 | -0.02156 | -0.0228 | -0.022825
Industrial | GWh | Lighting | SCE | Fed Appliance: Metal Halide Lamp Fixtures | 0 | 0 | 0 | 0 | 1.5486 | 3.2241 | 4.8564 | 6.4612 | 8.0501 | 9.6161 | 11.1658 | 12.704
Industrial | MW | Lighting | SCE | Fed Appliance: Metal Halide Lamp Fixtures | 0 | 0 | 0 | 0 | 0.05277 | 0.10986 | 0.16549 | 0.22017 | 0.27432 | 0.32768 | 0.38049 | 0.4329
Industrial | GWh | Lighting | SCE | 2005 T-20: Pulse Start Metal Halide HID Luminaires, Tier 1(Vertical Lamps) | 89.6087 | 96.1319 | 101.9447 | 107.1663 | 112.0794 | 116.7384 | 116.8288 | 116.9167 | 117.0029 | 117.0878 | 117.1719 | 117.2553
Industrial | MW | Lighting | SCE | 2005 T-20: Pulse Start Metal Halide HID Luminaires, Tier 1(Vertical Lamps) | 19.1352 | 20.5281 | 21.7694 | 22.8844 | 23.9336 | 24.9285 | 24.9478 | 24.9665 | 24.9849 | 25.0031 | 25.021 | 25.0388
Industrial | GWh | Lighting | SCE | 2005 T-20: Pulse Start Metal Halide HID Luminaires, Tier 2(All other MH | 22.4371 | 25.1745 | 27.6442 | 29.8955 | 31.9696 | 33.8993 | 35.7601 | 37.5613 | 37.5969 | 37.6318 | 37.6665 | 37.7008
Industrial | MW | Lighting | SCE | 2005 T-20: Pulse Start Metal Halide HID Luminaires, Tier 2(All other MH | 4.805 | 5.3912 | 5.9201 | 6.4022 | 6.8464 | 7.2597 | 7.6582 | 8.0439 | 8.0515 | 8.059 | 8.0664 | 8.0738
Industrial | GWh | Lighting | SCE | 2008 T-20: Metal Halide Fixtures | 17.6831 | 21.4918 | 25.0554 | 28.3946 | 31.5385 | 34.5189 | 37.3663 | 40.107 | 42.8002 | 45.4624 | 48.0787 | 48.1308
Industrial | MW | Lighting | SCE | 2008 T-20: Metal Halide Fixtures | 3.7345 | 4.5388 | 5.2914 | 5.9966 | 6.6606 | 7.29 | 7.8913 | 8.4702 | 9.0389 | 9.6011 | 10.1537 | 10.1647
Industrial | MM Therms | Lighting | SCG | Fed Appliance: Metal Halide Lamp Fixtures | 0 | 0 | 0 | 0 | -0.033036 | -0.068779 | -0.1036 | -0.13784 | -0.17173 | -0.20514 | -0.2382 | -0.27101
Industrial | MM Therms | Lighting | SCG | 2005 T-20: Pulse Start Metal Halide HID Luminaires, Tier 1(Vertical Lamps) | -0.59875 | -0.64234 | -0.68118 | -0.71607 | -0.7489 | -0.78003 | -0.78063 | -0.78122 | -0.78179 | -0.78236 | -0.78292 | -0.78348
Industrial | MM Therms | Lighting | SCG | 2005 T-20: Pulse Start Metal Halide HID Luminaires, Tier 2(All other MH | -0.14992 | -0.16821 | -0.18471 | -0.19976 | -0.21362 | -0.22651 | -0.23894 | -0.25098 | -0.25122 | -0.25145 | -0.25168 | -0.25191
Industrial | MM Therms | Lighting | SCG | 2008 T-20: Metal Halide Fixtures | -0.11816 | -0.1436 | -0.16742 | -0.18973 | -0.21073 | -0.23065 | -0.24968 | -0.26799 | -0.28598 | -0.30377 | -0.32125 | -0.3216
Industrial | GWh | ProcDist | PG&E | Fed Appliance: Electric Motors 1-200HP | 57.8928 | 77.1135 | 96.6218 | 116.4166 | 134.772 | 135.1721 | 135.5708 | 135.968 | 136.3639 | 136.7585 | 137.1518 | 137.5439
Industrial | MW | ProcDist | PG&E | Fed Appliance: Electric Motors 1-200HP | 7.954 | 10.5947 | 13.275 | 15.9946 | 18.5165 | 18.5715 | 18.6262 | 18.6808 | 18.7352 | 18.7894 | 18.8435 | 18.8973
Industrial | GWh | ProcDist | PG&E | Fed Appliance: Small Electric Motors | 0 | 0 | 0.00029204 | 0.00065256 | 0.001016 | 0.0013825 | 0.0017521 | 0.0021213 | 0.00249 | 0.0025627 | 0.00257 | 0.0025774
Industrial | MW | ProcDist | PG&E | Fed Appliance: Small Electric Motors | 0 | 0 | 4.5344e-05 | 0.00010132 | 0.00015775 | 0.00021465 | 0.00027204 | 0.00032935 | 0.00038661 | 0.00039789 | 0.00039903 | 0.00040017
Industrial | GWh | ProcDist | PG&E | Future T-20: Toilets (Commercial) | 0 | 0 | 0 | 0.17622 | 0.33385 | 0.4734 | 0.59574 | 0.70203 | 0.79363 | 0.87201 | 0.93864 | 0.99498
Industrial | GWh | ProcDist | PG&E | Future T-20: Toilets (Residential) | 0 | 0 | 0 | 0.477 | 0.88572 | 1.2337 | 1.5284 | 1.7766 | 1.985 | 2.1593 | 2.3046 | 2.4255
Industrial | GWh | ProcDist | PG&E | Future T-20: Urinals | 0 | 0 | 0 | 0.36212 | 0.68607 | 0.97285 | 1.2243 | 1.4427 | 1.6309 | 1.792 | 1.9289 | 2.0447
Industrial | GWh | ProcDist | PG&E | Future T-20: Water Meters | 0 | 0 | 0 | 0.77592 | 1.5391 | 2.2743 | 2.9613 | 3.5765 | 4.0983 | 4.5138 | 4.8241 | 5.0429
Industrial | GWh | ProcDist | SDG&E | Fed Appliance: Electric Motors 1-200HP | 13.5505 | 18.0493 | 22.6155 | 27.2487 | 31.545 | 31.6387 | 31.732 | 31.8249 | 31.9176 | 32.01 | 32.102 | 32.1938
Industrial | MW | ProcDist | SDG&E | Fed Appliance: Electric Motors 1-200HP | 1.8617 | 2.4798 | 3.1072 | 3.7437 | 4.334 | 4.3469 | 4.3597 | 4.3725 | 4.3852 | 4.3979 | 4.4105 | 4.4231
Industrial | GWh | ProcDist | SDG&E | Fed Appliance: Small Electric Motors | 0 | 0 | 6.8357e-05 | 0.00015274 | 0.00023781 | 0.00032359 | 0.00041011 | 0.00049651 | 0.00058281 | 0.00059982 | 0.00060154 | 0.00060327
Industrial | MW | ProcDist | SDG&E | Fed Appliance: Small Electric Motors | 0 | 0 | 1.0613e-05 | 2.3715e-05 | 3.6923e-05 | 5.0242e-05 | 6.3674e-05 | 7.7089e-05 | 9.049e-05 | 9.313e-05 | 9.3398e-05 | 9.3665e-05
Industrial | GWh | ProcDist | SDG&E | Future T-20: Toilets (Commercial) | 0 | 0 | 0 | 0.041245 | 0.078142 | 0.11081 | 0.13944 | 0.16432 | 0.18576 | 0.2041 | 0.2197 | 0.23289
Industrial | GWh | ProcDist | SDG&E | Future T-20: Toilets (Residential) | 0 | 0 | 0 | 0.11165 | 0.20731 | 0.28876 | 0.35773 | 0.41584 | 0.46461 | 0.5054 | 0.53942 | 0.56771
Industrial | GWh | ProcDist | SDG&E | Future T-20: Urinals | 0 | 0 | 0 | 0.084759 | 0.16058 | 0.22771 | 0.28655 | 0.33768 | 0.38173 | 0.41943 | 0.45148 | 0.47858
Industrial | GWh | ProcDist | SDG&E | Future T-20: Water Meters | 0 | 0 | 0 | 0.18161 | 0.36024 | 0.53232 | 0.69313 | 0.83713 | 0.95925 | 1.0565 | 1.1291 | 1.1803
Industrial | GWh | ProcDist | SCE | Fed Appliance: Electric Motors 1-200HP | 59.7124 | 79.5373 | 99.6587 | 120.0757 | 139.008 | 139.4207 | 139.8319 | 140.2417 | 140.65 | 141.057 | 141.4627 | 141.8671
Industrial | MW | ProcDist | SCE | Fed Appliance: Electric Motors 1-200HP | 8.204 | 10.9277 | 13.6922 | 16.4974 | 19.0985 | 19.1552 | 19.2117 | 19.268 | 19.3241 | 19.38 | 19.4357 | 19.4913
Industrial | GWh | ProcDist | SCE | Fed Appliance: Small Electric Motors | 0 | 0 | 0.00030122 | 0.00067308 | 0.001048 | 0.001426 | 0.0018072 | 0.0021879 | 0.0025683 | 0.0026432 | 0.0026508 | 0.0026584
Industrial | MW | ProcDist | SCE | Fed Appliance: Small Electric Motors | 0 | 0 | 4.6769e-05 | 0.0001045 | 0.00016271 | 0.0002214 | 0.00028059 | 0.00033971 | 0.00039876 | 0.00041039 | 0.00041157 | 0.00041275
Industrial | GWh | ProcDist | SCE | Future T-20: Toilets (Commercial) | 0 | 0 | 0 | 0.18175 | 0.34435 | 0.48828 | 0.61447 | 0.7241 | 0.81858 | 0.89941 | 0.96814 | 1.0263
Industrial | GWh | ProcDist | SCE | Future T-20: Toilets (Residential) | 0 | 0 | 0 | 0.492 | 0.91356 | 1.2725 | 1.5764 | 1.8325 | 2.0474 | 2.2271 | 2.377 | 2.5017
Industrial | GWh | ProcDist | SCE | Future T-20: Urinals | 0 | 0 | 0 | 0.37351 | 0.70763 | 1.0034 | 1.2627 | 1.488 | 1.6822 | 1.8483 | 1.9895 | 2.109
Industrial | GWh | ProcDist | SCE | Future T-20: Water Meters | 0 | 0 | 0 | 0.8003 | 1.5874 | 2.3458 | 3.0544 | 3.6889 | 4.2271 | 4.6557 | 4.9758 | 5.2014
Agricultural | GWh | ProcDist | PG&E | Future T-20: Water Meters | 0 | 0 | 0 | 0.77592 | 1.5391 | 2.2743 | 2.9613 | 3.5765 | 4.0983 | 4.5138 | 4.8241 | 5.0429
Agricultural | GWh | ProcDist | SDG&E | Future T-20: Water Meters | 0 | 0 | 0 | 0.18161 | 0.36024 | 0.53232 | 0.69313 | 0.83713 | 0.95925 | 1.0565 | 1.1291 | 1.1803
Agricultural | GWh | ProcDist | SCE | Future T-20: Water Meters | 0 | 0 | 0 | 0.8003 | 1.5874 | 2.3458 | 3.0544 | 3.6889 | 4.2271 | 4.6557 | 4.9758 | 5.2014

## Behavior
Service Territory | Savings | Sector | 2013 | 2014 | 2015 | 2016 | 2017 | 2018 | 2019 | 2020 | 2021 | 2022 | 2023 | 2024
PG&E | GWh | Residential | 35.6719 | 35.8708 | 36.0958 | 36.3051 | 36.6888 | 37.1704 | 37.9638 | 38.7762 | 39.5234 | 40.2581 | 40.9704 | 41.649
PG&E | GWh | Commercial | 0.59499 | 0.88318 | 1.168 | 1.4733 | 1.7886 | 2.1121 | 2.4299 | 2.7662 | 3.1103 | 3.4606 | 3.8067 | 4.1755
PG&E | MM Therms | Residential | 2.3279 | 2.3424 | 2.3632 | 2.3655 | 2.3609 | 2.3713 | 2.3829 | 2.3956 | 2.4072 | 2.4165 | 2.4257 | 2.4338
PG&E | MM Therms | Commercial | 0.076991 | 0.11426 | 0.15109 | 0.19059 | 0.23143 | 0.27341 | 0.31467 | 0.35828 | 0.40291 | 0.44841 | 0.49339 | 0.54134
SCE | GWh | Residential | 62.9324 | 63.9089 | 63.2773 | 63.8562 | 64.7176 | 65.7468 | 67.3548 | 69.1053 | 70.7662 | 72.3375 | 73.8606 | 75.3354
SCE | GWh | Commercial | 0.75073 | 1.1109 | 1.4667 | 1.8498 | 2.244 | 2.6516 | 3.052 | 3.4757 | 3.91 | 4.3504 | 4.7864 | 5.2475
SCG | MM Therms | Residential | 0.10603 | 0.10618 | 0.10703 | 0.10711 | 0.10677 | 0.10711 | 0.10749 | 0.10804 | 0.1083 | 0.10846 | 0.10868 | 0.10885
SCG | MM Therms | Commercial | 0.10324 | 0.1527 | 0.20147 | 0.25389 | 0.30773 | 0.36326 | 0.41775 | 0.47543 | 0.53447 | 0.59441 | 0.65371 | 0.71627
SDG&E | GWh | Residential | 8.0372 | 8.154 | 19.0633 | 19.1258 | 19.3857 | 19.6656 | 20.1129 | 20.5003 | 20.8427 | 21.1725 | 21.4799 | 21.7623
SDG&E | GWh | Commercial | 0.18074 | 0.26865 | 0.35556 | 0.44886 | 0.54514 | 0.64406 | 0.74083 | 0.8421 | 0.94474 | 1.0491 | 1.1512 | 1.2598
SDG&E | MM Therms | Residential | 0.2497 | 0.25205 | 0.59402 | 0.59402 | 0.59402 | 0.59594 | 0.59787 | 0.59979 | 0.60171 | 0.60363 | 0.60363 | 0.60556
SDG&E | MM Therms | Commercial | 0.017451 | 0.025938 | 0.03433 | 0.043338 | 0.052634 | 0.062185 | 0.071528 | 0.081307 | 0.091217 | 0.10129 | 0.11115 | 0.12163

## Inc Market Potential Financing
Service Territory | Savings | Sector | Building Type | Use Category | Emerging Tech | Measure | 2013 | 2014 | 2015 | 2016 | 2017 | 2018 | 2019 | 2020 | 2021 | 2022 | 2023 | 2024
PG&E | GWh | Residential | All | All | All | All | 300.0142 | 251.4672 | 224.0592 | 224.8594 | 228.5306 | 152.3114 | 150.9721 | 149.7354 | 144.5344 | 139.3461 | 133.4388 | 139.9296
PG&E | GWh | Commercial | All | All | All | All | 302.2915 | 323.4537 | 322.457 | 331.4282 | 341.1017 | 179.243 | 182.7394 | 187.2982 | 200.6121 | 215.9439 | 228.1093 | 241.2914
PG&E | MW | Residential | All | All | All | All | 47.0662 | 41.9708 | 35.6999 | 39.0568 | 44.3973 | 35.2615 | 34.2748 | 33.3364 | 31.4584 | 29.5454 | 28.6756 | 39.6098
PG&E | MW | Commercial | All | All | All | All | 56.3705 | 59.9579 | 57.674 | 60.5949 | 64.6308 | 35.5659 | 38.7407 | 42.0311 | 50.778 | 58.9928 | 64.1168 | 68.0241
PG&E | MM Therms | Residential | All | All | All | All | 3.8349 | 5.0943 | 2.5209 | 3.9035 | 4.1256 | 4.7285 | 5.0216 | 5.594 | 6.0666 | 6.6269 | 7.1384 | 7.5925
PG&E | MM Therms | Commercial | All | All | All | All | 1.2604 | 1.2592 | 1.4621 | 1.6598 | 1.8149 | 3.6433 | 3.7486 | 3.9175 | 3.9462 | 4.0337 | 4.2297 | 4.4476
SCE | GWh | Residential | All | All | All | All | 358.0009 | 278.547 | 267.1379 | 260.5513 | 248.4879 | 173.1692 | 172.1261 | 168.1145 | 160.1703 | 153.8442 | 145.1133 | 137.1976
SCE | GWh | Commercial | All | All | All | All | 360.0725 | 387.3023 | 392.3622 | 406.4538 | 422.4019 | 231.0586 | 245.85 | 264.0184 | 280.3171 | 301.1383 | 319.0991 | 339.4538
SCE | MW | Residential | All | All | All | All | 50.6621 | 63.4774 | 61.2415 | 63.2743 | 57.7379 | 45.6795 | 42.4257 | 40.3686 | 36.6446 | 34.079 | 30.519 | 27.2657
SCE | MW | Commercial | All | All | All | All | 77.2027 | 83.4075 | 82.8504 | 87.6851 | 88.4687 | 54.5025 | 60.1753 | 66.3834 | 72.2199 | 78.9501 | 84.936 | 91.3683
SCG | MM Therms | Residential | All | All | All | All | 4.021 | 4.5753 | 3.2105 | 3.4867 | 5.0193 | 4.6373 | 4.8301 | 4.8509 | 4.9205 | 4.9659 | 4.9853 | 5.0816
SCG | MM Therms | Commercial | All | All | All | All | 3.123 | 3.6756 | 3.7647 | 3.9426 | 3.8577 | 3.9904 | 5.2504 | 5.7046 | 5.9546 | 6.3373 | 6.5882 | 6.8796
SDG&E | GWh | Residential | All | All | All | All | 95.9042 | 66.7275 | 64.5529 | 66.8589 | 65.2601 | 44.538 | 44.7893 | 44.2595 | 42.8708 | 41.8456 | 40.2254 | 39.2607
SDG&E | GWh | Commercial | All | All | All | All | 118.6653 | 124.2663 | 113.6261 | 114.1199 | 117.0832 | 64.6879 | 65.8847 | 68.8364 | 74.1347 | 78.2909 | 80.8377 | 84.3221
SDG&E | MM Therms | Residential | All | All | All | All | 0.88482 | 1.4483 | 0.87075 | 0.84459 | 0.935 | 1.0152 | 1.0116 | 1.1242 | 1.1666 | 1.2243 | 1.2709 | 1.332
SDG&E | MM Therms | Commercial | All | All | All | All | 0.53778 | 0.62504 | 0.687 | 0.75906 | 0.82959 | 1.1783 | 1.2033 | 1.2093 | 1.2037 | 1.1792 | 1.1599 | 1.1437
SDG&E | MW | Residential | All | All | All | All | 13.7484 | 10.3722 | 9.5018 | 13.2466 | 13.2826 | 10.3987 | 9.2388 | 8.8532 | 8.435 | 8.298 | 7.659 | 7.2448
SDG&E | MW | Commercial | All | All | All | All | 26.6224 | 27.2486 | 23.1585 | 23.7908 | 24.9462 | 15.2831 | 16.1032 | 17.1278 | 18.1736 | 19.6868 | 20.856 | 22.1036

## Cum Market Potential Financing
Service Territory | Savings | Sector | Building Type | Use Category | Emerging Tech | Measure | 2013 | 2014 | 2015 | 2016 | 2017 | 2018 | 2019 | 2020 | 2021 | 2022 | 2023 | 2024
PG&E | GWh | Residential | All | All | All | All | 367.0364 | 706.8306 | 1035.7042 | 1382.5538 | 1736.9083 | 1860.5156 | 1894.3073 | 2017.8704 | 2127.6521 | 2220.9162 | 2338.328 | 2255.3505
PG&E | GWh | Commercial | All | All | All | All | 488.7926 | 1011.0635 | 1546.2313 | 2105.639 | 2688.7623 | 2764.8644 | 2748.3571 | 2724.0364 | 2699.0095 | 2673.982 | 2915.5821 | 3167.0715
PG&E | MW | Residential | All | All | All | All | 61.1006 | 119.6681 | 175.6143 | 239.9418 | 308.0821 | 352.0057 | 380.2612 | 417.1616 | 451.1834 | 472.3957 | 493.2013 | 490.8616
PG&E | MW | Commercial | All | All | All | All | 85.9536 | 178.9147 | 272.9442 | 373.0689 | 479.4766 | 491.5393 | 499.3061 | 498.8096 | 505.0703 | 516.9999 | 585.3105 | 659.1151
PG&E | MM Therms | Residential | All | All | All | All | 5.179 | 11.4101 | 15.0071 | 20.5255 | 26.1001 | 32.2153 | 42.0835 | 49.3985 | 57.2143 | 62.5445 | 68.7712 | 77.2338
PG&E | MM Therms | Commercial | All | All | All | All | 1.4922 | 2.8547 | 4.3808 | 6.0311 | 7.7673 | 14.1253 | 20.7518 | 27.6217 | 34.6721 | 41.9392 | 47.6472 | 52.9909
SCE | GWh | Residential | All | All | All | All | 444.9186 | 840.8214 | 1241.5352 | 1657.7489 | 2066.413 | 2227.6184 | 2283.9508 | 2433.7478 | 2565.812 | 2678.3931 | 2817.4272 | 2700.3382
SCE | GWh | Commercial | All | All | All | All | 613.3389 | 1264.9897 | 1932.4064 | 2625.0733 | 3324.0482 | 3378.2671 | 3365.3827 | 3365.4053 | 3377.4829 | 3404.3789 | 3762.6959 | 4123.0335
SCE | MW | Residential | All | All | All | All | 64.338 | 145.2791 | 227.7145 | 319.8264 | 405.8972 | 467.5767 | 508.641 | 562.1947 | 611.2085 | 645.8722 | 675.7941 | 662.8499
SCE | MW | Commercial | All | All | All | All | 119.5985 | 248.8765 | 380.5159 | 519.7961 | 650.1746 | 659.4193 | 663.612 | 671.2628 | 685.2094 | 704.3665 | 797.6058 | 894.2364
SCG | MM Therms | Residential | All | All | All | All | 4.8829 | 10.3911 | 14.1368 | 18.2028 | 24.1618 | 29.3412 | 35.025 | 40.8156 | 46.7568 | 52.8079 | 58.9636 | 64.4351
SCG | MM Therms | Commercial | All | All | All | All | 5.2435 | 11.0533 | 17.0165 | 23.1927 | 29.1536 | 35.2437 | 42.8642 | 50.575 | 58.9517 | 67.7396 | 76.8175 | 86.0345
SDG&E | GWh | Residential | All | All | All | All | 120.2181 | 218.7332 | 319.11 | 426.0041 | 532.3798 | 571.0524 | 586.3545 | 625.2985 | 659.9864 | 693.1141 | 734.8035 | 707.076
SDG&E | GWh | Commercial | All | All | All | All | 170.5323 | 355.3426 | 536.0551 | 723.6004 | 919.6478 | 948.2561 | 961.7367 | 974.6544 | 988.4793 | 1001.9172 | 1103.903 | 1200.2152
SDG&E | MM Therms | Residential | All | All | All | All | 1.7766 | 4.0426 | 5.5106 | 6.8974 | 8.3267 | 10.0075 | 12.2265 | 12.8193 | 13.4678 | 14.3035 | 15.2806 | 17.1609
SDG&E | MM Therms | Commercial | All | All | All | All | 0.79612 | 1.633 | 2.5233 | 3.4686 | 4.4713 | 6.3015 | 8.1923 | 10.1034 | 12.043 | 13.9867 | 15.6313 | 17.1709
SDG&E | MW | Residential | All | All | All | All | 20.7303 | 38.7611 | 56.2494 | 77.8945 | 99.1526 | 113.8432 | 123.5644 | 132.3367 | 140.7691 | 149.2895 | 157.2092 | 154.5365
SDG&E | MW | Commercial | All | All | All | All | 35.0605 | 72.5117 | 107.1115 | 143.6656 | 182.2099 | 187.3971 | 191.5781 | 195.9393 | 200.3538 | 205.4256 | 229.6391 | 254.8199