## Data Dictionary
Section | Field Name | Units | Description
Technology Information | Technology ID | Text | Unique Technology Identifier, aligns with Common Technology Name
| Unique Technology Name | Text | Concatenation of the Sector, Technology Name, Service Territory, and Climate Zone(s)
| Common Technology Name | Text | Concatenation of Sector and Technology Name
| Service Territory | Text | Concatenation of the Utility and Climate Zone(s)
| Utility | Text | Applicable Utility (PG&E, SCE, SCG, SDG&E)
| Climate Zone | Text | Climate Zone Identifier for weather-sensitive measures: Marine, Hot-Dry, and Cold
| Primary Utility Type | Text | Applicable Fuel Type (Elec or Gas or Both)
| Technology Description | Text | Description of the Technology
| Base Year Efficiency Level | Text | Efficiency Level (Average Existing, Code, Efficient) at the study's base year (2019)
| Year Technology Becomes Code | Year | Year that a given technology level becomes code
| Conv or Emerging | Text | Whether the technology is an Emerging Technology
| End Use Category | Text | The End Use Category describes how or where the technology is used
| Building Type | Text | Applicable building type for the technology
| Sector | Text | Applicable Market Sector (Res, Low Income, Com, Ind, Ag)
| Replacement Type | Text | The replacement type of the technology (Replace on Burnout, Retrofit and New, etc.)
| Fuel Sub Technology? | Binary | Binary; 1 if the technology is a fuel substitution technology (gas to electric)
| Scaling Basis | Text | Scaling factor applied measure inputs to scale savings to the total population
| Unit Basis | Text | The technology's common unit of measure for savings, costs, and densities
| Technology Lifetime | Years | Effective Useful Life of the technology
Energy Use Data | DEER Electric Loadshape Identifier | Text | Loadshape name assigned in the DEER database. The loadshapes are used to allocate energy savings across months, on/off peak periods, and weekday/weekend for each end-use and sector, when applicable
| Electric Energy Consumption | kWh/ year/ unit basis | Electric energy consumption of the technology (kWh)
| Electric Coincident Peak Demand | kW/ unit basis | Electric energy demand of the technology during DEER peak period (kW)
| Gas Consumption | Therms/ year/ unit basis | Gas energy consumption of the technology (therms)
| Savings Source(s) | Text | Source(s) used for technology consumption data
Cost Data | Technology Cost | $/ unit basis | Equipment cost of the technology
| Technology Cost Data Year | Year | Year that the technology cost data source is from
| Applicable Repair Cost | $/ unit basis | Cost of repair for Repair-eligible technologies
| Labor Cost | $/ unit basis | Labor cost of installing the technology
| Labor Cost Data Year | Year | Year that the labor cost data source is from
| Panel Upgrade Costs | $/ unit basis | Cost of upgrading the electrical panel for electrification technologies that require a panel upgrade
| Refrigerant Avoided Costs | $/ unit basis | Cost associated with refrigerants in heat pump electrification technologies
| Cost Source(s) | Text | Source(s) used for cost data
Market Information | Technology Group | Text | Name of the technology group that the technology is categorized in, with service territory
| Common Technology Group | Text | Name of the technology group that the technology is categorized in
| Total Technology Group Density | Unit Basis/ Scaling Basis | Total density of the technology group, in units per scaling basis
| Technical Suitability | Fraction | Technical applicability of technology, numerical from 0 to 100%
| Technology Initial Saturation | Fraction | The initial saturation of the measure, which is defined as the fraction of the end use stock (total installation opportunities for the technology group) that is represented by the technology within its technology group. The sum of the initial saturation values in a technology group must not sum to more than 100%.
| Density/Saturation Source(s) | Text | Source(s) used for density and saturation data
Inflation Reduction Act Tax Credit Information | Tax Credit | $/ unit basis | The tax credit associated with the efficient technology in the Inflation Reduction Act
| Tax Credit Expiration Year | Year | Expiration year of the tax credit
Other Items | NTG Factor (1-FreeRiders) | Fraction | The net to gross factor is 1 - free ridership, which results in a number between 0% and 100% . If there is no free ridership adjustment, this field has a value of 1.0.
| DEER ID(s) | Text | ID number of technologies in the DEER database

## DATABASE
Technology Information | [18 empty] | Energy Use Data |  |  |  |  | Cost Data | [7 empty] | Market Information | [5 empty] | Inflation Reduction Act Tax Credit Information |  | Other Items
Technology ID | Unique Technology Name | Common Technology Name | Service Territory | Utility | Climate Zone | Primary Utility Type | Technology Description | Base Year Efficiency Level | Year Technology Becomes Code | Conv or Emerging | End Use Category | Building Type | Sector | Replacement Type | Fuel Sub Technology? | Scaling Basis | Unit Basis | Technology Lifetime | DEER Electric Loadshape Identifier | Electric Energy Consumption | Electric Coincident Peak Demand | Gas Consumption | Savings Source(s) | Technology Cost | Technology Cost Data Year | Applicable Repair Cost | Labor Cost | Labor Cost Data Year | Panel Upgrade Costs | Refrigerant Avoided Costs | Cost Source(s) | Technology Group | Common Technology Group | Total Technology Group Density | Technical Suitability | Technology Initial Saturation | Density/Saturation Sources | Tax Credit | Tax Credit Expiration Year | NTG Factor (1-FreeRiders) | DEER ID(s)
Text | Text | Text | Text | Text | Text | Text | Text | Text | Year | Text | Text | Text | Text | Text | Binary | Text | Text | Years | Text | kWh/ year/ unit basis | kW/ unit basis | Therms/ year/ unit basis | Text | $/ unit basis | Year | $/ unit basis | $/ unit basis | Year | $/ unit basis | $/ unit basis | Text | Text | Text | Unit Basis/ Scaling Basis | Fraction | Fraction | Text | $/ unit basis | Year | Fraction | Text
RES-APPPLUG-10.1 | Res ¦ Code Level Res Clothes Dryer (Electric) ¦ PG&E ¦ All | Res ¦ Code Level Res Clothes Dryer (Electric) | PG&E ¦ All | PG&E | All | Electric | CFR-compliant electric clothes dryer | Average Existing and Code | 0 | Conventional | AppPlug | Res - Single Family | Res | ROB and NEW | 0 | Residential Households | dryer | 12 | DEER:Res_ClothesDishWasher | 0 | 0 | 0 | eTRM SWAP003-03 | 747.23 | 2020 | 0 | 0 | 2020 | 0 | 0 | eTRM SWAP003-04 | Clothes Dryers (Elec) ¦ PG&E ¦ All | Clothes Dryers (Elec) | 0.51947 | 1 | 0.84167 | Rass 2019 | 0 | 2012 | 0.55 | SWAP003-03
RES-APPPLUG-10.2 | Res ¦ Code Level Res Clothes Dryer (Electric) ¦ PG&E ¦ All | Res ¦ Code Level Res Clothes Dryer (Electric) | PG&E ¦ All | PG&E | All | Electric | CFR-compliant electric clothes dryer | Average Existing and Code | 0 | Conventional | AppPlug | Res - Multi Family | Res | ROB and NEW | 0 | Residential Households | dryer | 12 | DEER:Res_ClothesDishWasher | 0 | 0 | 0 | eTRM SWAP003-04 | 747.23 | 2020 | 0 | 0 | 2020 | 0 | 0 | eTRM SWAP003-04 | Clothes Dryers (Elec) ¦ PG&E ¦ All | Clothes Dryers (Elec) | 0.2811 | 1 | 0.85714 | Rass 2019 | 0 | 2012 | 0.55 | SWAP003-04
RES-APPPLUG-10.3 | Res ¦ Code Level Res Clothes Dryer (Electric) ¦ SCE ¦ All | Res ¦ Code Level Res Clothes Dryer (Electric) | SCE ¦ All | SCE | All | Electric | CFR-compliant electric clothes dryer | Average Existing and Code | 0 | Conventional | AppPlug | Res - Single Family | Res | ROB and NEW | 0 | Residential Households | dryer | 12 | DEER:Res_ClothesDishWasher | 0 | 0 | 0 | eTRM SWAP003-04 | 747.23 | 2020 | 0 | 0 | 2020 | 0 | 0 | eTRM SWAP003-04 | Clothes Dryers (Elec) ¦ SCE ¦ All | Clothes Dryers (Elec) | 0.19962 | 1 | 0.84167 | Rass 2019 | 0 | 2012 | 0.55 | SWAP003-04
RES-APPPLUG-10.4 | Res ¦ Code Level Res Clothes Dryer (Electric) ¦ SCE ¦ All | Res ¦ Code Level Res Clothes Dryer (Electric) | SCE ¦ All | SCE | All | Electric | CFR-compliant electric clothes dryer | Average Existing and Code | 0 | Conventional | AppPlug | Res - Multi Family | Res | ROB and NEW | 0 | Residential Households | dryer | 12 | DEER:Res_ClothesDishWasher | 0 | 0 | 0 | eTRM SWAP003-03 | 747.23 | 2020 | 0 | 0 | 2020 | 0 | 0 | eTRM SWAP003-04 | Clothes Dryers (Elec) ¦ SCE ¦ All | Clothes Dryers (Elec) | 0.1746 | 1 | 0.85714 | Rass 2019 | 0 | 2012 | 0.55 | SWAP003-03
RES-APPPLUG-10.5 | Res ¦ Code Level Res Clothes Dryer (Electric) ¦ SDG&E ¦ All | Res ¦ Code Level Res Clothes Dryer (Electric) | SDG&E ¦ All | SDG&E | All | Electric | CFR-compliant electric clothes dryer | Average Existing and Code | 0 | Conventional | AppPlug | Res - Single Family | Res | ROB and NEW | 0 | Residential Households | dryer | 12 | DEER:Res_ClothesDishWasher | 0 | 0 | 0 | eTRM SWAP003-04 | 747.23 | 2020 | 0 | 0 | 2020 | 0 | 0 | eTRM SWAP003-04 | Clothes Dryers (Elec) ¦ SDG&E ¦ All | Clothes Dryers (Elec) | 0.24007 | 1 | 0.84167 | Rass 2019 | 0 | 2012 | 0.55 | SWAP003-04
RES-APPPLUG-10.6 | Res ¦ Code Level Res Clothes Dryer (Electric) ¦ SDG&E ¦ All | Res ¦ Code Level Res Clothes Dryer (Electric) | SDG&E ¦ All | SDG&E | All | Electric | CFR-compliant electric clothes dryer | Average Existing and Code | 0 | Conventional | AppPlug | Res - Multi Family | Res | ROB and NEW | 0 | Residential Households | dryer | 12 | DEER:Res_ClothesDishWasher | 0 | 0 | 0 | eTRM SWAP003-04 | 747.23 | 2020 | 0 | 0 | 2020 | 0 | 0 | eTRM SWAP003-04 | Clothes Dryers (Elec) ¦ SDG&E ¦ All | Clothes Dryers (Elec) | 0.24026 | 1 | 0.85714 | Rass 2019 | 0 | 2012 | 0.55 | SWAP003-04
RES-APPPLUG-11.1 | Res ¦ Efficient Res Clothes Dryer (Electric) ¦ PG&E ¦ All | Res ¦ Efficient Res Clothes Dryer (Electric) | PG&E ¦ All | PG&E | All | Electric | Energy Star V1.0 compliant electric clothes dryer | Efficient | 0 | Conventional | AppPlug | Res - Single Family | Res | ROB and NEW | 0 | Residential Households | dryer | 12 | DEER:Res_ClothesDishWasher | -97.3 | -0.015 | 0.266 | eTRM SWAP003-03 | 940 | 2016 | 0 | 0 | 2016 | 0 | 0 | eTRM SWAP003-04 | Clothes Dryers (Elec) ¦ PG&E ¦ All | Clothes Dryers (Elec) | 0.51947 | 1 | 0.15833 | Rass 2019 | 0 | 2012 | 0.55 | SWAP003-03
RES-APPPLUG-11.2 | Res ¦ Efficient Res Clothes Dryer (Electric) ¦ PG&E ¦ All | Res ¦ Efficient Res Clothes Dryer (Electric) | PG&E ¦ All | PG&E | All | Electric | Energy Star V1.0 compliant electric clothes dryer | Efficient | 0 | Conventional | AppPlug | Res - Multi Family | Res | ROB and NEW | 0 | Residential Households | dryer | 12 | DEER:Res_ClothesDishWasher | -97.3 | -0.015 | 0.266 | eTRM SWAP003-04 | 940 | 2016 | 0 | 0 | 2016 | 0 | 0 | eTRM SWAP003-04 | Clothes Dryers (Elec) ¦ PG&E ¦ All | Clothes Dryers (Elec) | 0.2811 | 1 | 0.14286 | Rass 2019 | 0 | 2012 | 0.55 | SWAP003-04
RES-APPPLUG-11.3 | Res ¦ Efficient Res Clothes Dryer (Electric) ¦ SCE ¦ All | Res ¦ Efficient Res Clothes Dryer (Electric) | SCE ¦ All | SCE | All | Electric | Energy Star V1.0 compliant electric clothes dryer | Efficient | 0 | Conventional | AppPlug | Res - Single Family | Res | ROB and NEW | 0 | Residential Households | dryer | 12 | DEER:Res_ClothesDishWasher | -95.7 | -0.0272 | 0.17 | eTRM SWAP003-04 | 940 | 2016 | 0 | 0 | 2016 | 0 | 0 | eTRM SWAP003-04 | Clothes Dryers (Elec) ¦ SCE ¦ All | Clothes Dryers (Elec) | 0.19962 | 1 | 0.15833 | Rass 2019 | 0 | 2012 | 0.55 | SWAP003-04
RES-APPPLUG-11.4 | Res ¦ Efficient Res Clothes Dryer (Electric) ¦ SCE ¦ All | Res ¦ Efficient Res Clothes Dryer (Electric) | SCE ¦ All | SCE | All | Electric | Energy Star V1.0 compliant electric clothes dryer | Efficient | 0 | Conventional | AppPlug | Res - Multi Family | Res | ROB and NEW | 0 | Residential Households | dryer | 12 | DEER:Res_ClothesDishWasher | -95.7 | -0.0272 | 0.17 | eTRM SWAP003-03 | 940 | 2016 | 0 | 0 | 2016 | 0 | 0 | eTRM SWAP003-04 | Clothes Dryers (Elec) ¦ SCE ¦ All | Clothes Dryers (Elec) | 0.1746 | 1 | 0.14286 | Rass 2019 | 0 | 2012 | 0.55 | SWAP003-03
RES-APPPLUG-11.5 | Res ¦ Efficient Res Clothes Dryer (Electric) ¦ SDG&E ¦ All | Res ¦ Efficient Res Clothes Dryer (Electric) | SDG&E ¦ All | SDG&E | All | Electric | Energy Star V1.0 compliant electric clothes dryer | Efficient | 0 | Conventional | AppPlug | Res - Single Family | Res | ROB and NEW | 0 | Residential Households | dryer | 12 | DEER:Res_ClothesDishWasher | -96.4 | -0.0246 | 0.186 | eTRM SWAP003-04 | 940 | 2016 | 0 | 0 | 2016 | 0 | 0 | eTRM SWAP003-04 | Clothes Dryers (Elec) ¦ SDG&E ¦ All | Clothes Dryers (Elec) | 0.24007 | 1 | 0.15833 | Rass 2019 | 0 | 2012 | 0.55 | SWAP003-04
RES-APPPLUG-11.6 | Res ¦ Efficient Res Clothes Dryer (Electric) ¦ SDG&E ¦ All | Res ¦ Efficient Res Clothes Dryer (Electric) | SDG&E ¦ All | SDG&E | All | Electric | Energy Star V1.0 compliant electric clothes dryer | Efficient | 0 | Conventional | AppPlug | Res - Multi Family | Res | ROB and NEW | 0 | Residential Households | dryer | 12 | DEER:Res_ClothesDishWasher | -96.4 | -0.0246 | 0.186 | eTRM SWAP003-04 | 940 | 2016 | 0 | 0 | 2016 | 0 | 0 | eTRM SWAP003-04 | Clothes Dryers (Elec) ¦ SDG&E ¦ All | Clothes Dryers (Elec) | 0.24026 | 1 | 0.14286 | Rass 2019 | 0 | 2012 | 0.55 | SWAP003-04
RES-APPPLUG-12.1 | Res ¦ Heat Pump Res Clothes Dryer ¦ PG&E ¦ All | Res ¦ Heat Pump Res Clothes Dryer | PG&E ¦ All | PG&E | All | Electric | Energy Star ESME heat pump clothes dryer | Efficient | 0 | Conventional | AppPlug | Res - Single Family | Res | ROB and NEW | 0 | Residential Households | dryer | 12 | DEER:Res_ClothesDishWasher | -144 | -0.0221 | 0.393 | eTRM SWAP003-03 | 1507.63 | 2016 | 0 | 0 | 2016 | 0 | 0 | eTRM SWAP003-04 | Clothes Dryers (Elec) ¦ PG&E ¦ All | Clothes Dryers (Elec) | 0.51947 | 1 | 0 | Rass 2019 | 0 | 2012 | 0.55 | SWAP003-03
RES-APPPLUG-12.2 | Res ¦ Heat Pump Res Clothes Dryer ¦ PG&E ¦ All | Res ¦ Heat Pump Res Clothes Dryer | PG&E ¦ All | PG&E | All | Electric | Energy Star ESME heat pump clothes dryer | Efficient | 0 | Conventional | AppPlug | Res - Multi Family | Res | ROB and NEW | 0 | Residential Households | dryer | 12 | DEER:Res_ClothesDishWasher | -144 | -0.0221 | 0.393 | eTRM SWAP003-04 | 1507.63 | 2016 | 0 | 0 | 2016 | 0 | 0 | eTRM SWAP003-04 | Clothes Dryers (Elec) ¦ PG&E ¦ All | Clothes Dryers (Elec) | 0.2811 | 1 | 0 | Rass 2019 | 0 | 2012 | 0.55 | SWAP003-04
RES-APPPLUG-12.3 | Res ¦ Heat Pump Res Clothes Dryer ¦ SCE ¦ All | Res ¦ Heat Pump Res Clothes Dryer | SCE ¦ All | SCE | All | Electric | Energy Star ESME heat pump clothes dryer | Efficient | 0 | Conventional | AppPlug | Res - Single Family | Res | ROB and NEW | 0 | Residential Households | dryer | 12 | DEER:Res_ClothesDishWasher | -141 | -0.0401 | 0.251 | eTRM SWAP003-04 | 1507.63 | 2016 | 0 | 0 | 2016 | 0 | 0 | eTRM SWAP003-04 | Clothes Dryers (Elec) ¦ SCE ¦ All | Clothes Dryers (Elec) | 0.19962 | 1 | 0 | Rass 2019 | 0 | 2012 | 0.55 | SWAP003-04
RES-APPPLUG-12.4 | Res ¦ Heat Pump Res Clothes Dryer ¦ SCE ¦ All | Res ¦ Heat Pump Res Clothes Dryer | SCE ¦ All | SCE | All | Electric | Energy Star ESME heat pump clothes dryer | Efficient | 0 | Conventional | AppPlug | Res - Multi Family | Res | ROB and NEW | 0 | Residential Households | dryer | 12 | DEER:Res_ClothesDishWasher | -141 | -0.0401 | 0.251 | eTRM SWAP003-03 | 1507.63 | 2016 | 0 | 0 | 2016 | 0 | 0 | eTRM SWAP003-04 | Clothes Dryers (Elec) ¦ SCE ¦ All | Clothes Dryers (Elec) | 0.1746 | 1 | 0 | Rass 2019 | 0 | 2012 | 0.55 | SWAP003-03
RES-APPPLUG-12.5 | Res ¦ Heat Pump Res Clothes Dryer ¦ SDG&E ¦ All | Res ¦ Heat Pump Res Clothes Dryer | SDG&E ¦ All | SDG&E | All | Electric | Energy Star ESME heat pump clothes dryer | Efficient | 0 | Conventional | AppPlug | Res - Single Family | Res | ROB and NEW | 0 | Residential Households | dryer | 12 | DEER:Res_ClothesDishWasher | -142 | -0.0362 | 0.274 | eTRM SWAP003-04 | 1507.63 | 2016 | 0 | 0 | 2016 | 0 | 0 | eTRM SWAP003-04 | Clothes Dryers (Elec) ¦ SDG&E ¦ All | Clothes Dryers (Elec) | 0.24007 | 1 | 0 | Rass 2019 | 0 | 2012 | 0.55 | SWAP003-04
RES-APPPLUG-12.6 | Res ¦ Heat Pump Res Clothes Dryer ¦ SDG&E ¦ All | Res ¦ Heat Pump Res Clothes Dryer | SDG&E ¦ All | SDG&E | All | Electric | Energy Star ESME heat pump clothes dryer | Efficient | 0 | Conventional | AppPlug | Res - Multi Family | Res | ROB and NEW | 0 | Residential Households | dryer | 12 | DEER:Res_ClothesDishWasher | -142 | -0.0362 | 0.274 | eTRM SWAP003-04 | 1507.63 | 2016 | 0 | 0 | 2016 | 0 | 0 | eTRM SWAP003-04 | Clothes Dryers (Elec) ¦ SDG&E ¦ All | Clothes Dryers (Elec) | 0.24026 | 1 | 0 | Rass 2019 | 0 | 2012 | 0.55 | SWAP003-04
RES-APPPLUG-20.1 | Res ¦ Standard Electric Stove ¦ PG&E ¦ All | Res ¦ Standard Electric Stove | PG&E ¦ All | PG&E | All | Electric | Electric resistance cooktop with or without electric range | Average Existing and Code | 0 | Conventional | AppPlug | Res - Single Family | Res | ROB and NEW | 0 | Residential Households | stove | 16 | DEER:Res_ClothesDishWasher | 0 | 0 | 0 | eTRM SWAP015-02 | 1009.71 | 2021 | 0 | 191.115 | 2021 | 0 | 0 | eTRM SWAP015-02 | Electric Cooking ¦ PG&E ¦ All | Electric Cooking | 0.38457 | 1 | 0.8 | Rass 2019 | 0 | 2012 | 0.55 | SWAP015-02
RES-APPPLUG-20.2 | Res ¦ Standard Electric Stove ¦ PG&E ¦ All | Res ¦ Standard Electric Stove | PG&E ¦ All | PG&E | All | Electric | Electric resistance cooktop with or without electric range | Average Existing and Code | 0 | Conventional | AppPlug | Res - Multi Family | Res | ROB and NEW | 0 | Residential Households | stove | 16 | DEER:Res_ClothesDishWasher | 0 | 0 | 0 | eTRM SWAP015-02 | 1009.71 | 2021 | 0 | 191.115 | 2021 | 0 | 0 | eTRM SWAP015-02 | Electric Cooking ¦ PG&E ¦ All | Electric Cooking | 0.61786 | 1 | 0.8 | Rass 2019 | 0 | 2012 | 0.55 | SWAP015-02
RES-APPPLUG-20.3 | Res ¦ Standard Electric Stove ¦ SCE ¦ All | Res ¦ Standard Electric Stove | SCE ¦ All | SCE | All | Electric | Electric resistance cooktop with or without electric range | Average Existing and Code | 0 | Conventional | AppPlug | Res - Single Family | Res | ROB and NEW | 0 | Residential Households | stove | 16 | DEER:Res_ClothesDishWasher | 0 | 0 | 0 | eTRM SWAP015-02 | 1009.71 | 2021 | 0 | 191.115 | 2021 | 0 | 0 | eTRM SWAP015-02 | Electric Cooking ¦ SCE ¦ All | Electric Cooking | 0.19861 | 1 | 0.8 | Rass 2019 | 0 | 2012 | 0.55 | SWAP015-02
RES-APPPLUG-20.4 | Res ¦ Standard Electric Stove ¦ SCE ¦ All | Res ¦ Standard Electric Stove | SCE ¦ All | SCE | All | Electric | Electric resistance cooktop with or without electric range | Average Existing and Code | 0 | Conventional | AppPlug | Res - Multi Family | Res | ROB and NEW | 0 | Residential Households | stove | 16 | DEER:Res_ClothesDishWasher | 0 | 0 | 0 | eTRM SWAP015-02 | 1009.71 | 2021 | 0 | 191.115 | 2021 | 0 | 0 | eTRM SWAP015-02 | Electric Cooking ¦ SCE ¦ All | Electric Cooking | 0.44614 | 1 | 0.8 | Rass 2019 | 0 | 2012 | 0.55 | SWAP015-02
RES-APPPLUG-20.5 | Res ¦ Standard Electric Stove ¦ SDG&E ¦ All | Res ¦ Standard Electric Stove | SDG&E ¦ All | SDG&E | All | Electric | Electric resistance cooktop with or without electric range | Average Existing and Code | 0 | Conventional | AppPlug | Res - Single Family | Res | ROB and NEW | 0 | Residential Households | stove | 16 | DEER:Res_ClothesDishWasher | 0 | 0 | 0 | eTRM SWAP015-02 | 1009.71 | 2021 | 0 | 191.115 | 2021 | 0 | 0 | eTRM SWAP015-02 | Electric Cooking ¦ SDG&E ¦ All | Electric Cooking | 0.25313 | 1 | 0.8 | Rass 2019 | 0 | 2012 | 0.55 | SWAP015-02
RES-APPPLUG-20.6 | Res ¦ Standard Electric Stove ¦ SDG&E ¦ All | Res ¦ Standard Electric Stove | SDG&E ¦ All | SDG&E | All | Electric | Electric resistance cooktop with or without electric range | Average Existing and Code | 0 | Conventional | AppPlug | Res - Multi Family | Res | ROB and NEW | 0 | Residential Households | stove | 16 | DEER:Res_ClothesDishWasher | 0 | 0 | 0 | eTRM SWAP015-02 | 1009.71 | 2021 | 0 | 191.115 | 2021 | 0 | 0 | eTRM SWAP015-02 | Electric Cooking ¦ SDG&E ¦ All | Electric Cooking | 0.59854 | 1 | 0.8 | Rass 2019 | 0 | 2012 | 0.55 | SWAP015-02
RES-APPPLUG-21.1 | Res ¦ Induction Cooking Stove ¦ PG&E ¦ All | Res ¦ Induction Cooking Stove | PG&E ¦ All | PG&E | All | Electric | Induction cooktop with or without electric range | Efficient | 0 | Conventional | AppPlug | Res - Single Family | Res | ROB and NEW | 0 | Residential Households | stove | 16 | DEER:Res_ClothesDishWasher | -12.1 | -0.00304 | 0 | eTRM SWAP015-02 | 2024.81 | 2021 | 0 | 191.115 | 2021 | 0 | 0 | eTRM SWAP015-02 | Electric Cooking ¦ PG&E ¦ All | Electric Cooking | 0.38457 | 1 | 0.2 | Rass 2019 | 0 | 2012 | 0.55 | SWAP015-02
RES-APPPLUG-21.2 | Res ¦ Induction Cooking Stove ¦ PG&E ¦ All | Res ¦ Induction Cooking Stove | PG&E ¦ All | PG&E | All | Electric | Induction cooktop with or without electric range | Efficient | 0 | Conventional | AppPlug | Res - Multi Family | Res | ROB and NEW | 0 | Residential Households | stove | 16 | DEER:Res_ClothesDishWasher | -12.1 | -0.00304 | 0 | eTRM SWAP015-02 | 2024.81 | 2021 | 0 | 191.115 | 2021 | 0 | 0 | eTRM SWAP015-02 | Electric Cooking ¦ PG&E ¦ All | Electric Cooking | 0.61786 | 1 | 0.2 | Rass 2019 | 0 | 2012 | 0.55 | SWAP015-02
RES-APPPLUG-21.3 | Res ¦ Induction Cooking Stove ¦ SCE ¦ All | Res ¦ Induction Cooking Stove | SCE ¦ All | SCE | All | Electric | Induction cooktop with or without electric range | Efficient | 0 | Conventional | AppPlug | Res - Single Family | Res | ROB and NEW | 0 | Residential Households | stove | 16 | DEER:Res_ClothesDishWasher | -12.1 | -0.00296 | 0 | eTRM SWAP015-02 | 2024.81 | 2021 | 0 | 191.115 | 2021 | 0 | 0 | eTRM SWAP015-02 | Electric Cooking ¦ SCE ¦ All | Electric Cooking | 0.19861 | 1 | 0.2 | Rass 2019 | 0 | 2012 | 0.55 | SWAP015-02
RES-APPPLUG-21.4 | Res ¦ Induction Cooking Stove ¦ SCE ¦ All | Res ¦ Induction Cooking Stove | SCE ¦ All | SCE | All | Electric | Induction cooktop with or without electric range | Efficient | 0 | Conventional | AppPlug | Res - Multi Family | Res | ROB and NEW | 0 | Residential Households | stove | 16 | DEER:Res_ClothesDishWasher | -12.1 | -0.00296 | 0 | eTRM SWAP015-02 | 2024.81 | 2021 | 0 | 191.115 | 2021 | 0 | 0 | eTRM SWAP015-02 | Electric Cooking ¦ SCE ¦ All | Electric Cooking | 0.44614 | 1 | 0.2 | Rass 2019 | 0 | 2012 | 0.55 | SWAP015-02
RES-APPPLUG-21.5 | Res ¦ Induction Cooking Stove ¦ SDG&E ¦ All | Res ¦ Induction Cooking Stove | SDG&E ¦ All | SDG&E | All | Electric | Induction cooktop with or without electric range | Efficient | 0 | Conventional | AppPlug | Res - Single Family | Res | ROB and NEW | 0 | Residential Households | stove | 16 | DEER:Res_ClothesDishWasher | -12.1 | -0.00323 | 0 | eTRM SWAP015-02 | 2024.81 | 2021 | 0 | 191.115 | 2021 | 0 | 0 | eTRM SWAP015-02 | Electric Cooking ¦ SDG&E ¦ All | Electric Cooking | 0.25313 | 1 | 0.2 | Rass 2019 | 0 | 2012 | 0.55 | SWAP015-02
RES-APPPLUG-21.6 | Res ¦ Induction Cooking Stove ¦ SDG&E ¦ All | Res ¦ Induction Cooking Stove | SDG&E ¦ All | SDG&E | All | Electric | Induction cooktop with or without electric range | Efficient | 0 | Conventional | AppPlug | Res - Multi Family | Res | ROB and NEW | 0 | Residential Households | stove | 16 | DEER:Res_ClothesDishWasher | -12.1 | -0.00323 | 0 | eTRM SWAP015-02 | 2024.81 | 2021 | 0 | 191.115 | 2021 | 0 | 0 | eTRM SWAP015-02 | Electric Cooking ¦ SDG&E ¦ All | Electric Cooking | 0.59854 | 1 | 0.2 | Rass 2019 | 0 | 2012 | 0.55 | SWAP015-02
RES-APPPLUG-30.1 | Res ¦ Standard Power Strip ¦ PG&E ¦ All | Res ¦ Standard Power Strip | PG&E ¦ All | PG&E | All | Electric | Standard power strip | Average Existing and Code | 0 | Conventional | AppPlug | Res - Single Family | Res | RET and NEW | 0 | Residential Households | power strip | 1.67 | DEER:Indoor_CFL_Ltg | 0 | 0 | 0 | eTRM SWAP010-01 | 0 | 2021 | 0 | 0 | 2021 | 0 | 0 | eTRM SWAP010-01 | Power Strips ¦ PG&E ¦ All | Power Strips | 2 | 1 | 0.97 | PGT - Navigant 2015 | 0 | 2012 | 0.55 | SWAP010-01
RES-APPPLUG-30.2 | Res ¦ Standard Power Strip ¦ PG&E ¦ All | Res ¦ Standard Power Strip | PG&E ¦ All | PG&E | All | Electric | Standard power strip | Average Existing and Code | 0 | Conventional | AppPlug | Res - Multi Family | Res | RET and NEW | 0 | Residential Households | power strip | 1.67 | DEER:Indoor_CFL_Ltg | 0 | 0 | 0 | eTRM SWAP010-01 | 0 | 2021 | 0 | 0 | 2021 | 0 | 0 | eTRM SWAP010-01 | Power Strips ¦ PG&E ¦ All | Power Strips | 1.5 | 1 | 0.97 | PGT - Navigant 2015 | 0 | 2012 | 0.55 | SWAP010-01
RES-APPPLUG-30.3 | Res ¦ Standard Power Strip ¦ SCE ¦ All | Res ¦ Standard Power Strip | SCE ¦ All | SCE | All | Electric | Standard power strip | Average Existing and Code | 0 | Conventional | AppPlug | Res - Single Family | Res | RET and NEW | 0 | Residential Households | power strip | 1.67 | DEER:Indoor_CFL_Ltg | 0 | 0 | 0 | eTRM SWAP010-01 | 0 | 2021 | 0 | 0 | 2021 | 0 | 0 | eTRM SWAP010-01 | Power Strips ¦ SCE ¦ All | Power Strips | 2 | 1 | 0.97 | PGT - Navigant 2015 | 0 | 2012 | 0.55 | SWAP010-01
RES-APPPLUG-30.4 | Res ¦ Standard Power Strip ¦ SCE ¦ All | Res ¦ Standard Power Strip | SCE ¦ All | SCE | All | Electric | Standard power strip | Average Existing and Code | 0 | Conventional | AppPlug | Res - Multi Family | Res | RET and NEW | 0 | Residential Households | power strip | 1.67 | DEER:Indoor_CFL_Ltg | 0 | 0 | 0 | eTRM SWAP010-01 | 0 | 2021 | 0 | 0 | 2021 | 0 | 0 | eTRM SWAP010-01 | Power Strips ¦ SCE ¦ All | Power Strips | 1.5 | 1 | 0.97 | PGT - Navigant 2015 | 0 | 2012 | 0.55 | SWAP010-01
RES-APPPLUG-30.5 | Res ¦ Standard Power Strip ¦ SDG&E ¦ All | Res ¦ Standard Power Strip | SDG&E ¦ All | SDG&E | All | Electric | Standard power strip | Average Existing and Code | 0 | Conventional | AppPlug | Res - Single Family | Res | RET and NEW | 0 | Residential Households | power strip | 1.67 | DEER:Indoor_CFL_Ltg | 0 | 0 | 0 | eTRM SWAP010-01 | 0 | 2021 | 0 | 0 | 2021 | 0 | 0 | eTRM SWAP010-01 | Power Strips ¦ SDG&E ¦ All | Power Strips | 2 | 1 | 0.97 | PGT - Navigant 2015 | 0 | 2012 | 0.55 | SWAP010-01
RES-APPPLUG-30.6 | Res ¦ Standard Power Strip ¦ SDG&E ¦ All | Res ¦ Standard Power Strip | SDG&E ¦ All | SDG&E | All | Electric | Standard power strip | Average Existing and Code | 0 | Conventional | AppPlug | Res - Multi Family | Res | RET and NEW | 0 | Residential Households | power strip | 1.67 | DEER:Indoor_CFL_Ltg | 0 | 0 | 0 | eTRM SWAP010-01 | 0 | 2021 | 0 | 0 | 2021 | 0 | 0 | eTRM SWAP010-01 | Power Strips ¦ SDG&E ¦ All | Power Strips | 1.5 | 1 | 0.97 | PGT - Navigant 2015 | 0 | 2012 | 0.55 | SWAP010-01
RES-APPPLUG-31.1 | Res ¦ Smart Connected Power Strip ¦ PG&E ¦ All | Res ¦ Smart Connected Power Strip | PG&E ¦ All | PG&E | All | Electric | Tier 2 advanced smart connected power strips | Efficient | 0 | Conventional | AppPlug | Res - Single Family | Res | RET and NEW | 0 | Residential Households | power strip | 1.67 | DEER:Indoor_CFL_Ltg | -175 | -0.00186 | 0.000687 | eTRM SWAP010-01 | 51.21 | 2021 | 0 | 0 | 2021 | 0 | 0 | eTRM SWAP010-01 | Power Strips ¦ PG&E ¦ All | Power Strips | 2 | 1 | 0.03 | PGT - Navigant 2015 | 0 | 2012 | 0.55 | SWAP010-01
RES-APPPLUG-31.2 | Res ¦ Smart Connected Power Strip ¦ PG&E ¦ All | Res ¦ Smart Connected Power Strip | PG&E ¦ All | PG&E | All | Electric | Tier 2 advanced smart connected power strips | Efficient | 0 | Conventional | AppPlug | Res - Multi Family | Res | RET and NEW | 0 | Residential Households | power strip | 1.67 | DEER:Indoor_CFL_Ltg | -169 | -0.00176 | 0.000495 | eTRM SWAP010-01 | 51.21 | 2021 | 0 | 0 | 2021 | 0 | 0 | eTRM SWAP010-01 | Power Strips ¦ PG&E ¦ All | Power Strips | 1.5 | 1 | 0.03 | PGT - Navigant 2015 | 0 | 2012 | 0.55 | SWAP010-01
RES-APPPLUG-31.3 | Res ¦ Smart Connected Power Strip ¦ SCE ¦ All | Res ¦ Smart Connected Power Strip | SCE ¦ All | SCE | All | Electric | Tier 2 advanced smart connected power strips | Efficient | 0 | Conventional | AppPlug | Res - Single Family | Res | RET and NEW | 0 | Residential Households | power strip | 1.67 | DEER:Indoor_CFL_Ltg | -194 | -0.00255 | 0.000447 | eTRM SWAP010-01 | 51.21 | 2021 | 0 | 0 | 2021 | 0 | 0 | eTRM SWAP010-01 | Power Strips ¦ SCE ¦ All | Power Strips | 2 | 1 | 0.03 | PGT - Navigant 2015 | 0 | 2012 | 0.55 | SWAP010-01
RES-APPPLUG-31.4 | Res ¦ Smart Connected Power Strip ¦ SCE ¦ All | Res ¦ Smart Connected Power Strip | SCE ¦ All | SCE | All | Electric | Tier 2 advanced smart connected power strips | Efficient | 0 | Conventional | AppPlug | Res - Multi Family | Res | RET and NEW | 0 | Residential Households | power strip | 1.67 | DEER:Indoor_CFL_Ltg | -194 | -0.00257 | 0.000315 | eTRM SWAP010-01 | 51.21 | 2021 | 0 | 0 | 2021 | 0 | 0 | eTRM SWAP010-01 | Power Strips ¦ SCE ¦ All | Power Strips | 1.5 | 1 | 0.03 | PGT - Navigant 2015 | 0 | 2012 | 0.55 | SWAP010-01
RES-APPPLUG-31.5 | Res ¦ Smart Connected Power Strip ¦ SDG&E ¦ All | Res ¦ Smart Connected Power Strip | SDG&E ¦ All | SDG&E | All | Electric | Tier 2 advanced smart connected power strips | Efficient | 0 | Conventional | AppPlug | Res - Single Family | Res | RET and NEW | 0 | Residential Households | power strip | 1.67 | DEER:Indoor_CFL_Ltg | -184 | -0.00229 | 0.000455 | eTRM SWAP010-01 | 51.21 | 2021 | 0 | 0 | 2021 | 0 | 0 | eTRM SWAP010-01 | Power Strips ¦ SDG&E ¦ All | Power Strips | 2 | 1 | 0.03 | PGT - Navigant 2015 | 0 | 2012 | 0.55 | SWAP010-01
RES-APPPLUG-31.6 | Res ¦ Smart Connected Power Strip ¦ SDG&E ¦ All | Res ¦ Smart Connected Power Strip | SDG&E ¦ All | SDG&E | All | Electric | Tier 2 advanced smart connected power strips | Efficient | 0 | Conventional | AppPlug | Res - Multi Family | Res | RET and NEW | 0 | Residential Households | power strip | 1.67 | DEER:Indoor_CFL_Ltg | -189 | -0.00241 | 0.000335 | eTRM SWAP010-01 | 51.21 | 2021 | 0 | 0 | 2021 | 0 | 0 | eTRM SWAP010-01 | Power Strips ¦ SDG&E ¦ All | Power Strips | 1.5 | 1 | 0.03 | PGT - Navigant 2015 | 0 | 2012 | 0.55 | SWAP010-01
RES-APPPLUG-40.1 | Res ¦ Code Level Refrigerator ¦ PG&E ¦ All | Res ¦ Code Level Refrigerator | PG&E ¦ All | PG&E | All | Electric | Federal code-compliant refrigerator/freezer | Average Existing and Code | 0 | Conventional | AppPlug | Res - Single Family | Res | ROB and NEW | 0 | Residential Households | household | 14 | DEER:RefgFrzr_HighEff | 0 | 0 | 0 | eTRM SWAP001-05 | 1361.7725 | 2022 | 0 | 94.53 | 2022 | 0 | 0 | eTRM SWAP001-05 | Refrigerators ¦ PG&E ¦ All | Refrigerators | 1 | 1 | 0.64789 | Rass 2019 | 0 | 2012 | 0.55 | SWAP001-05
RES-APPPLUG-40.2 | Res ¦ Code Level Refrigerator ¦ PG&E ¦ All | Res ¦ Code Level Refrigerator | PG&E ¦ All | PG&E | All | Electric | Federal code-compliant refrigerator/freezer | Average Existing and Code | 0 | Conventional | AppPlug | Res - Multi Family | Res | ROB and NEW | 0 | Residential Households | household | 14 | DEER:RefgFrzr_HighEff | 0 | 0 | 0 | eTRM SWAP001-05 | 1361.7725 | 2022 | 0 | 94.53 | 2022 | 0 | 0 | eTRM SWAP001-05 | Refrigerators ¦ PG&E ¦ All | Refrigerators | 1 | 1 | 0.41176 | Rass 2019 | 0 | 2012 | 0.55 | SWAP001-05
RES-APPPLUG-40.3 | Res ¦ Code Level Refrigerator ¦ SCE ¦ All | Res ¦ Code Level Refrigerator | SCE ¦ All | SCE | All | Electric | Federal code-compliant refrigerator/freezer | Average Existing and Code | 0 | Conventional | AppPlug | Res - Single Family | Res | ROB and NEW | 0 | Residential Households | household | 14 | DEER:RefgFrzr_HighEff | 0 | 0 | 0 | eTRM SWAP001-05 | 1361.7725 | 2022 | 0 | 94.53 | 2022 | 0 | 0 | eTRM SWAP001-05 | Refrigerators ¦ SCE ¦ All | Refrigerators | 1 | 1 | 0.66929 | Rass 2019 | 0 | 2012 | 0.55 | SWAP001-05
RES-APPPLUG-40.4 | Res ¦ Code Level Refrigerator ¦ SCE ¦ All | Res ¦ Code Level Refrigerator | SCE ¦ All | SCE | All | Electric | Federal code-compliant refrigerator/freezer | Average Existing and Code | 0 | Conventional | AppPlug | Res - Multi Family | Res | ROB and NEW | 0 | Residential Households | household | 14 | DEER:RefgFrzr_HighEff | 0 | 0 | 0 | eTRM SWAP001-05 | 1361.7725 | 2022 | 0 | 94.53 | 2022 | 0 | 0 | eTRM SWAP001-05 | Refrigerators ¦ SCE ¦ All | Refrigerators | 1 | 1 | 0.51493 | Rass 2019 | 0 | 2012 | 0.55 | SWAP001-05
RES-APPPLUG-40.5 | Res ¦ Code Level Refrigerator ¦ SDG&E ¦ All | Res ¦ Code Level Refrigerator | SDG&E ¦ All | SDG&E | All | Electric | Federal code-compliant refrigerator/freezer | Average Existing and Code | 0 | Conventional | AppPlug | Res - Single Family | Res | ROB and NEW | 0 | Residential Households | household | 14 | DEER:RefgFrzr_HighEff | 0 | 0 | 0 | eTRM SWAP001-05 | 1361.7725 | 2022 | 0 | 94.53 | 2022 | 0 | 0 | eTRM SWAP001-05 | Refrigerators ¦ SDG&E ¦ All | Refrigerators | 1 | 1 | 0.62222 | Rass 2019 | 0 | 2012 | 0.55 | SWAP001-05
RES-APPPLUG-40.6 | Res ¦ Code Level Refrigerator ¦ SDG&E ¦ All | Res ¦ Code Level Refrigerator | SDG&E ¦ All | SDG&E | All | Electric | Federal code-compliant refrigerator/freezer | Average Existing and Code | 0 | Conventional | AppPlug | Res - Multi Family | Res | ROB and NEW | 0 | Residential Households | household | 14 | DEER:RefgFrzr_HighEff | 0 | 0 | 0 | eTRM SWAP001-05 | 1361.7725 | 2022 | 0 | 94.53 | 2022 | 0 | 0 | eTRM SWAP001-05 | Refrigerators ¦ SDG&E ¦ All | Refrigerators | 1 | 1 | 0.49474 | Rass 2019 | 0 | 2012 | 0.55 | SWAP001-05
RES-APPPLUG-41.1 | Res ¦ Efficient Refrigerator ¦ PG&E ¦ All | Res ¦ Efficient Refrigerator | PG&E ¦ All | PG&E | All | Electric | ENERGY STAR refrigerator/freezer | Efficient | 0 | Conventional | AppPlug | Res - Single Family | Res | ROB and NEW | 0 | Residential Households | household | 14 | DEER:RefgFrzr_HighEff | -47.2 | -7.475e-07 | 1.1205 | eTRM SWAP001-05 | 1707.2225 | 2022 | 0 | 94.53 | 2022 | 0 | 0 | eTRM SWAP001-05 | Refrigerators ¦ PG&E ¦ All | Refrigerators | 1 | 1 | 0.35211 | Rass 2019 | 0 | 2012 | 0.55 | SWAP001-05
RES-APPPLUG-41.2 | Res ¦ Efficient Refrigerator ¦ PG&E ¦ All | Res ¦ Efficient Refrigerator | PG&E ¦ All | PG&E | All | Electric | ENERGY STAR refrigerator/freezer | Efficient | 0 | Conventional | AppPlug | Res - Multi Family | Res | ROB and NEW | 0 | Residential Households | household | 14 | DEER:RefgFrzr_HighEff | -46.8 | -7.475e-07 | 0.67425 | eTRM SWAP001-05 | 1707.2225 | 2022 | 0 | 94.53 | 2022 | 0 | 0 | eTRM SWAP001-05 | Refrigerators ¦ PG&E ¦ All | Refrigerators | 1 | 1 | 0.58824 | Rass 2019 | 0 | 2012 | 0.55 | SWAP001-05
RES-APPPLUG-41.3 | Res ¦ Efficient Refrigerator ¦ SCE ¦ All | Res ¦ Efficient Refrigerator | SCE ¦ All | SCE | All | Electric | ENERGY STAR refrigerator/freezer | Efficient | 0 | Conventional | AppPlug | Res - Single Family | Res | ROB and NEW | 0 | Residential Households | household | 14 | DEER:RefgFrzr_HighEff | -51.9 | -9.185e-07 | 0.7905 | eTRM SWAP001-05 | 1707.2225 | 2022 | 0 | 94.53 | 2022 | 0 | 0 | eTRM SWAP001-05 | Refrigerators ¦ SCE ¦ All | Refrigerators | 1 | 1 | 0.33071 | Rass 2019 | 0 | 2012 | 0.55 | SWAP001-05
RES-APPPLUG-41.4 | Res ¦ Efficient Refrigerator ¦ SCE ¦ All | Res ¦ Efficient Refrigerator | SCE ¦ All | SCE | All | Electric | ENERGY STAR refrigerator/freezer | Efficient | 0 | Conventional | AppPlug | Res - Multi Family | Res | ROB and NEW | 0 | Residential Households | household | 14 | DEER:RefgFrzr_HighEff | -51.425 | -8.525e-07 | 0.50475 | eTRM SWAP001-05 | 1707.2225 | 2022 | 0 | 94.53 | 2022 | 0 | 0 | eTRM SWAP001-05 | Refrigerators ¦ SCE ¦ All | Refrigerators | 1 | 1 | 0.48507 | Rass 2019 | 0 | 2012 | 0.55 | SWAP001-05
RES-APPPLUG-41.5 | Res ¦ Efficient Refrigerator ¦ SDG&E ¦ All | Res ¦ Efficient Refrigerator | SDG&E ¦ All | SDG&E | All | Electric | ENERGY STAR refrigerator/freezer | Efficient | 0 | Conventional | AppPlug | Res - Single Family | Res | ROB and NEW | 0 | Residential Households | household | 14 | DEER:RefgFrzr_HighEff | -49 | -8.0275e-07 | 0.53825 | eTRM SWAP001-05 | 1707.2225 | 2022 | 0 | 94.53 | 2022 | 0 | 0 | eTRM SWAP001-05 | Refrigerators ¦ SDG&E ¦ All | Refrigerators | 1 | 1 | 0.37778 | Rass 2019 | 0 | 2012 | 0.55 | SWAP001-05
RES-APPPLUG-41.6 | Res ¦ Efficient Refrigerator ¦ SDG&E ¦ All | Res ¦ Efficient Refrigerator | SDG&E ¦ All | SDG&E | All | Electric | ENERGY STAR refrigerator/freezer | Efficient | 0 | Conventional | AppPlug | Res - Multi Family | Res | ROB and NEW | 0 | Residential Households | household | 14 | DEER:RefgFrzr_HighEff | -48.25 | -7.6925e-07 | 0.47925 | eTRM SWAP001-05 | 1707.2225 | 2022 | 0 | 94.53 | 2022 | 0 | 0 | eTRM SWAP001-05 | Refrigerators ¦ SDG&E ¦ All | Refrigerators | 1 | 1 | 0.50526 | Rass 2019 | 0 | 2012 | 0.55 | SWAP001-05
RES-APPPLUG-50.1 | Res ¦ Code Level Res Clothes Washer (Electric) ¦ PG&E ¦ All | Res ¦ Code Level Res Clothes Washer (Electric) | PG&E ¦ All | PG&E | All | Electric | Federal code-compliant clothes washer (avg top and front loading) - electric WH density | Average Existing and Code | 0 | Conventional | AppPlug | Res - Single Family | Res | ROB and NEW | 0 | Residential Households | washer | 11 | DEER:Res_ClothesDishWasher | 0 | 0 | 0 | eTRM SWAP004-03 | 810.57 | 2014 | 0 | 0 | 2014 | 0 | 0 | eTRM SWAP004-03 | Res Clothes Washers (Elec) ¦ PG&E ¦ All | Res Clothes Washers (Elec) | 0.061884 | 1 | 0.6125 | Rass 2019 | 0 | 2012 | 0.31 | SWAP004-03
RES-APPPLUG-50.2 | Res ¦ Code Level Res Clothes Washer (Electric) ¦ PG&E ¦ All | Res ¦ Code Level Res Clothes Washer (Electric) | PG&E ¦ All | PG&E | All | Electric | Federal code-compliant clothes washer (avg top and front loading) - electric WH density | Average Existing and Code | 0 | Conventional | AppPlug | Res - Multi Family | Res | ROB and NEW | 0 | Residential Households | washer | 11 | DEER:Res_ClothesDishWasher | 0 | 0 | 0 | eTRM SWAP004-03 | 810.57 | 2014 | 0 | 0 | 2014 | 0 | 0 | eTRM SWAP004-03 | Res Clothes Washers (Elec) ¦ PG&E ¦ All | Res Clothes Washers (Elec) | 0.030264 | 1 | 0.62121 | Rass 2019 | 0 | 2012 | 0.31 | SWAP004-03
RES-APPPLUG-50.3 | Res ¦ Code Level Res Clothes Washer (Electric) ¦ SCE ¦ All | Res ¦ Code Level Res Clothes Washer (Electric) | SCE ¦ All | SCE | All | Electric | Federal code-compliant clothes washer (avg top and front loading) - electric WH density | Average Existing and Code | 0 | Conventional | AppPlug | Res - Single Family | Res | ROB and NEW | 0 | Residential Households | washer | 11 | DEER:Res_ClothesDishWasher | 0 | 0 | 0 | eTRM SWAP004-03 | 810.57 | 2014 | 0 | 0 | 2014 | 0 | 0 | eTRM SWAP004-03 | Res Clothes Washers (Elec) ¦ SCE ¦ All | Res Clothes Washers (Elec) | 0.018789 | 1 | 0.6125 | Rass 2019 | 0 | 2012 | 0.31 | SWAP004-03
RES-APPPLUG-50.4 | Res ¦ Code Level Res Clothes Washer (Electric) ¦ SCE ¦ All | Res ¦ Code Level Res Clothes Washer (Electric) | SCE ¦ All | SCE | All | Electric | Federal code-compliant clothes washer (avg top and front loading) - electric WH density | Average Existing and Code | 0 | Conventional | AppPlug | Res - Multi Family | Res | ROB and NEW | 0 | Residential Households | washer | 11 | DEER:Res_ClothesDishWasher | 0 | 0 | 0 | eTRM SWAP004-03 | 810.57 | 2014 | 0 | 0 | 2014 | 0 | 0 | eTRM SWAP004-03 | Res Clothes Washers (Elec) ¦ SCE ¦ All | Res Clothes Washers (Elec) | 0.029722 | 1 | 0.62121 | Rass 2019 | 0 | 2012 | 0.31 | SWAP004-03
RES-APPPLUG-50.5 | Res ¦ Code Level Res Clothes Washer (Electric) ¦ SDG&E ¦ All | Res ¦ Code Level Res Clothes Washer (Electric) | SDG&E ¦ All | SDG&E | All | Electric | Federal code-compliant clothes washer (avg top and front loading) - electric WH density | Average Existing and Code | 0 | Conventional | AppPlug | Res - Single Family | Res | ROB and NEW | 0 | Residential Households | washer | 11 | DEER:Res_ClothesDishWasher | 0 | 0 | 0 | eTRM SWAP004-03 | 810.57 | 2014 | 0 | 0 | 2014 | 0 | 0 | eTRM SWAP004-03 | Res Clothes Washers (Elec) ¦ SDG&E ¦ All | Res Clothes Washers (Elec) | 0.031384 | 1 | 0.6125 | Rass 2019 | 0 | 2012 | 0.31 | SWAP004-03
RES-APPPLUG-50.6 | Res ¦ Code Level Res Clothes Washer (Electric) ¦ SDG&E ¦ All | Res ¦ Code Level Res Clothes Washer (Electric) | SDG&E ¦ All | SDG&E | All | Electric | Federal code-compliant clothes washer (avg top and front loading) - electric WH density | Average Existing and Code | 0 | Conventional | AppPlug | Res - Multi Family | Res | ROB and NEW | 0 | Residential Households | washer | 11 | DEER:Res_ClothesDishWasher | 0 | 0 | 0 | eTRM SWAP004-03 | 810.57 | 2014 | 0 | 0 | 2014 | 0 | 0 | eTRM SWAP004-03 | Res Clothes Washers (Elec) ¦ SDG&E ¦ All | Res Clothes Washers (Elec) | 0.043606 | 1 | 0.62121 | Rass 2019 | 0 | 2012 | 0.31 | SWAP004-03
RES-APPPLUG-51.1 | Res ¦ Efficient Res Clothes Washer (Electric) ¦ PG&E ¦ All | Res ¦ Efficient Res Clothes Washer (Electric) | PG&E ¦ All | PG&E | All | Electric | ENERGY STAR clothes washer (avg top and front loading) - electric WH density | Efficient | 0 | Conventional | AppPlug | Res - Single Family | Res | ROB and NEW | 0 | Residential Households | washer | 11 | DEER:Res_ClothesDishWasher | -63.3 | -0.00987 | -7.905 | eTRM SWAP004-03 | 1016.87 | 2014 | 0 | 0 | 2014 | 0 | 0 | eTRM SWAP004-03 | Res Clothes Washers (Elec) ¦ PG&E ¦ All | Res Clothes Washers (Elec) | 0.061884 | 1 | 0.3875 | Rass 2019 | 0 | 2012 | 0.31 | SWAP004-03
RES-APPPLUG-51.2 | Res ¦ Efficient Res Clothes Washer (Electric) ¦ PG&E ¦ All | Res ¦ Efficient Res Clothes Washer (Electric) | PG&E ¦ All | PG&E | All | Electric | ENERGY STAR clothes washer (avg top and front loading) - electric WH density | Efficient | 0 | Conventional | AppPlug | Res - Multi Family | Res | ROB and NEW | 0 | Residential Households | washer | 11 | DEER:Res_ClothesDishWasher | -130.125 | -0.01853 | -16.855 | eTRM SWAP004-03 | 1016.87 | 2014 | 0 | 0 | 2014 | 0 | 0 | eTRM SWAP004-03 | Res Clothes Washers (Elec) ¦ PG&E ¦ All | Res Clothes Washers (Elec) | 0.030264 | 1 | 0.37879 | Rass 2019 | 0 | 2012 | 0.31 | SWAP004-03
RES-APPPLUG-51.3 | Res ¦ Efficient Res Clothes Washer (Electric) ¦ SCE ¦ All | Res ¦ Efficient Res Clothes Washer (Electric) | SCE ¦ All | SCE | All | Electric | ENERGY STAR clothes washer (avg top and front loading) - electric WH density | Efficient | 0 | Conventional | AppPlug | Res - Single Family | Res | ROB and NEW | 0 | Residential Households | washer | 11 | DEER:Res_ClothesDishWasher | -32.25 | -0.00363 | -9.335 | eTRM SWAP004-03 | 1016.87 | 2014 | 0 | 0 | 2014 | 0 | 0 | eTRM SWAP004-03 | Res Clothes Washers (Elec) ¦ SCE ¦ All | Res Clothes Washers (Elec) | 0.018789 | 1 | 0.3875 | Rass 2019 | 0 | 2012 | 0.31 | SWAP004-03
RES-APPPLUG-51.4 | Res ¦ Efficient Res Clothes Washer (Electric) ¦ SCE ¦ All | Res ¦ Efficient Res Clothes Washer (Electric) | SCE ¦ All | SCE | All | Electric | ENERGY STAR clothes washer (avg top and front loading) - electric WH density | Efficient | 0 | Conventional | AppPlug | Res - Multi Family | Res | ROB and NEW | 0 | Residential Households | washer | 11 | DEER:Res_ClothesDishWasher | -149.475 | -0.01917 | -16.28 | eTRM SWAP004-03 | 1016.87 | 2014 | 0 | 0 | 2014 | 0 | 0 | eTRM SWAP004-03 | Res Clothes Washers (Elec) ¦ SCE ¦ All | Res Clothes Washers (Elec) | 0.029722 | 1 | 0.37879 | Rass 2019 | 0 | 2012 | 0.31 | SWAP004-03
RES-APPPLUG-51.5 | Res ¦ Efficient Res Clothes Washer (Electric) ¦ SDG&E ¦ All | Res ¦ Efficient Res Clothes Washer (Electric) | SDG&E ¦ All | SDG&E | All | Electric | ENERGY STAR clothes washer (avg top and front loading) - electric WH density | Efficient | 0 | Conventional | AppPlug | Res - Single Family | Res | ROB and NEW | 0 | Residential Households | washer | 11 | DEER:Res_ClothesDishWasher | -48.25 | -0.006555 | -8.775 | eTRM SWAP004-03 | 1016.87 | 2014 | 0 | 0 | 2014 | 0 | 0 | eTRM SWAP004-03 | Res Clothes Washers (Elec) ¦ SDG&E ¦ All | Res Clothes Washers (Elec) | 0.031384 | 1 | 0.3875 | Rass 2019 | 0 | 2012 | 0.31 | SWAP004-03
RES-APPPLUG-51.6 | Res ¦ Efficient Res Clothes Washer (Electric) ¦ SDG&E ¦ All | Res ¦ Efficient Res Clothes Washer (Electric) | SDG&E ¦ All | SDG&E | All | Electric | ENERGY STAR clothes washer (avg top and front loading) - electric WH density | Efficient | 0 | Conventional | AppPlug | Res - Multi Family | Res | ROB and NEW | 0 | Residential Households | washer | 11 | DEER:Res_ClothesDishWasher | -159.325 | -0.020473 | -16.1875 | eTRM SWAP004-03 | 1016.87 | 2014 | 0 | 0 | 2014 | 0 | 0 | eTRM SWAP004-03 | Res Clothes Washers (Elec) ¦ SDG&E ¦ All | Res Clothes Washers (Elec) | 0.043606 | 1 | 0.37879 | Rass 2019 | 0 | 2012 | 0.31 | SWAP004-03
RES-APPPLUG-55.1 | Res ¦ Code Level Res Clothes Washer (Gas) ¦ PG&E ¦ All | Res ¦ Code Level Res Clothes Washer (Gas) | PG&E ¦ All | PG&E | All | Gas | Federal code-compliant clothes washer (avg top and front loading) - gas WH density | Average Existing and Code | 0 | Conventional | AppPlug | Res - Single Family | Res | ROB and NEW | 0 | Residential Households | washer | 11 | DEER:Res_ClothesDishWasher | 0 | 0 | 0 | eTRM SWAP004-03 | 810.57 | 2014 | 0 | 0 | 2014 | 0 | 0 | eTRM SWAP004-03 | Res Clothes Washers (Gas) ¦ PG&E ¦ All | Res Clothes Washers (Gas) | 0.93354 | 1 | 0.6125 | Rass 2019 | 0 | 2012 | 0.31 | SWAP004-03
RES-APPPLUG-55.2 | Res ¦ Code Level Res Clothes Washer (Gas) ¦ PG&E ¦ All | Res ¦ Code Level Res Clothes Washer (Gas) | PG&E ¦ All | PG&E | All | Gas | Federal code-compliant clothes washer (avg top and front loading) - gas WH density | Average Existing and Code | 0 | Conventional | AppPlug | Res - Multi Family | Res | ROB and NEW | 0 | Residential Households | washer | 11 | DEER:Res_ClothesDishWasher | 0 | 0 | 0 | eTRM SWAP004-03 | 810.57 | 2014 | 0 | 0 | 2014 | 0 | 0 | eTRM SWAP004-03 | Res Clothes Washers (Gas) ¦ PG&E ¦ All | Res Clothes Washers (Gas) | 0.4209 | 1 | 0.62121 | Rass 2019 | 0 | 2012 | 0.31 | SWAP004-03
RES-APPPLUG-55.3 | Res ¦ Code Level Res Clothes Washer (Gas) ¦ SCG ¦ All | Res ¦ Code Level Res Clothes Washer (Gas) | SCG ¦ All | SCG | All | Gas | Federal code-compliant clothes washer (avg top and front loading) - gas WH density | Average Existing and Code | 0 | Conventional | AppPlug | Res - Single Family | Res | ROB and NEW | 0 | Residential Households | washer | 11 | DEER:Res_ClothesDishWasher | 0 | 0 | 0 | eTRM SWAP004-03 | 810.57 | 2014 | 0 | 0 | 2014 | 0 | 0 | eTRM SWAP004-03 | Res Clothes Washers (Gas) ¦ SCG ¦ All | Res Clothes Washers (Gas) | 0.90815 | 1 | 0.6125 | Rass 2019 | 0 | 2012 | 0.31 | SWAP004-03
RES-APPPLUG-55.4 | Res ¦ Code Level Res Clothes Washer (Gas) ¦ SCG ¦ All | Res ¦ Code Level Res Clothes Washer (Gas) | SCG ¦ All | SCG | All | Gas | Federal code-compliant clothes washer (avg top and front loading) - gas WH density | Average Existing and Code | 0 | Conventional | AppPlug | Res - Multi Family | Res | ROB and NEW | 0 | Residential Households | washer | 11 | DEER:Res_ClothesDishWasher | 0 | 0 | 0 | eTRM SWAP004-03 | 810.57 | 2014 | 0 | 0 | 2014 | 0 | 0 | eTRM SWAP004-03 | Res Clothes Washers (Gas) ¦ SCG ¦ All | Res Clothes Washers (Gas) | 0.41081 | 1 | 0.62121 | Rass 2019 | 0 | 2012 | 0.31 | SWAP004-03
RES-APPPLUG-55.5 | Res ¦ Code Level Res Clothes Washer (Gas) ¦ SDG&E ¦ All | Res ¦ Code Level Res Clothes Washer (Gas) | SDG&E ¦ All | SDG&E | All | Gas | Federal code-compliant clothes washer (avg top and front loading) - gas WH density | Average Existing and Code | 0 | Conventional | AppPlug | Res - Single Family | Res | ROB and NEW | 0 | Residential Households | washer | 11 | DEER:Res_ClothesDishWasher | 0 | 0 | 0 | eTRM SWAP004-03 | 810.57 | 2014 | 0 | 0 | 2014 | 0 | 0 | eTRM SWAP004-03 | Res Clothes Washers (Gas) ¦ SDG&E ¦ All | Res Clothes Washers (Gas) | 0.92599 | 1 | 0.6125 | Rass 2019 | 0 | 2012 | 0.31 | SWAP004-03
RES-APPPLUG-55.6 | Res ¦ Code Level Res Clothes Washer (Gas) ¦ SDG&E ¦ All | Res ¦ Code Level Res Clothes Washer (Gas) | SDG&E ¦ All | SDG&E | All | Gas | Federal code-compliant clothes washer (avg top and front loading) - gas WH density | Average Existing and Code | 0 | Conventional | AppPlug | Res - Multi Family | Res | ROB and NEW | 0 | Residential Households | washer | 11 | DEER:Res_ClothesDishWasher | 0 | 0 | 0 | eTRM SWAP004-03 | 810.57 | 2014 | 0 | 0 | 2014 | 0 | 0 | eTRM SWAP004-03 | Res Clothes Washers (Gas) ¦ SDG&E ¦ All | Res Clothes Washers (Gas) | 0.57513 | 1 | 0.62121 | Rass 2019 | 0 | 2012 | 0.31 | SWAP004-03
RES-APPPLUG-56.1 | Res ¦ Efficient Res Clothes Washer (Gas) ¦ PG&E ¦ All | Res ¦ Efficient Res Clothes Washer (Gas) | PG&E ¦ All | PG&E | All | Gas | ENERGY STAR clothes washer (avg top and front loading) - gas WH density | Efficient | 0 | Conventional | AppPlug | Res - Single Family | Res | ROB and NEW | 0 | Residential Households | washer | 11 | DEER:Res_ClothesDishWasher | -63.3 | -0.00987 | -7.905 | eTRM SWAP004-03 | 1016.87 | 2014 | 0 | 0 | 2014 | 0 | 0 | eTRM SWAP004-03 | Res Clothes Washers (Gas) ¦ PG&E ¦ All | Res Clothes Washers (Gas) | 0.93354 | 1 | 0.3875 | Rass 2019 | 0 | 2012 | 0.31 | SWAP004-03
RES-APPPLUG-56.2 | Res ¦ Efficient Res Clothes Washer (Gas) ¦ PG&E ¦ All | Res ¦ Efficient Res Clothes Washer (Gas) | PG&E ¦ All | PG&E | All | Gas | ENERGY STAR clothes washer (avg top and front loading) - gas WH density | Efficient | 0 | Conventional | AppPlug | Res - Multi Family | Res | ROB and NEW | 0 | Residential Households | washer | 11 | DEER:Res_ClothesDishWasher | -130.125 | -0.01853 | -16.855 | eTRM SWAP004-03 | 1016.87 | 2014 | 0 | 0 | 2014 | 0 | 0 | eTRM SWAP004-03 | Res Clothes Washers (Gas) ¦ PG&E ¦ All | Res Clothes Washers (Gas) | 0.4209 | 1 | 0.37879 | Rass 2019 | 0 | 2012 | 0.31 | SWAP004-03
RES-APPPLUG-56.3 | Res ¦ Efficient Res Clothes Washer (Gas) ¦ SCG ¦ All | Res ¦ Efficient Res Clothes Washer (Gas) | SCG ¦ All | SCG | All | Gas | ENERGY STAR clothes washer (avg top and front loading) - gas WH density | Efficient | 0 | Conventional | AppPlug | Res - Single Family | Res | ROB and NEW | 0 | Residential Households | washer | 11 | DEER:Res_ClothesDishWasher | -32.25 | -0.00363 | -9.335 | eTRM SWAP004-03 | 1016.87 | 2014 | 0 | 0 | 2014 | 0 | 0 | eTRM SWAP004-03 | Res Clothes Washers (Gas) ¦ SCG ¦ All | Res Clothes Washers (Gas) | 0.90815 | 1 | 0.3875 | Rass 2019 | 0 | 2012 | 0.31 | SWAP004-03
RES-APPPLUG-56.4 | Res ¦ Efficient Res Clothes Washer (Gas) ¦ SCG ¦ All | Res ¦ Efficient Res Clothes Washer (Gas) | SCG ¦ All | SCG | All | Gas | ENERGY STAR clothes washer (avg top and front loading) - gas WH density | Efficient | 0 | Conventional | AppPlug | Res - Multi Family | Res | ROB and NEW | 0 | Residential Households | washer | 11 | DEER:Res_ClothesDishWasher | -149.475 | -0.01917 | -16.28 | eTRM SWAP004-03 | 1016.87 | 2014 | 0 | 0 | 2014 | 0 | 0 | eTRM SWAP004-03 | Res Clothes Washers (Gas) ¦ SCG ¦ All | Res Clothes Washers (Gas) | 0.41081 | 1 | 0.37879 | Rass 2019 | 0 | 2012 | 0.31 | SWAP004-03
RES-APPPLUG-56.5 | Res ¦ Efficient Res Clothes Washer (Gas) ¦ SDG&E ¦ All | Res ¦ Efficient Res Clothes Washer (Gas) | SDG&E ¦ All | SDG&E | All | Gas | ENERGY STAR clothes washer (avg top and front loading) - gas WH density | Efficient | 0 | Conventional | AppPlug | Res - Single Family | Res | ROB and NEW | 0 | Residential Households | washer | 11 | DEER:Res_ClothesDishWasher | -48.25 | -0.006555 | -8.775 | eTRM SWAP004-03 | 1016.87 | 2014 | 0 | 0 | 2014 | 0 | 0 | eTRM SWAP004-03 | Res Clothes Washers (Gas) ¦ SDG&E ¦ All | Res Clothes Washers (Gas) | 0.92599 | 1 | 0.3875 | Rass 2019 | 0 | 2012 | 0.31 | SWAP004-03
RES-APPPLUG-56.6 | Res ¦ Efficient Res Clothes Washer (Gas) ¦ SDG&E ¦ All | Res ¦ Efficient Res Clothes Washer (Gas) | SDG&E ¦ All | SDG&E | All | Gas | ENERGY STAR clothes washer (avg top and front loading) - gas WH density | Efficient | 0 | Conventional | AppPlug | Res - Multi Family | Res | ROB and NEW | 0 | Residential Households | washer | 11 | DEER:Res_ClothesDishWasher | -159.325 | -0.020473 | -16.1875 | eTRM SWAP004-03 | 1016.87 | 2014 | 0 | 0 | 2014 | 0 | 0 | eTRM SWAP004-03 | Res Clothes Washers (Gas) ¦ SDG&E ¦ All | Res Clothes Washers (Gas) | 0.57513 | 1 | 0.37879 | Rass 2019 | 0 | 2012 | 0.31 | SWAP004-03
RES-APPPLUG-60.1 | Res ¦ Standard Res Dishwasher ¦ PG&E ¦ All | Res ¦ Standard Res Dishwasher | PG&E ¦ All | PG&E | All | Gas | Standard dishwasher | Average Existing and Code | 0 | Conventional | AppPlug | Res - Single Family | Res | ROB and NEW | 0 | Residential Households | dishwasher | 11 | DEER:Res_ClothesDishWasher | 0 | 0 | 0 | eTRM SWAP006-04 | 941.58 | 2022 | 0 | 0 | 2022 | 0 | 0 | eTRM SWAP006-04 | Res Dishwashers ¦ PG&E ¦ All | Res Dishwashers | 0.74217 | 1 | 0.09 | Rass 2019 | 0 | 2012 | 0.55 | SWAP006-04
RES-APPPLUG-60.2 | Res ¦ Standard Res Dishwasher ¦ PG&E ¦ All | Res ¦ Standard Res Dishwasher | PG&E ¦ All | PG&E | All | Gas | Standard dishwasher | Average Existing and Code | 0 | Conventional | AppPlug | Res - Multi Family | Res | ROB and NEW | 0 | Residential Households | dishwasher | 11 | DEER:Res_ClothesDishWasher | 0 | 0 | 0 | eTRM SWAP006-04 | 941.58 | 2022 | 0 | 0 | 2022 | 0 | 0 | eTRM SWAP006-04 | Res Dishwashers ¦ PG&E ¦ All | Res Dishwashers | 0.54262 | 1 | 0.09 | Rass 2019 | 0 | 2012 | 0.55 | SWAP006-04
RES-APPPLUG-60.3 | Res ¦ Standard Res Dishwasher ¦ SCG ¦ All | Res ¦ Standard Res Dishwasher | SCG ¦ All | SCG | All | Gas | Standard dishwasher | Average Existing and Code | 0 | Conventional | AppPlug | Res - Single Family | Res | ROB and NEW | 0 | Residential Households | dishwasher | 11 | DEER:Res_ClothesDishWasher | 0 | 0 | 0 | eTRM SWAP006-04 | 941.58 | 2022 | 0 | 0 | 2022 | 0 | 0 | eTRM SWAP006-04 | Res Dishwashers ¦ SCG ¦ All | Res Dishwashers | 0.73173 | 1 | 0.09 | Rass 2019 | 0 | 2012 | 0.55 | SWAP006-04
RES-APPPLUG-60.4 | Res ¦ Standard Res Dishwasher ¦ SCG ¦ All | Res ¦ Standard Res Dishwasher | SCG ¦ All | SCG | All | Gas | Standard dishwasher | Average Existing and Code | 0 | Conventional | AppPlug | Res - Multi Family | Res | ROB and NEW | 0 | Residential Households | dishwasher | 11 | DEER:Res_ClothesDishWasher | 0 | 0 | 0 | eTRM SWAP006-04 | 941.58 | 2022 | 0 | 0 | 2022 | 0 | 0 | eTRM SWAP006-04 | Res Dishwashers ¦ SCG ¦ All | Res Dishwashers | 0.53808 | 1 | 0.09 | Rass 2019 | 0 | 2012 | 0.55 | SWAP006-04
RES-APPPLUG-60.5 | Res ¦ Standard Res Dishwasher ¦ SDG&E ¦ All | Res ¦ Standard Res Dishwasher | SDG&E ¦ All | SDG&E | All | Gas | Standard dishwasher | Average Existing and Code | 0 | Conventional | AppPlug | Res - Single Family | Res | ROB and NEW | 0 | Residential Households | dishwasher | 11 | DEER:Res_ClothesDishWasher | 0 | 0 | 0 | eTRM SWAP006-04 | 941.58 | 2022 | 0 | 0 | 2022 | 0 | 0 | eTRM SWAP006-04 | Res Dishwashers ¦ SDG&E ¦ All | Res Dishwashers | 0.7676 | 1 | 0.09 | Rass 2019 | 0 | 2012 | 0.55 | SWAP006-04
RES-APPPLUG-60.6 | Res ¦ Standard Res Dishwasher ¦ SDG&E ¦ All | Res ¦ Standard Res Dishwasher | SDG&E ¦ All | SDG&E | All | Gas | Standard dishwasher | Average Existing and Code | 0 | Conventional | AppPlug | Res - Multi Family | Res | ROB and NEW | 0 | Residential Households | dishwasher | 11 | DEER:Res_ClothesDishWasher | 0 | 0 | 0 | eTRM SWAP006-04 | 941.58 | 2022 | 0 | 0 | 2022 | 0 | 0 | eTRM SWAP006-04 | Res Dishwashers ¦ SDG&E ¦ All | Res Dishwashers | 0.61053 | 1 | 0.09 | Rass 2019 | 0 | 2012 | 0.55 | SWAP006-04
RES-APPPLUG-61.1 | Res ¦ Efficient Res Dishwasher ¦ PG&E ¦ All | Res ¦ Efficient Res Dishwasher | PG&E ¦ All | PG&E | All | Gas | Efficient dishwasher | Efficient | 0 | Conventional | AppPlug | Res - Single Family | Res | ROB and NEW | 0 | Residential Households | dishwasher | 11 | DEER:Res_ClothesDishWasher | -20.8 | -0.00534 | -0.649 | eTRM SWAP006-04 | 1083.71 | 2022 | 0 | 0 | 2022 | 0 | 0 | eTRM SWAP006-04 | Res Dishwashers ¦ PG&E ¦ All | Res Dishwashers | 0.74217 | 1 | 0.91 | Rass 2019 | 0 | 2012 | 0.55 | SWAP006-04
RES-APPPLUG-61.2 | Res ¦ Efficient Res Dishwasher ¦ PG&E ¦ All | Res ¦ Efficient Res Dishwasher | PG&E ¦ All | PG&E | All | Gas | Efficient dishwasher | Efficient | 0 | Conventional | AppPlug | Res - Multi Family | Res | ROB and NEW | 0 | Residential Households | dishwasher | 11 | DEER:Res_ClothesDishWasher | -15.8 | -0.00361 | -0.522 | eTRM SWAP006-04 | 1083.71 | 2022 | 0 | 0 | 2022 | 0 | 0 | eTRM SWAP006-04 | Res Dishwashers ¦ PG&E ¦ All | Res Dishwashers | 0.54262 | 1 | 0.91 | Rass 2019 | 0 | 2012 | 0.55 | SWAP006-04
RES-APPPLUG-61.3 | Res ¦ Efficient Res Dishwasher ¦ SCG ¦ All | Res ¦ Efficient Res Dishwasher | SCG ¦ All | SCG | All | Gas | Efficient dishwasher | Efficient | 0 | Conventional | AppPlug | Res - Single Family | Res | ROB and NEW | 0 | Residential Households | dishwasher | 11 | DEER:Res_ClothesDishWasher | -22.8 | -0.00555 | -0.7 | eTRM SWAP006-04 | 1083.71 | 2022 | 0 | 0 | 2022 | 0 | 0 | eTRM SWAP006-04 | Res Dishwashers ¦ SCG ¦ All | Res Dishwashers | 0.73173 | 1 | 0.91 | Rass 2019 | 0 | 2012 | 0.55 | SWAP006-04
RES-APPPLUG-61.4 | Res ¦ Efficient Res Dishwasher ¦ SCG ¦ All | Res ¦ Efficient Res Dishwasher | SCG ¦ All | SCG | All | Gas | Efficient dishwasher | Efficient | 0 | Conventional | AppPlug | Res - Multi Family | Res | ROB and NEW | 0 | Residential Households | dishwasher | 11 | DEER:Res_ClothesDishWasher | -17.5 | -0.00376 | -0.501 | eTRM SWAP006-04 | 1083.71 | 2022 | 0 | 0 | 2022 | 0 | 0 | eTRM SWAP006-04 | Res Dishwashers ¦ SCG ¦ All | Res Dishwashers | 0.53808 | 1 | 0.91 | Rass 2019 | 0 | 2012 | 0.55 | SWAP006-04
RES-APPPLUG-61.5 | Res ¦ Efficient Res Dishwasher ¦ SDG&E ¦ All | Res ¦ Efficient Res Dishwasher | SDG&E ¦ All | SDG&E | All | Gas | Efficient dishwasher | Efficient | 0 | Conventional | AppPlug | Res - Single Family | Res | ROB and NEW | 0 | Residential Households | dishwasher | 11 | DEER:Res_ClothesDishWasher | -22.1 | -0.00511 | -0.704 | eTRM SWAP006-04 | 1083.71 | 2022 | 0 | 0 | 2022 | 0 | 0 | eTRM SWAP006-04 | Res Dishwashers ¦ SDG&E ¦ All | Res Dishwashers | 0.7676 | 1 | 0.91 | Rass 2019 | 0 | 2012 | 0.55 | SWAP006-04
RES-APPPLUG-61.6 | Res ¦ Efficient Res Dishwasher ¦ SDG&E ¦ All | Res ¦ Efficient Res Dishwasher | SDG&E ¦ All | SDG&E | All | Gas | Efficient dishwasher | Efficient | 0 | Conventional | AppPlug | Res - Multi Family | Res | ROB and NEW | 0 | Residential Households | dishwasher | 11 | DEER:Res_ClothesDishWasher | -18 | -0.00401 | -0.488 | eTRM SWAP006-04 | 1083.71 | 2022 | 0 | 0 | 2022 | 0 | 0 | eTRM SWAP006-04 | Res Dishwashers ¦ SDG&E ¦ All | Res Dishwashers | 0.61053 | 1 | 0.91 | Rass 2019 | 0 | 2012 | 0.55 | SWAP006-04
RES-APPPLUG-FS-20-PU.1 | Res ¦ Res Gas Cooking Appliances - Panel Upgrade ¦ PG&E ¦ All | Res ¦ Res Gas Cooking Appliances - Panel Upgrade | PG&E ¦ All | PG&E | All | Electric & Gas | Natural gas cooktop or range - Panel Upgrade Group | Average Existing and Code | 0 | Conventional | AppPlug | Res - Single Family | Res | ROB and NEW | 0 | Residential Households | stove | 16 | DEER:Res_ClothesDishWasher | 0 | 0 | 0 | eTRM SWAP013-02 | 1237.025 | 2022 | 0 | 166.68 | 2022 | 0 | 0 | eTRM SWAP013-02 | Res Cooking Appliances - Panel Upgrade ¦ PG&E ¦ All | Res Cooking Appliances - Panel Upgrade | 0.25437 | 1 | 1 | CLASS Web Tool - DNV GL 2012 | 0 | 2012 | 1 | SWAP013-02
RES-APPPLUG-FS-20-PU.2 | Res ¦ Res Gas Cooking Appliances - Panel Upgrade ¦ PG&E ¦ All | Res ¦ Res Gas Cooking Appliances - Panel Upgrade | PG&E ¦ All | PG&E | All | Electric & Gas | Natural gas cooktop or range - Panel Upgrade Group | Average Existing and Code | 0 | Conventional | AppPlug | Res - Multi Family | Res | ROB and NEW | 0 | Residential Households | stove | 16 | DEER:Res_ClothesDishWasher | 0 | 0 | 0 | eTRM SWAP013-02 | 1237.025 | 2022 | 0 | 166.68 | 2022 | 0 | 0 | eTRM SWAP013-02 | Res Cooking Appliances - Panel Upgrade ¦ PG&E ¦ All | Res Cooking Appliances - Panel Upgrade | 0.17739 | 1 | 1 | CLASS Web Tool - DNV GL 2012 | 0 | 2012 | 1 | SWAP013-02
RES-APPPLUG-FS-20-PU.3 | Res ¦ Res Gas Cooking Appliances - Panel Upgrade ¦ SCG ¦ All | Res ¦ Res Gas Cooking Appliances - Panel Upgrade | SCG ¦ All | SCG | All | Electric & Gas | Natural gas cooktop or range - Panel Upgrade Group | Average Existing and Code | 0 | Conventional | AppPlug | Res - Single Family | Res | ROB and NEW | 0 | Residential Households | stove | 16 | DEER:Res_ClothesDishWasher | 0 | 0 | 0 | eTRM SWAP013-02 | 1237.025 | 2022 | 0 | 166.68 | 2022 | 0 | 0 | eTRM SWAP013-02 | Res Cooking Appliances - Panel Upgrade ¦ SCG ¦ All | Res Cooking Appliances - Panel Upgrade | 0.25437 | 1 | 1 | CLASS Web Tool - DNV GL 2012 | 0 | 2012 | 1 | SWAP013-02
RES-APPPLUG-FS-20-PU.4 | Res ¦ Res Gas Cooking Appliances - Panel Upgrade ¦ SCG ¦ All | Res ¦ Res Gas Cooking Appliances - Panel Upgrade | SCG ¦ All | SCG | All | Electric & Gas | Natural gas cooktop or range - Panel Upgrade Group | Average Existing and Code | 0 | Conventional | AppPlug | Res - Multi Family | Res | ROB and NEW | 0 | Residential Households | stove | 16 | DEER:Res_ClothesDishWasher | 0 | 0 | 0 | eTRM SWAP013-02 | 1237.025 | 2022 | 0 | 166.68 | 2022 | 0 | 0 | eTRM SWAP013-02 | Res Cooking Appliances - Panel Upgrade ¦ SCG ¦ All | Res Cooking Appliances - Panel Upgrade | 0.17739 | 1 | 1 | CLASS Web Tool - DNV GL 2012 | 0 | 2012 | 1 | SWAP013-02
RES-APPPLUG-FS-20-PU.5 | Res ¦ Res Gas Cooking Appliances - Panel Upgrade ¦ SDG&E ¦ All | Res ¦ Res Gas Cooking Appliances - Panel Upgrade | SDG&E ¦ All | SDG&E | All | Electric & Gas | Natural gas cooktop or range - Panel Upgrade Group | Average Existing and Code | 0 | Conventional | AppPlug | Res - Single Family | Res | ROB and NEW | 0 | Residential Households | stove | 16 | DEER:Res_ClothesDishWasher | 0 | 0 | 0 | eTRM SWAP013-02 | 1237.025 | 2022 | 0 | 166.68 | 2022 | 0 | 0 | eTRM SWAP013-02 | Res Cooking Appliances - Panel Upgrade ¦ SDG&E ¦ All | Res Cooking Appliances - Panel Upgrade | 0.25437 | 1 | 1 | CLASS Web Tool - DNV GL 2012 | 0 | 2012 | 1 | SWAP013-02
RES-APPPLUG-FS-20-PU.6 | Res ¦ Res Gas Cooking Appliances - Panel Upgrade ¦ SDG&E ¦ All | Res ¦ Res Gas Cooking Appliances - Panel Upgrade | SDG&E ¦ All | SDG&E | All | Electric & Gas | Natural gas cooktop or range - Panel Upgrade Group | Average Existing and Code | 0 | Conventional | AppPlug | Res - Multi Family | Res | ROB and NEW | 0 | Residential Households | stove | 16 | DEER:Res_ClothesDishWasher | 0 | 0 | 0 | eTRM SWAP013-02 | 1237.025 | 2022 | 0 | 166.68 | 2022 | 0 | 0 | eTRM SWAP013-02 | Res Cooking Appliances - Panel Upgrade ¦ SDG&E ¦ All | Res Cooking Appliances - Panel Upgrade | 0.17739 | 1 | 1 | CLASS Web Tool - DNV GL 2012 | 0 | 2012 | 1 | SWAP013-02
RES-APPPLUG-FS-21-PU.1 | Res ¦ Res Induction Cooking - Fuel Sub - Panel Upgrade ¦ PG&E ¦ All | Res ¦ Res Induction Cooking - Fuel Sub - Panel Upgrade | PG&E ¦ All | PG&E | All | Electric & Gas | Induction cooktop or electric range with induction cooktop - fuel sub - Panel Upgrade Group | Efficient | 0 | Conventional | AppPlug | Res - Single Family | Res | ROB and NEW | 1 | Residential Households | stove | 16 | DEER:Res_ClothesDishWasher | 148.45 | 0 | -10.02 | eTRM SWAP013-02 | 2155.81 | 2022 | 0 | 322.94 | 2022 | 4600 | 0 | eTRM SWAP013-02 | Res Cooking Appliances - Panel Upgrade ¦ PG&E ¦ All | Res Cooking Appliances - Panel Upgrade | 0.25437 | 1 | 0 | CLASS Web Tool - DNV GL 2012 | 0 | 2012 | 1 | SWAP013-02
RES-APPPLUG-FS-21-PU.2 | Res ¦ Res Induction Cooking - Fuel Sub - Panel Upgrade ¦ PG&E ¦ All | Res ¦ Res Induction Cooking - Fuel Sub - Panel Upgrade | PG&E ¦ All | PG&E | All | Electric & Gas | Induction cooktop or electric range with induction cooktop - fuel sub - Panel Upgrade Group | Efficient | 0 | Conventional | AppPlug | Res - Multi Family | Res | ROB and NEW | 1 | Residential Households | stove | 16 | DEER:Res_ClothesDishWasher | 148.45 | 0 | -10.02 | eTRM SWAP013-02 | 2155.81 | 2022 | 0 | 322.94 | 2022 | 4600 | 0 | eTRM SWAP013-02 | Res Cooking Appliances - Panel Upgrade ¦ PG&E ¦ All | Res Cooking Appliances - Panel Upgrade | 0.17739 | 1 | 0 | CLASS Web Tool - DNV GL 2012 | 0 | 2012 | 1 | SWAP013-02
RES-APPPLUG-FS-21-PU.3 | Res ¦ Res Induction Cooking - Fuel Sub - Panel Upgrade ¦ SCG ¦ All | Res ¦ Res Induction Cooking - Fuel Sub - Panel Upgrade | SCG ¦ All | SCG | All | Electric & Gas | Induction cooktop or electric range with induction cooktop - fuel sub - Panel Upgrade Group | Efficient | 0 | Conventional | AppPlug | Res - Single Family | Res | ROB and NEW | 1 | Residential Households | stove | 16 | DEER:Res_ClothesDishWasher | 148.45 | 0 | -10.02 | eTRM SWAP013-02 | 2155.81 | 2022 | 0 | 322.94 | 2022 | 4600 | 0 | eTRM SWAP013-02 | Res Cooking Appliances - Panel Upgrade ¦ SCG ¦ All | Res Cooking Appliances - Panel Upgrade | 0.25437 | 1 | 0 | CLASS Web Tool - DNV GL 2012 | 0 | 2012 | 1 | SWAP013-02
RES-APPPLUG-FS-21-PU.4 | Res ¦ Res Induction Cooking - Fuel Sub - Panel Upgrade ¦ SCG ¦ All | Res ¦ Res Induction Cooking - Fuel Sub - Panel Upgrade | SCG ¦ All | SCG | All | Electric & Gas | Induction cooktop or electric range with induction cooktop - fuel sub - Panel Upgrade Group | Efficient | 0 | Conventional | AppPlug | Res - Multi Family | Res | ROB and NEW | 1 | Residential Households | stove | 16 | DEER:Res_ClothesDishWasher | 148.45 | 0 | -10.02 | eTRM SWAP013-02 | 2155.81 | 2022 | 0 | 322.94 | 2022 | 4600 | 0 | eTRM SWAP013-02 | Res Cooking Appliances - Panel Upgrade ¦ SCG ¦ All | Res Cooking Appliances - Panel Upgrade | 0.17739 | 1 | 0 | CLASS Web Tool - DNV GL 2012 | 0 | 2012 | 1 | SWAP013-02
RES-APPPLUG-FS-21-PU.5 | Res ¦ Res Induction Cooking - Fuel Sub - Panel Upgrade ¦ SDG&E ¦ All | Res ¦ Res Induction Cooking - Fuel Sub - Panel Upgrade | SDG&E ¦ All | SDG&E | All | Electric & Gas | Induction cooktop or electric range with induction cooktop - fuel sub - Panel Upgrade Group | Efficient | 0 | Conventional | AppPlug | Res - Single Family | Res | ROB and NEW | 1 | Residential Households | stove | 16 | DEER:Res_ClothesDishWasher | 148.45 | 0 | -10.02 | eTRM SWAP013-02 | 2155.81 | 2022 | 0 | 322.94 | 2022 | 4600 | 0 | eTRM SWAP013-02 | Res Cooking Appliances - Panel Upgrade ¦ SDG&E ¦ All | Res Cooking Appliances - Panel Upgrade | 0.25437 | 1 | 0 | CLASS Web Tool - DNV GL 2012 | 0 | 2012 | 1 | SWAP013-02
RES-APPPLUG-FS-21-PU.6 | Res ¦ Res Induction Cooking - Fuel Sub - Panel Upgrade ¦ SDG&E ¦ All | Res ¦ Res Induction Cooking - Fuel Sub - Panel Upgrade | SDG&E ¦ All | SDG&E | All | Electric & Gas | Induction cooktop or electric range with induction cooktop - fuel sub - Panel Upgrade Group | Efficient | 0 | Conventional | AppPlug | Res - Multi Family | Res | ROB and NEW | 1 | Residential Households | stove | 16 | DEER:Res_ClothesDishWasher | 148.45 | 0 | -10.02 | eTRM SWAP013-02 | 2155.81 | 2022 | 0 | 322.94 | 2022 | 4600 | 0 | eTRM SWAP013-02 | Res Cooking Appliances - Panel Upgrade ¦ SDG&E ¦ All | Res Cooking Appliances - Panel Upgrade | 0.17739 | 1 | 0 | CLASS Web Tool - DNV GL 2012 | 0 | 2012 | 1 | SWAP013-02
RES-APPPLUG-FS-30-PU.1 | Res ¦ Code Level Gas Pool Heater - Panel Upgrade ¦ PG&E ¦ All | Res ¦ Code Level Gas Pool Heater - Panel Upgrade | PG&E ¦ All | PG&E | All | Electric & Gas | Standard efficiency natural gas pool heater - Panel Upgrade Group | Average Existing and Code | 0 | Conventional | AppPlug | Res - Single Family | Res | ROB and NEW | 0 | Residential Households | pool heater | 10 | DEER:RefgFrzr_Recyc-UnConditioned | 0 | 0 | 0 | eTRM SWAP005-02 | 3022.235 | 2022 | 0 | 3685.43 | 2022 | 0 | 0 | eTRM SWAP005-02 | Res Pool Heaters - Panel Upgrade ¦ PG&E ¦ All | Res Pool Heaters - Panel Upgrade | 0.014712 | 1 | 1 | RASS 2019 | 0 | 2012 | 0.55 | SWAP005-02
RES-APPPLUG-FS-30-PU.2 | Res ¦ Code Level Gas Pool Heater - Panel Upgrade ¦ PG&E ¦ All | Res ¦ Code Level Gas Pool Heater - Panel Upgrade | PG&E ¦ All | PG&E | All | Electric & Gas | Standard efficiency natural gas pool heater - Panel Upgrade Group | Average Existing and Code | 0 | Conventional | AppPlug | Res - Multi Family | Res | ROB and NEW | 0 | Residential Households | pool heater | 10 | DEER:RefgFrzr_Recyc-UnConditioned | 0 | 0 | 0 | eTRM SWAP005-02 | 3022.235 | 2022 | 0 | 3685.43 | 2022 | 0 | 0 | eTRM SWAP005-02 | Res Pool Heaters - Panel Upgrade ¦ PG&E ¦ All | Res Pool Heaters - Panel Upgrade | 0.0026305 | 1 | 1 | RASS 2019 | 0 | 2012 | 0.55 | SWAP005-02
RES-APPPLUG-FS-30-PU.3 | Res ¦ Code Level Gas Pool Heater - Panel Upgrade ¦ SCG ¦ All | Res ¦ Code Level Gas Pool Heater - Panel Upgrade | SCG ¦ All | SCG | All | Electric & Gas | Standard efficiency natural gas pool heater - Panel Upgrade Group | Average Existing and Code | 0 | Conventional | AppPlug | Res - Single Family | Res | ROB and NEW | 0 | Residential Households | pool heater | 10 | DEER:RefgFrzr_Recyc-UnConditioned | 0 | 0 | 0 | eTRM SWAP005-02 | 3022.235 | 2022 | 0 | 3685.43 | 2022 | 0 | 0 | eTRM SWAP005-02 | Res Pool Heaters - Panel Upgrade ¦ SCG ¦ All | Res Pool Heaters - Panel Upgrade | 0.032339 | 1 | 1 | RASS 2019 | 0 | 2012 | 0.55 | SWAP005-02
RES-APPPLUG-FS-30-PU.4 | Res ¦ Code Level Gas Pool Heater - Panel Upgrade ¦ SCG ¦ All | Res ¦ Code Level Gas Pool Heater - Panel Upgrade | SCG ¦ All | SCG | All | Electric & Gas | Standard efficiency natural gas pool heater - Panel Upgrade Group | Average Existing and Code | 0 | Conventional | AppPlug | Res - Multi Family | Res | ROB and NEW | 0 | Residential Households | pool heater | 10 | DEER:RefgFrzr_Recyc-UnConditioned | 0 | 0 | 0 | eTRM SWAP005-02 | 3022.235 | 2022 | 0 | 3685.43 | 2022 | 0 | 0 | eTRM SWAP005-02 | Res Pool Heaters - Panel Upgrade ¦ SCG ¦ All | Res Pool Heaters - Panel Upgrade | 0.0038569 | 1 | 1 | RASS 2019 | 0 | 2012 | 0.55 | SWAP005-02
RES-APPPLUG-FS-30-PU.5 | Res ¦ Code Level Gas Pool Heater - Panel Upgrade ¦ SDG&E ¦ All | Res ¦ Code Level Gas Pool Heater - Panel Upgrade | SDG&E ¦ All | SDG&E | All | Electric & Gas | Standard efficiency natural gas pool heater - Panel Upgrade Group | Average Existing and Code | 0 | Conventional | AppPlug | Res - Single Family | Res | ROB and NEW | 0 | Residential Households | pool heater | 10 | DEER:RefgFrzr_Recyc-UnConditioned | 0 | 0 | 0 | eTRM SWAP005-02 | 3022.235 | 2022 | 0 | 3685.43 | 2022 | 0 | 0 | eTRM SWAP005-02 | Res Pool Heaters - Panel Upgrade ¦ SDG&E ¦ All | Res Pool Heaters - Panel Upgrade | 0.022609 | 1 | 1 | RASS 2019 | 0 | 2012 | 0.55 | SWAP005-02
RES-APPPLUG-FS-30-PU.6 | Res ¦ Code Level Gas Pool Heater - Panel Upgrade ¦ SDG&E ¦ All | Res ¦ Code Level Gas Pool Heater - Panel Upgrade | SDG&E ¦ All | SDG&E | All | Electric & Gas | Standard efficiency natural gas pool heater - Panel Upgrade Group | Average Existing and Code | 0 | Conventional | AppPlug | Res - Multi Family | Res | ROB and NEW | 0 | Residential Households | pool heater | 10 | DEER:RefgFrzr_Recyc-UnConditioned | 0 | 0 | 0 | eTRM SWAP005-02 | 3022.235 | 2022 | 0 | 3685.43 | 2022 | 0 | 0 | eTRM SWAP005-02 | Res Pool Heaters - Panel Upgrade ¦ SDG&E ¦ All | Res Pool Heaters - Panel Upgrade | 0.018829 | 1 | 1 | RASS 2019 | 0 | 2012 | 0.55 | SWAP005-02
RES-APPPLUG-FS-31-PU.1 | Res ¦ Efficient Gas Pool Heater - Panel Upgrade ¦ PG&E ¦ All | Res ¦ Efficient Gas Pool Heater - Panel Upgrade | PG&E ¦ All | PG&E | All | Electric & Gas | Efficient (tier 1) gas pool heater - Panel Upgrade Group | Efficient | 0 | Conventional | AppPlug | Res - Single Family | Res | ROB and NEW | 0 | Residential Households | pool heater | 10 | DEER:RefgFrzr_Recyc-UnConditioned | 0 | 0 | -33 | eTRM SWAP004-03 | 3642.235 | 2022 | 0 | 3685.43 | 2022 | 0 | 0 | eTRM SWAP004-03 | Res Pool Heaters - Panel Upgrade ¦ PG&E ¦ All | Res Pool Heaters - Panel Upgrade | 0.014712 | 1 | 0 | RASS 2019 | 0 | 2012 | 0.55 | SWAP004-03
RES-APPPLUG-FS-31-PU.2 | Res ¦ Efficient Gas Pool Heater - Panel Upgrade ¦ PG&E ¦ All | Res ¦ Efficient Gas Pool Heater - Panel Upgrade | PG&E ¦ All | PG&E | All | Electric & Gas | Efficient (tier 1) gas pool heater - Panel Upgrade Group | Efficient | 0 | Conventional | AppPlug | Res - Multi Family | Res | ROB and NEW | 0 | Residential Households | pool heater | 10 | DEER:RefgFrzr_Recyc-UnConditioned | 0 | 0 | -33 | eTRM SWAP004-03 | 3642.235 | 2022 | 0 | 3685.43 | 2022 | 0 | 0 | eTRM SWAP004-03 | Res Pool Heaters - Panel Upgrade ¦ PG&E ¦ All | Res Pool Heaters - Panel Upgrade | 0.0026305 | 1 | 0 | RASS 2019 | 0 | 2012 | 0.55 | SWAP004-03
RES-APPPLUG-FS-31-PU.3 | Res ¦ Efficient Gas Pool Heater - Panel Upgrade ¦ SCG ¦ All | Res ¦ Efficient Gas Pool Heater - Panel Upgrade | SCG ¦ All | SCG | All | Electric & Gas | Efficient (tier 1) gas pool heater - Panel Upgrade Group | Efficient | 0 | Conventional | AppPlug | Res - Single Family | Res | ROB and NEW | 0 | Residential Households | pool heater | 10 | DEER:RefgFrzr_Recyc-UnConditioned | 0 | 0 | -9 | eTRM SWAP004-03 | 3642.235 | 2022 | 0 | 3685.43 | 2022 | 0 | 0 | eTRM SWAP004-03 | Res Pool Heaters - Panel Upgrade ¦ SCG ¦ All | Res Pool Heaters - Panel Upgrade | 0.032339 | 1 | 0 | RASS 2019 | 0 | 2012 | 0.55 | SWAP004-03
RES-APPPLUG-FS-31-PU.4 | Res ¦ Efficient Gas Pool Heater - Panel Upgrade ¦ SCG ¦ All | Res ¦ Efficient Gas Pool Heater - Panel Upgrade | SCG ¦ All | SCG | All | Electric & Gas | Efficient (tier 1) gas pool heater - Panel Upgrade Group | Efficient | 0 | Conventional | AppPlug | Res - Multi Family | Res | ROB and NEW | 0 | Residential Households | pool heater | 10 | DEER:RefgFrzr_Recyc-UnConditioned | 0 | 0 | -9 | eTRM SWAP004-03 | 3642.235 | 2022 | 0 | 3685.43 | 2022 | 0 | 0 | eTRM SWAP004-03 | Res Pool Heaters - Panel Upgrade ¦ SCG ¦ All | Res Pool Heaters - Panel Upgrade | 0.0038569 | 1 | 0 | RASS 2019 | 0 | 2012 | 0.55 | SWAP004-03
RES-APPPLUG-FS-31-PU.5 | Res ¦ Efficient Gas Pool Heater - Panel Upgrade ¦ SDG&E ¦ All | Res ¦ Efficient Gas Pool Heater - Panel Upgrade | SDG&E ¦ All | SDG&E | All | Electric & Gas | Efficient (tier 1) gas pool heater - Panel Upgrade Group | Efficient | 0 | Conventional | AppPlug | Res - Single Family | Res | ROB and NEW | 0 | Residential Households | pool heater | 10 | DEER:RefgFrzr_Recyc-UnConditioned | 0 | 0 | -15 | eTRM SWAP004-03 | 3642.235 | 2022 | 0 | 3685.43 | 2022 | 0 | 0 | eTRM SWAP004-03 | Res Pool Heaters - Panel Upgrade ¦ SDG&E ¦ All | Res Pool Heaters - Panel Upgrade | 0.022609 | 1 | 0 | RASS 2019 | 0 | 2012 | 0.55 | SWAP004-03
RES-APPPLUG-FS-31-PU.6 | Res ¦ Efficient Gas Pool Heater - Panel Upgrade ¦ SDG&E ¦ All | Res ¦ Efficient Gas Pool Heater - Panel Upgrade | SDG&E ¦ All | SDG&E | All | Electric & Gas | Efficient (tier 1) gas pool heater - Panel Upgrade Group | Efficient | 0 | Conventional | AppPlug | Res - Multi Family | Res | ROB and NEW | 0 | Residential Households | pool heater | 10 | DEER:RefgFrzr_Recyc-UnConditioned | 0 | 0 | -15 | eTRM SWAP004-03 | 3642.235 | 2022 | 0 | 3685.43 | 2022 | 0 | 0 | eTRM SWAP004-03 | Res Pool Heaters - Panel Upgrade ¦ SDG&E ¦ All | Res Pool Heaters - Panel Upgrade | 0.018829 | 1 | 0 | RASS 2019 | 0 | 2012 | 0.55 | SWAP004-03
RES-APPPLUG-FS-32-PU.1 | Res ¦ Heat Pump Pool Heater - Fuel Sub - Panel Upgrade ¦ PG&E ¦ All | Res ¦ Heat Pump Pool Heater - Fuel Sub - Panel Upgrade | PG&E ¦ All | PG&E | All | Electric & Gas | Efficient heat pump pool heater - Panel Upgrade Group | Efficient | 0 | Conventional | AppPlug | Res - Single Family | Res | ROB Only | 1 | Residential Households | pool heater | 10 | DEER:RefgFrzr_Recyc-UnConditioned | 2730 | 0 | -514 | eTRM SWAP005-02 | 5072.445 | 2022 | 0 | 4225.61 | 2022 | 4600 | -159.82 | eTRM SWAP005-02 | Res Pool Heaters - Panel Upgrade ¦ PG&E ¦ All | Res Pool Heaters - Panel Upgrade | 0.014712 | 1 | 0 | RASS 2019 | 0 | 2012 | 1 | SWAP005-02
RES-APPPLUG-FS-32-PU.2 | Res ¦ Heat Pump Pool Heater - Fuel Sub - Panel Upgrade ¦ PG&E ¦ All | Res ¦ Heat Pump Pool Heater - Fuel Sub - Panel Upgrade | PG&E ¦ All | PG&E | All | Electric & Gas | Efficient heat pump pool heater - Panel Upgrade Group | Efficient | 0 | Conventional | AppPlug | Res - Multi Family | Res | ROB Only | 1 | Residential Households | pool heater | 10 | DEER:RefgFrzr_Recyc-UnConditioned | 4490 | 0 | -843 | eTRM SWAP005-02 | 5072.445 | 2022 | 0 | 4225.61 | 2022 | 4600 | -159.82 | eTRM SWAP005-02 | Res Pool Heaters - Panel Upgrade ¦ PG&E ¦ All | Res Pool Heaters - Panel Upgrade | 0.0026305 | 1 | 0 | RASS 2019 | 0 | 2012 | 1 | SWAP005-02
RES-APPPLUG-FS-32-PU.3 | Res ¦ Heat Pump Pool Heater - Fuel Sub - Panel Upgrade ¦ SCG ¦ All | Res ¦ Heat Pump Pool Heater - Fuel Sub - Panel Upgrade | SCG ¦ All | SCG | All | Electric & Gas | Efficient heat pump pool heater - Panel Upgrade Group | Efficient | 0 | Conventional | AppPlug | Res - Single Family | Res | ROB Only | 1 | Residential Households | pool heater | 10 | DEER:RefgFrzr_Recyc-UnConditioned | 731 | 0 | -136 | eTRM SWAP005-02 | 5072.445 | 2022 | 0 | 4225.61 | 2022 | 4600 | -159.82 | eTRM SWAP005-02 | Res Pool Heaters - Panel Upgrade ¦ SCG ¦ All | Res Pool Heaters - Panel Upgrade | 0.032339 | 1 | 0 | RASS 2019 | 0 | 2012 | 1 | SWAP005-02
RES-APPPLUG-FS-32-PU.4 | Res ¦ Heat Pump Pool Heater - Fuel Sub - Panel Upgrade ¦ SCG ¦ All | Res ¦ Heat Pump Pool Heater - Fuel Sub - Panel Upgrade | SCG ¦ All | SCG | All | Electric & Gas | Efficient heat pump pool heater - Panel Upgrade Group | Efficient | 0 | Conventional | AppPlug | Res - Multi Family | Res | ROB Only | 1 | Residential Households | pool heater | 10 | DEER:RefgFrzr_Recyc-UnConditioned | 1190 | 0 | -222 | eTRM SWAP005-02 | 5072.445 | 2022 | 0 | 4225.61 | 2022 | 4600 | -159.82 | eTRM SWAP005-02 | Res Pool Heaters - Panel Upgrade ¦ SCG ¦ All | Res Pool Heaters - Panel Upgrade | 0.0038569 | 1 | 0 | RASS 2019 | 0 | 2012 | 1 | SWAP005-02
RES-APPPLUG-FS-32-PU.5 | Res ¦ Heat Pump Pool Heater - Fuel Sub - Panel Upgrade ¦ SDG&E ¦ All | Res ¦ Heat Pump Pool Heater - Fuel Sub - Panel Upgrade | SDG&E ¦ All | SDG&E | All | Electric & Gas | Efficient heat pump pool heater - Panel Upgrade Group | Efficient | 0 | Conventional | AppPlug | Res - Single Family | Res | ROB Only | 1 | Residential Households | pool heater | 10 | DEER:RefgFrzr_Recyc-UnConditioned | 1040 | 0 | -206 | eTRM SWAP005-02 | 5072.445 | 2022 | 0 | 4225.61 | 2022 | 4600 | -159.82 | eTRM SWAP005-02 | Res Pool Heaters - Panel Upgrade ¦ SDG&E ¦ All | Res Pool Heaters - Panel Upgrade | 0.022609 | 1 | 0 | RASS 2019 | 0 | 2012 | 1 | SWAP005-02
RES-APPPLUG-FS-32-PU.6 | Res ¦ Heat Pump Pool Heater - Fuel Sub - Panel Upgrade ¦ SDG&E ¦ All | Res ¦ Heat Pump Pool Heater - Fuel Sub - Panel Upgrade | SDG&E ¦ All | SDG&E | All | Electric & Gas | Efficient heat pump pool heater - Panel Upgrade Group | Efficient | 0 | Conventional | AppPlug | Res - Multi Family | Res | ROB Only | 1 | Residential Households | pool heater | 10 | DEER:RefgFrzr_Recyc-UnConditioned | 1710 | 0 | -337 | eTRM SWAP005-02 | 5072.445 | 2022 | 0 | 4225.61 | 2022 | 4600 | -159.82 | eTRM SWAP005-02 | Res Pool Heaters - Panel Upgrade ¦ SDG&E ¦ All | Res Pool Heaters - Panel Upgrade | 0.018829 | 1 | 0 | RASS 2019 | 0 | 2012 | 1 | SWAP005-02
RES-APPPLUG-FS-10.1 | Res ¦ Code Level Res Clothes Dryer (Gas) ¦ PG&E ¦ All | Res ¦ Code Level Res Clothes Dryer (Gas) | PG&E ¦ All | PG&E | All | Electric & Gas | CFR-compliant gas clothes dryer | Average Existing and Code | 0 | Conventional | AppPlug | Res - Single Family | Res | ROB and NEW | 0 | Residential Households | dryer | 12 | DEER:Res_ClothesDishWasher | 0 | 0 | 0 | eTRM SWAP003-04, SWAP014-02 | 869.14 | 2019 | 0 | 0 | 2019 | 0 | 0 | eTRM SWAP003-04, SWAP014-02 | Clothes Dryers (Gas) ¦ PG&E ¦ All | Clothes Dryers (Gas) | 0.31946 | 1 | 0.84167 | Rass 2019 | 0 | 2012 | 0.55 | SWAP003-03, SWAP014
RES-APPPLUG-FS-10.2 | Res ¦ Code Level Res Clothes Dryer (Gas) ¦ PG&E ¦ All | Res ¦ Code Level Res Clothes Dryer (Gas) | PG&E ¦ All | PG&E | All | Electric & Gas | CFR-compliant gas clothes dryer | Average Existing and Code | 0 | Conventional | AppPlug | Res - Multi Family | Res | ROB and NEW | 0 | Residential Households | dryer | 12 | DEER:Res_ClothesDishWasher | 0 | 0 | 0 | eTRM SWAP003-04, SWAP014-02 | 869.14 | 2019 | 0 | 0 | 2019 | 0 | 0 | eTRM SWAP003-04, SWAP014-02 | Clothes Dryers (Gas) ¦ PG&E ¦ All | Clothes Dryers (Gas) | 0.13601 | 1 | 0.85714 | Rass 2019 | 0 | 2012 | 0.55 | SWAP003-03, SWAP014
RES-APPPLUG-FS-10.3 | Res ¦ Code Level Res Clothes Dryer (Gas) ¦ SCG ¦ All | Res ¦ Code Level Res Clothes Dryer (Gas) | SCG ¦ All | SCG | All | Electric & Gas | CFR-compliant gas clothes dryer | Average Existing and Code | 0 | Conventional | AppPlug | Res - Single Family | Res | ROB and NEW | 0 | Residential Households | dryer | 12 | DEER:Res_ClothesDishWasher | 0 | 0 | 0 | eTRM SWAP003-04, SWAP014-02 | 869.14 | 2019 | 0 | 0 | 2019 | 0 | 0 | eTRM SWAP003-04, SWAP014-02 | Clothes Dryers (Gas) ¦ SCG ¦ All | Clothes Dryers (Gas) | 0.61897 | 1 | 0.84167 | Rass 2019 | 0 | 2012 | 0.55 | SWAP003-03, SWAP014
RES-APPPLUG-FS-10.4 | Res ¦ Code Level Res Clothes Dryer (Gas) ¦ SCG ¦ All | Res ¦ Code Level Res Clothes Dryer (Gas) | SCG ¦ All | SCG | All | Electric & Gas | CFR-compliant gas clothes dryer | Average Existing and Code | 0 | Conventional | AppPlug | Res - Multi Family | Res | ROB and NEW | 0 | Residential Households | dryer | 12 | DEER:Res_ClothesDishWasher | 0 | 0 | 0 | eTRM SWAP003-04, SWAP014-02 | 869.14 | 2019 | 0 | 0 | 2019 | 0 | 0 | eTRM SWAP003-04, SWAP014-02 | Clothes Dryers (Gas) ¦ SCG ¦ All | Clothes Dryers (Gas) | 0.22177 | 1 | 0.85714 | Rass 2019 | 0 | 2012 | 0.55 | SWAP003-03, SWAP014
RES-APPPLUG-FS-10.5 | Res ¦ Code Level Res Clothes Dryer (Gas) ¦ SDG&E ¦ All | Res ¦ Code Level Res Clothes Dryer (Gas) | SDG&E ¦ All | SDG&E | All | Electric & Gas | CFR-compliant gas clothes dryer | Average Existing and Code | 0 | Conventional | AppPlug | Res - Single Family | Res | ROB and NEW | 0 | Residential Households | dryer | 12 | DEER:Res_ClothesDishWasher | 0 | 0 | 0 | eTRM SWAP003-04, SWAP014-02 | 869.14 | 2019 | 0 | 0 | 2019 | 0 | 0 | eTRM SWAP003-04, SWAP014-02 | Clothes Dryers (Gas) ¦ SDG&E ¦ All | Clothes Dryers (Gas) | 0.63965 | 1 | 0.84167 | Rass 2019 | 0 | 2012 | 0.55 | SWAP003-03, SWAP014
RES-APPPLUG-FS-10.6 | Res ¦ Code Level Res Clothes Dryer (Gas) ¦ SDG&E ¦ All | Res ¦ Code Level Res Clothes Dryer (Gas) | SDG&E ¦ All | SDG&E | All | Electric & Gas | CFR-compliant gas clothes dryer | Average Existing and Code | 0 | Conventional | AppPlug | Res - Multi Family | Res | ROB and NEW | 0 | Residential Households | dryer | 12 | DEER:Res_ClothesDishWasher | 0 | 0 | 0 | eTRM SWAP003-04, SWAP014-02 | 869.14 | 2019 | 0 | 0 | 2019 | 0 | 0 | eTRM SWAP003-04, SWAP014-02 | Clothes Dryers (Gas) ¦ SDG&E ¦ All | Clothes Dryers (Gas) | 0.31007 | 1 | 0.85714 | Rass 2019 | 0 | 2012 | 0.55 | SWAP003-03, SWAP014
RES-APPPLUG-FS-11.1 | Res ¦ Efficient Res Clothes Dryer (Gas) ¦ PG&E ¦ All | Res ¦ Efficient Res Clothes Dryer (Gas) | PG&E ¦ All | PG&E | All | Electric & Gas | ENERGY STAR compliant gas clothes dryer | Efficient | 0 | Conventional | AppPlug | Res - Single Family | Res | ROB and NEW | 0 | Residential Households | dryer | 12 | DEER:Res_ClothesDishWasher | -0.474 | 0 | -3.835 | eTRM SWAP003-03 | 940 | 2019 | 0 | 0 | 2019 | 0 | 0 | eTRM SWAP003-04 | Clothes Dryers (Gas) ¦ PG&E ¦ All | Clothes Dryers (Gas) | 0.31946 | 1 | 0.15833 | Rass 2019 | 0 | 2012 | 0.55 | SWAP003-03
RES-APPPLUG-FS-11.2 | Res ¦ Efficient Res Clothes Dryer (Gas) ¦ PG&E ¦ All | Res ¦ Efficient Res Clothes Dryer (Gas) | PG&E ¦ All | PG&E | All | Electric & Gas | ENERGY STAR compliant gas clothes dryer | Efficient | 0 | Conventional | AppPlug | Res - Multi Family | Res | ROB and NEW | 0 | Residential Households | dryer | 12 | DEER:Res_ClothesDishWasher | -0.474 | 0 | -3.835 | eTRM SWAP003-04 | 940 | 2019 | 0 | 0 | 2019 | 0 | 0 | eTRM SWAP003-04 | Clothes Dryers (Gas) ¦ PG&E ¦ All | Clothes Dryers (Gas) | 0.13601 | 1 | 0.14286 | Rass 2019 | 0 | 2012 | 0.55 | SWAP003-04
RES-APPPLUG-FS-11.3 | Res ¦ Efficient Res Clothes Dryer (Gas) ¦ SCG ¦ All | Res ¦ Efficient Res Clothes Dryer (Gas) | SCG ¦ All | SCG | All | Electric & Gas | ENERGY STAR compliant gas clothes dryer | Efficient | 0 | Conventional | AppPlug | Res - Single Family | Res | ROB and NEW | 0 | Residential Households | dryer | 12 | DEER:Res_ClothesDishWasher | 1.069 | 0 | -3.92 | eTRM SWAP003-04 | 940 | 2019 | 0 | 0 | 2019 | 0 | 0 | eTRM SWAP003-04 | Clothes Dryers (Gas) ¦ SCG ¦ All | Clothes Dryers (Gas) | 0.61897 | 1 | 0.15833 | Rass 2019 | 0 | 2012 | 0.55 | SWAP003-04
RES-APPPLUG-FS-11.4 | Res ¦ Efficient Res Clothes Dryer (Gas) ¦ SCG ¦ All | Res ¦ Efficient Res Clothes Dryer (Gas) | SCG ¦ All | SCG | All | Electric & Gas | ENERGY STAR compliant gas clothes dryer | Efficient | 0 | Conventional | AppPlug | Res - Multi Family | Res | ROB and NEW | 0 | Residential Households | dryer | 12 | DEER:Res_ClothesDishWasher | 1.069 | 0 | -3.92 | eTRM SWAP003-03 | 940 | 2019 | 0 | 0 | 2019 | 0 | 0 | eTRM SWAP003-04 | Clothes Dryers (Gas) ¦ SCG ¦ All | Clothes Dryers (Gas) | 0.22177 | 1 | 0.14286 | Rass 2019 | 0 | 2012 | 0.55 | SWAP003-03
RES-APPPLUG-FS-11.5 | Res ¦ Efficient Res Clothes Dryer (Gas) ¦ SDG&E ¦ All | Res ¦ Efficient Res Clothes Dryer (Gas) | SDG&E ¦ All | SDG&E | All | Electric & Gas | ENERGY STAR compliant gas clothes dryer | Efficient | 0 | Conventional | AppPlug | Res - Single Family | Res | ROB and NEW | 0 | Residential Households | dryer | 12 | DEER:Res_ClothesDishWasher | 0.3555 | 0 | -3.905 | eTRM SWAP003-04 | 940 | 2019 | 0 | 0 | 2019 | 0 | 0 | eTRM SWAP003-04 | Clothes Dryers (Gas) ¦ SDG&E ¦ All | Clothes Dryers (Gas) | 0.63965 | 1 | 0.15833 | Rass 2019 | 0 | 2012 | 0.55 | SWAP003-04
RES-APPPLUG-FS-11.6 | Res ¦ Efficient Res Clothes Dryer (Gas) ¦ SDG&E ¦ All | Res ¦ Efficient Res Clothes Dryer (Gas) | SDG&E ¦ All | SDG&E | All | Electric & Gas | ENERGY STAR compliant gas clothes dryer | Efficient | 0 | Conventional | AppPlug | Res - Multi Family | Res | ROB and NEW | 0 | Residential Households | dryer | 12 | DEER:Res_ClothesDishWasher | 0.3555 | 0 | -3.905 | eTRM SWAP003-04 | 940 | 2019 | 0 | 0 | 2019 | 0 | 0 | eTRM SWAP003-04 | Clothes Dryers (Gas) ¦ SDG&E ¦ All | Clothes Dryers (Gas) | 0.31007 | 1 | 0.14286 | Rass 2019 | 0 | 2012 | 0.55 | SWAP003-04
RES-APPPLUG-FS-12.1 | Res ¦ Heat Pump Res Clothes Dryer - Fuel Sub ¦ PG&E ¦ All | Res ¦ Heat Pump Res Clothes Dryer - Fuel Sub | PG&E ¦ All | PG&E | All | Electric & Gas | ESME heat pump clothes dryer - fuel sub | Efficient | 0 | Conventional | AppPlug | Res - Single Family | Res | ROB and NEW | 1 | Residential Households | dryer | 12 | DEER:Res_ClothesDishWasher | 261 | 0 | -15 | eTRM SWAP014-02 | 1575.13 | 2019 | 0 | 227.75 | 2019 | 0 | -18 | eTRM SWAP014-02 | Clothes Dryers (Gas) ¦ PG&E ¦ All | Clothes Dryers (Gas) | 0.31946 | 1 | 0 | 0 | 0 | 2012 | 1 | SWAP014-02
RES-APPPLUG-FS-12.2 | Res ¦ Heat Pump Res Clothes Dryer - Fuel Sub ¦ PG&E ¦ All | Res ¦ Heat Pump Res Clothes Dryer - Fuel Sub | PG&E ¦ All | PG&E | All | Electric & Gas | ESME heat pump clothes dryer - fuel sub | Efficient | 0 | Conventional | AppPlug | Res - Multi Family | Res | ROB and NEW | 1 | Residential Households | dryer | 12 | DEER:Res_ClothesDishWasher | 261 | 0 | -15 | eTRM SWAP014-02 | 1575.13 | 2019 | 0 | 227.75 | 2019 | 0 | -18 | eTRM SWAP014-02 | Clothes Dryers (Gas) ¦ PG&E ¦ All | Clothes Dryers (Gas) | 0.13601 | 1 | 0 | 0 | 0 | 2012 | 1 | SWAP014-02
RES-APPPLUG-FS-12.3 | Res ¦ Heat Pump Res Clothes Dryer - Fuel Sub ¦ SCG ¦ All | Res ¦ Heat Pump Res Clothes Dryer - Fuel Sub | SCG ¦ All | SCG | All | Electric & Gas | ESME heat pump clothes dryer - fuel sub | Efficient | 0 | Conventional | AppPlug | Res - Single Family | Res | ROB and NEW | 1 | Residential Households | dryer | 12 | DEER:Res_ClothesDishWasher | 260 | 0 | -15 | eTRM SWAP014-02 | 1575.13 | 2019 | 0 | 227.75 | 2019 | 0 | -18 | eTRM SWAP014-02 | Clothes Dryers (Gas) ¦ SCG ¦ All | Clothes Dryers (Gas) | 0.61897 | 1 | 0 | 0 | 0 | 2012 | 1 | SWAP014-02
RES-APPPLUG-FS-12.4 | Res ¦ Heat Pump Res Clothes Dryer - Fuel Sub ¦ SCG ¦ All | Res ¦ Heat Pump Res Clothes Dryer - Fuel Sub | SCG ¦ All | SCG | All | Electric & Gas | ESME heat pump clothes dryer - fuel sub | Efficient | 0 | Conventional | AppPlug | Res - Multi Family | Res | ROB and NEW | 1 | Residential Households | dryer | 12 | DEER:Res_ClothesDishWasher | 260 | 0 | -15 | eTRM SWAP014-02 | 1575.13 | 2019 | 0 | 227.75 | 2019 | 0 | -18 | eTRM SWAP014-02 | Clothes Dryers (Gas) ¦ SCG ¦ All | Clothes Dryers (Gas) | 0.22177 | 1 | 0 | 0 | 0 | 2012 | 1 | SWAP014-02
RES-APPPLUG-FS-12.5 | Res ¦ Heat Pump Res Clothes Dryer - Fuel Sub ¦ SDG&E ¦ All | Res ¦ Heat Pump Res Clothes Dryer - Fuel Sub | SDG&E ¦ All | SDG&E | All | Electric & Gas | ESME heat pump clothes dryer - fuel sub | Efficient | 0 | Conventional | AppPlug | Res - Single Family | Res | ROB and NEW | 1 | Residential Households | dryer | 12 | DEER:Res_ClothesDishWasher | 261 | 0 | -15 | eTRM SWAP014-02 | 1575.13 | 2019 | 0 | 227.75 | 2019 | 0 | -18 | eTRM SWAP014-02 | Clothes Dryers (Gas) ¦ SDG&E ¦ All | Clothes Dryers (Gas) | 0.63965 | 1 | 0 | 0 | 0 | 2012 | 1 | SWAP014-02
RES-APPPLUG-FS-12.6 | Res ¦ Heat Pump Res Clothes Dryer - Fuel Sub ¦ SDG&E ¦ All | Res ¦ Heat Pump Res Clothes Dryer - Fuel Sub | SDG&E ¦ All | SDG&E | All | Electric & Gas | ESME heat pump clothes dryer - fuel sub | Efficient | 0 | Conventional | AppPlug | Res - Multi Family | Res | ROB and NEW | 1 | Residential Households | dryer | 12 | DEER:Res_ClothesDishWasher | 261 | 0 | -15 | eTRM SWAP014-02 | 1575.13 | 2019 | 0 | 227.75 | 2019 | 0 | -18 | eTRM SWAP014-02 | Clothes Dryers (Gas) ¦ SDG&E ¦ All | Clothes Dryers (Gas) | 0.31007 | 1 | 0 | 0 | 0 | 2012 | 1 | SWAP014-02
RES-APPPLUG-FS-20.1 | Res ¦ Res Gas Cooking Appliances ¦ PG&E ¦ All | Res ¦ Res Gas Cooking Appliances | PG&E ¦ All | PG&E | All | Electric & Gas | Natural gas cooktop or range | Average Existing and Code | 0 | Conventional | AppPlug | Res - Single Family | Res | ROB and NEW | 0 | Residential Households | stove | 16 | DEER:Res_ClothesDishWasher | 0 | 0 | 0 | eTRM SWAP013-02 | 1237.025 | 2022 | 0 | 166.68 | 2022 | 0 | 0 | eTRM SWAP013-02 | Res Cooking Appliances ¦ PG&E ¦ All | Res Cooking Appliances | 0.20812 | 1 | 1 | CLASS Web Tool - DNV GL 2012 | 0 | 2012 | 1 | SWAP013-02
RES-APPPLUG-FS-20.2 | Res ¦ Res Gas Cooking Appliances ¦ PG&E ¦ All | Res ¦ Res Gas Cooking Appliances | PG&E ¦ All | PG&E | All | Electric & Gas | Natural gas cooktop or range | Average Existing and Code | 0 | Conventional | AppPlug | Res - Multi Family | Res | ROB and NEW | 0 | Residential Households | stove | 16 | DEER:Res_ClothesDishWasher | 0 | 0 | 0 | eTRM SWAP013-02 | 1237.025 | 2022 | 0 | 166.68 | 2022 | 0 | 0 | eTRM SWAP013-02 | Res Cooking Appliances ¦ PG&E ¦ All | Res Cooking Appliances | 0.095518 | 1 | 1 | CLASS Web Tool - DNV GL 2012 | 0 | 2012 | 1 | SWAP013-02
RES-APPPLUG-FS-20.3 | Res ¦ Res Gas Cooking Appliances ¦ SCG ¦ All | Res ¦ Res Gas Cooking Appliances | SCG ¦ All | SCG | All | Electric & Gas | Natural gas cooktop or range | Average Existing and Code | 0 | Conventional | AppPlug | Res - Single Family | Res | ROB and NEW | 0 | Residential Households | stove | 16 | DEER:Res_ClothesDishWasher | 0 | 0 | 0 | eTRM SWAP013-02 | 1237.025 | 2022 | 0 | 166.68 | 2022 | 0 | 0 | eTRM SWAP013-02 | Res Cooking Appliances ¦ SCG ¦ All | Res Cooking Appliances | 0.20812 | 1 | 1 | CLASS Web Tool - DNV GL 2012 | 0 | 2012 | 1 | SWAP013-02
RES-APPPLUG-FS-20.4 | Res ¦ Res Gas Cooking Appliances ¦ SCG ¦ All | Res ¦ Res Gas Cooking Appliances | SCG ¦ All | SCG | All | Electric & Gas | Natural gas cooktop or range | Average Existing and Code | 0 | Conventional | AppPlug | Res - Multi Family | Res | ROB and NEW | 0 | Residential Households | stove | 16 | DEER:Res_ClothesDishWasher | 0 | 0 | 0 | eTRM SWAP013-02 | 1237.025 | 2022 | 0 | 166.68 | 2022 | 0 | 0 | eTRM SWAP013-02 | Res Cooking Appliances ¦ SCG ¦ All | Res Cooking Appliances | 0.095518 | 1 | 1 | CLASS Web Tool - DNV GL 2012 | 0 | 2012 | 1 | SWAP013-02
RES-APPPLUG-FS-20.5 | Res ¦ Res Gas Cooking Appliances ¦ SDG&E ¦ All | Res ¦ Res Gas Cooking Appliances | SDG&E ¦ All | SDG&E | All | Electric & Gas | Natural gas cooktop or range | Average Existing and Code | 0 | Conventional | AppPlug | Res - Single Family | Res | ROB and NEW | 0 | Residential Households | stove | 16 | DEER:Res_ClothesDishWasher | 0 | 0 | 0 | eTRM SWAP013-02 | 1237.025 | 2022 | 0 | 166.68 | 2022 | 0 | 0 | eTRM SWAP013-02 | Res Cooking Appliances ¦ SDG&E ¦ All | Res Cooking Appliances | 0.20812 | 1 | 1 | CLASS Web Tool - DNV GL 2012 | 0 | 2012 | 1 | SWAP013-02
RES-APPPLUG-FS-20.6 | Res ¦ Res Gas Cooking Appliances ¦ SDG&E ¦ All | Res ¦ Res Gas Cooking Appliances | SDG&E ¦ All | SDG&E | All | Electric & Gas | Natural gas cooktop or range | Average Existing and Code | 0 | Conventional | AppPlug | Res - Multi Family | Res | ROB and NEW | 0 | Residential Households | stove | 16 | DEER:Res_ClothesDishWasher | 0 | 0 | 0 | eTRM SWAP013-02 | 1237.025 | 2022 | 0 | 166.68 | 2022 | 0 | 0 | eTRM SWAP013-02 | Res Cooking Appliances ¦ SDG&E ¦ All | Res Cooking Appliances | 0.095518 | 1 | 1 | CLASS Web Tool - DNV GL 2012 | 0 | 2012 | 1 | SWAP013-02
RES-APPPLUG-FS-21.1 | Res ¦ Res Induction Cooking - Fuel Sub ¦ PG&E ¦ All | Res ¦ Res Induction Cooking - Fuel Sub | PG&E ¦ All | PG&E | All | Electric & Gas | Induction cooktop or electric range with induction cooktop - fuel sub | Efficient | 0 | Conventional | AppPlug | Res - Single Family | Res | ROB and NEW | 1 | Residential Households | stove | 16 | DEER:Res_ClothesDishWasher | 148.45 | 0 | -10.02 | eTRM SWAP013-02 | 2155.81 | 2022 | 0 | 322.94 | 2022 | 0 | 0 | eTRM SWAP013-02 | Res Cooking Appliances ¦ PG&E ¦ All | Res Cooking Appliances | 0.20812 | 1 | 0 | CLASS Web Tool - DNV GL 2012 | 0 | 2012 | 1 | SWAP013-02
RES-APPPLUG-FS-21.2 | Res ¦ Res Induction Cooking - Fuel Sub ¦ PG&E ¦ All | Res ¦ Res Induction Cooking - Fuel Sub | PG&E ¦ All | PG&E | All | Electric & Gas | Induction cooktop or electric range with induction cooktop - fuel sub | Efficient | 0 | Conventional | AppPlug | Res - Multi Family | Res | ROB and NEW | 1 | Residential Households | stove | 16 | DEER:Res_ClothesDishWasher | 148.45 | 0 | -10.02 | eTRM SWAP013-02 | 2155.81 | 2022 | 0 | 322.94 | 2022 | 0 | 0 | eTRM SWAP013-02 | Res Cooking Appliances ¦ PG&E ¦ All | Res Cooking Appliances | 0.095518 | 1 | 0 | CLASS Web Tool - DNV GL 2012 | 0 | 2012 | 1 | SWAP013-02
RES-APPPLUG-FS-21.3 | Res ¦ Res Induction Cooking - Fuel Sub ¦ SCG ¦ All | Res ¦ Res Induction Cooking - Fuel Sub | SCG ¦ All | SCG | All | Electric & Gas | Induction cooktop or electric range with induction cooktop - fuel sub | Efficient | 0 | Conventional | AppPlug | Res - Single Family | Res | ROB and NEW | 1 | Residential Households | stove | 16 | DEER:Res_ClothesDishWasher | 148.45 | 0 | -10.02 | eTRM SWAP013-02 | 2155.81 | 2022 | 0 | 322.94 | 2022 | 0 | 0 | eTRM SWAP013-02 | Res Cooking Appliances ¦ SCG ¦ All | Res Cooking Appliances | 0.20812 | 1 | 0 | CLASS Web Tool - DNV GL 2012 | 0 | 2012 | 1 | SWAP013-02
RES-APPPLUG-FS-21.4 | Res ¦ Res Induction Cooking - Fuel Sub ¦ SCG ¦ All | Res ¦ Res Induction Cooking - Fuel Sub | SCG ¦ All | SCG | All | Electric & Gas | Induction cooktop or electric range with induction cooktop - fuel sub | Efficient | 0 | Conventional | AppPlug | Res - Multi Family | Res | ROB and NEW | 1 | Residential Households | stove | 16 | DEER:Res_ClothesDishWasher | 148.45 | 0 | -10.02 | eTRM SWAP013-02 | 2155.81 | 2022 | 0 | 322.94 | 2022 | 0 | 0 | eTRM SWAP013-02 | Res Cooking Appliances ¦ SCG ¦ All | Res Cooking Appliances | 0.095518 | 1 | 0 | CLASS Web Tool - DNV GL 2012 | 0 | 2012 | 1 | SWAP013-02
RES-APPPLUG-FS-21.5 | Res ¦ Res Induction Cooking - Fuel Sub ¦ SDG&E ¦ All | Res ¦ Res Induction Cooking - Fuel Sub | SDG&E ¦ All | SDG&E | All | Electric & Gas | Induction cooktop or electric range with induction cooktop - fuel sub | Efficient | 0 | Conventional | AppPlug | Res - Single Family | Res | ROB and NEW | 1 | Residential Households | stove | 16 | DEER:Res_ClothesDishWasher | 148.45 | 0 | -10.02 | eTRM SWAP013-02 | 2155.81 | 2022 | 0 | 322.94 | 2022 | 0 | 0 | eTRM SWAP013-02 | Res Cooking Appliances ¦ SDG&E ¦ All | Res Cooking Appliances | 0.20812 | 1 | 0 | CLASS Web Tool - DNV GL 2012 | 0 | 2012 | 1 | SWAP013-02
RES-APPPLUG-FS-21.6 | Res ¦ Res Induction Cooking - Fuel Sub ¦ SDG&E ¦ All | Res ¦ Res Induction Cooking - Fuel Sub | SDG&E ¦ All | SDG&E | All | Electric & Gas | Induction cooktop or electric range with induction cooktop - fuel sub | Efficient | 0 | Conventional | AppPlug | Res - Multi Family | Res | ROB and NEW | 1 | Residential Households | stove | 16 | DEER:Res_ClothesDishWasher | 148.45 | 0 | -10.02 | eTRM SWAP013-02 | 2155.81 | 2022 | 0 | 322.94 | 2022 | 0 | 0 | eTRM SWAP013-02 | Res Cooking Appliances ¦ SDG&E ¦ All | Res Cooking Appliances | 0.095518 | 1 | 0 | CLASS Web Tool - DNV GL 2012 | 0 | 2012 | 1 | SWAP013-02
RES-APPPLUG-FS-30.1 | Res ¦ Code Level Gas Pool Heater ¦ PG&E ¦ All | Res ¦ Code Level Gas Pool Heater | PG&E ¦ All | PG&E | All | Electric & Gas | Standard efficiency natural gas pool heater | Average Existing and Code | 0 | Conventional | AppPlug | Res - Single Family | Res | ROB and NEW | 0 | Residential Households | pool heater | 10 | DEER:RefgFrzr_Recyc-UnConditioned | 0 | 0 | 0 | eTRM SWAP005-02 | 3022.235 | 2022 | 0 | 3685.43 | 2022 | 0 | 0 | eTRM SWAP005-02 | Res Pool Heaters ¦ PG&E ¦ All | Res Pool Heaters | 0.014712 | 1 | 1 | RASS 2019 | 0 | 2012 | 0.55 | SWAP005-02
RES-APPPLUG-FS-30.2 | Res ¦ Code Level Gas Pool Heater ¦ PG&E ¦ All | Res ¦ Code Level Gas Pool Heater | PG&E ¦ All | PG&E | All | Electric & Gas | Standard efficiency natural gas pool heater | Average Existing and Code | 0 | Conventional | AppPlug | Res - Multi Family | Res | ROB and NEW | 0 | Residential Households | pool heater | 10 | DEER:RefgFrzr_Recyc-UnConditioned | 0 | 0 | 0 | eTRM SWAP005-02 | 3022.235 | 2022 | 0 | 3685.43 | 2022 | 0 | 0 | eTRM SWAP005-02 | Res Pool Heaters ¦ PG&E ¦ All | Res Pool Heaters | 0.0026305 | 1 | 1 | RASS 2019 | 0 | 2012 | 0.55 | SWAP005-02
RES-APPPLUG-FS-30.3 | Res ¦ Code Level Gas Pool Heater ¦ SCG ¦ All | Res ¦ Code Level Gas Pool Heater | SCG ¦ All | SCG | All | Electric & Gas | Standard efficiency natural gas pool heater | Average Existing and Code | 0 | Conventional | AppPlug | Res - Single Family | Res | ROB and NEW | 0 | Residential Households | pool heater | 10 | DEER:RefgFrzr_Recyc-UnConditioned | 0 | 0 | 0 | eTRM SWAP005-02 | 3022.235 | 2022 | 0 | 3685.43 | 2022 | 0 | 0 | eTRM SWAP005-02 | Res Pool Heaters ¦ SCG ¦ All | Res Pool Heaters | 0.032339 | 1 | 1 | RASS 2019 | 0 | 2012 | 0.55 | SWAP005-02
RES-APPPLUG-FS-30.4 | Res ¦ Code Level Gas Pool Heater ¦ SCG ¦ All | Res ¦ Code Level Gas Pool Heater | SCG ¦ All | SCG | All | Electric & Gas | Standard efficiency natural gas pool heater | Average Existing and Code | 0 | Conventional | AppPlug | Res - Multi Family | Res | ROB and NEW | 0 | Residential Households | pool heater | 10 | DEER:RefgFrzr_Recyc-UnConditioned | 0 | 0 | 0 | eTRM SWAP005-02 | 3022.235 | 2022 | 0 | 3685.43 | 2022 | 0 | 0 | eTRM SWAP005-02 | Res Pool Heaters ¦ SCG ¦ All | Res Pool Heaters | 0.0038569 | 1 | 1 | RASS 2019 | 0 | 2012 | 0.55 | SWAP005-02
RES-APPPLUG-FS-30.5 | Res ¦ Code Level Gas Pool Heater ¦ SDG&E ¦ All | Res ¦ Code Level Gas Pool Heater | SDG&E ¦ All | SDG&E | All | Electric & Gas | Standard efficiency natural gas pool heater | Average Existing and Code | 0 | Conventional | AppPlug | Res - Single Family | Res | ROB and NEW | 0 | Residential Households | pool heater | 10 | DEER:RefgFrzr_Recyc-UnConditioned | 0 | 0 | 0 | eTRM SWAP005-02 | 3022.235 | 2022 | 0 | 3685.43 | 2022 | 0 | 0 | eTRM SWAP005-02 | Res Pool Heaters ¦ SDG&E ¦ All | Res Pool Heaters | 0.022609 | 1 | 1 | RASS 2019 | 0 | 2012 | 0.55 | SWAP005-02
RES-APPPLUG-FS-30.6 | Res ¦ Code Level Gas Pool Heater ¦ SDG&E ¦ All | Res ¦ Code Level Gas Pool Heater | SDG&E ¦ All | SDG&E | All | Electric & Gas | Standard efficiency natural gas pool heater | Average Existing and Code | 0 | Conventional | AppPlug | Res - Multi Family | Res | ROB and NEW | 0 | Residential Households | pool heater | 10 | DEER:RefgFrzr_Recyc-UnConditioned | 0 | 0 | 0 | eTRM SWAP005-02 | 3022.235 | 2022 | 0 | 3685.43 | 2022 | 0 | 0 | eTRM SWAP005-02 | Res Pool Heaters ¦ SDG&E ¦ All | Res Pool Heaters | 0.018829 | 1 | 1 | RASS 2019 | 0 | 2012 | 0.55 | SWAP005-02
RES-APPPLUG-FS-31.1 | Res ¦ Efficient Gas Pool Heater ¦ PG&E ¦ All | Res ¦ Efficient Gas Pool Heater | PG&E ¦ All | PG&E | All | Electric & Gas | Efficient (tier 1) gas pool heater | Efficient | 0 | Conventional | AppPlug | Res - Single Family | Res | ROB and NEW | 0 | Residential Households | pool heater | 10 | DEER:RefgFrzr_Recyc-UnConditioned | 0 | 0 | -33 | eTRM SWAP004-03 | 3642.235 | 2022 | 0 | 3685.43 | 2022 | 0 | 0 | eTRM SWAP004-03 | Res Pool Heaters ¦ PG&E ¦ All | Res Pool Heaters | 0.014712 | 1 | 0 | RASS 2019 | 0 | 2012 | 0.55 | SWAP004-03
RES-APPPLUG-FS-31.2 | Res ¦ Efficient Gas Pool Heater ¦ PG&E ¦ All | Res ¦ Efficient Gas Pool Heater | PG&E ¦ All | PG&E | All | Electric & Gas | Efficient (tier 1) gas pool heater | Efficient | 0 | Conventional | AppPlug | Res - Multi Family | Res | ROB and NEW | 0 | Residential Households | pool heater | 10 | DEER:RefgFrzr_Recyc-UnConditioned | 0 | 0 | -33 | eTRM SWAP004-03 | 3642.235 | 2022 | 0 | 3685.43 | 2022 | 0 | 0 | eTRM SWAP004-03 | Res Pool Heaters ¦ PG&E ¦ All | Res Pool Heaters | 0.0026305 | 1 | 0 | RASS 2019 | 0 | 2012 | 0.55 | SWAP004-03
RES-APPPLUG-FS-31.3 | Res ¦ Efficient Gas Pool Heater ¦ SCG ¦ All | Res ¦ Efficient Gas Pool Heater | SCG ¦ All | SCG | All | Electric & Gas | Efficient (tier 1) gas pool heater | Efficient | 0 | Conventional | AppPlug | Res - Single Family | Res | ROB and NEW | 0 | Residential Households | pool heater | 10 | DEER:RefgFrzr_Recyc-UnConditioned | 0 | 0 | -9 | eTRM SWAP004-03 | 3642.235 | 2022 | 0 | 3685.43 | 2022 | 0 | 0 | eTRM SWAP004-03 | Res Pool Heaters ¦ SCG ¦ All | Res Pool Heaters | 0.032339 | 1 | 0 | RASS 2019 | 0 | 2012 | 0.55 | SWAP004-03
RES-APPPLUG-FS-31.4 | Res ¦ Efficient Gas Pool Heater ¦ SCG ¦ All | Res ¦ Efficient Gas Pool Heater | SCG ¦ All | SCG | All | Electric & Gas | Efficient (tier 1) gas pool heater | Efficient | 0 | Conventional | AppPlug | Res - Multi Family | Res | ROB and NEW | 0 | Residential Households | pool heater | 10 | DEER:RefgFrzr_Recyc-UnConditioned | 0 | 0 | -9 | eTRM SWAP004-03 | 3642.235 | 2022 | 0 | 3685.43 | 2022 | 0 | 0 | eTRM SWAP004-03 | Res Pool Heaters ¦ SCG ¦ All | Res Pool Heaters | 0.0038569 | 1 | 0 | RASS 2019 | 0 | 2012 | 0.55 | SWAP004-03
RES-APPPLUG-FS-31.5 | Res ¦ Efficient Gas Pool Heater ¦ SDG&E ¦ All | Res ¦ Efficient Gas Pool Heater | SDG&E ¦ All | SDG&E | All | Electric & Gas | Efficient (tier 1) gas pool heater | Efficient | 0 | Conventional | AppPlug | Res - Single Family | Res | ROB and NEW | 0 | Residential Households | pool heater | 10 | DEER:RefgFrzr_Recyc-UnConditioned | 0 | 0 | -15 | eTRM SWAP004-03 | 3642.235 | 2022 | 0 | 3685.43 | 2022 | 0 | 0 | eTRM SWAP004-03 | Res Pool Heaters ¦ SDG&E ¦ All | Res Pool Heaters | 0.022609 | 1 | 0 | RASS 2019 | 0 | 2012 | 0.55 | SWAP004-03
RES-APPPLUG-FS-31.6 | Res ¦ Efficient Gas Pool Heater ¦ SDG&E ¦ All | Res ¦ Efficient Gas Pool Heater | SDG&E ¦ All | SDG&E | All | Electric & Gas | Efficient (tier 1) gas pool heater | Efficient | 0 | Conventional | AppPlug | Res - Multi Family | Res | ROB and NEW | 0 | Residential Households | pool heater | 10 | DEER:RefgFrzr_Recyc-UnConditioned | 0 | 0 | -15 | eTRM SWAP004-03 | 3642.235 | 2022 | 0 | 3685.43 | 2022 | 0 | 0 | eTRM SWAP004-03 | Res Pool Heaters ¦ SDG&E ¦ All | Res Pool Heaters | 0.018829 | 1 | 0 | RASS 2019 | 0 | 2012 | 0.55 | SWAP004-03
RES-APPPLUG-FS-32.1 | Res ¦ Heat Pump Pool Heater - Fuel Sub ¦ PG&E ¦ All | Res ¦ Heat Pump Pool Heater - Fuel Sub | PG&E ¦ All | PG&E | All | Electric & Gas | Efficient heat pump pool heater | Efficient | 0 | Conventional | AppPlug | Res - Single Family | Res | ROB Only | 1 | Residential Households | pool heater | 10 | DEER:RefgFrzr_Recyc-UnConditioned | 2730 | 0 | -514 | eTRM SWAP005-02 | 5072.445 | 2022 | 0 | 4225.61 | 2022 | 0 | -159.82 | eTRM SWAP005-02 | Res Pool Heaters ¦ PG&E ¦ All | Res Pool Heaters | 0.014712 | 1 | 0 | RASS 2019 | 0 | 2012 | 1 | SWAP005-02
RES-APPPLUG-FS-32.2 | Res ¦ Heat Pump Pool Heater - Fuel Sub ¦ PG&E ¦ All | Res ¦ Heat Pump Pool Heater - Fuel Sub | PG&E ¦ All | PG&E | All | Electric & Gas | Efficient heat pump pool heater | Efficient | 0 | Conventional | AppPlug | Res - Multi Family | Res | ROB Only | 1 | Residential Households | pool heater | 10 | DEER:RefgFrzr_Recyc-UnConditioned | 4490 | 0 | -843 | eTRM SWAP005-02 | 5072.445 | 2022 | 0 | 4225.61 | 2022 | 0 | -159.82 | eTRM SWAP005-02 | Res Pool Heaters ¦ PG&E ¦ All | Res Pool Heaters | 0.0026305 | 1 | 0 | RASS 2019 | 0 | 2012 | 1 | SWAP005-02
RES-APPPLUG-FS-32.3 | Res ¦ Heat Pump Pool Heater - Fuel Sub ¦ SCG ¦ All | Res ¦ Heat Pump Pool Heater - Fuel Sub | SCG ¦ All | SCG | All | Electric & Gas | Efficient heat pump pool heater | Efficient | 0 | Conventional | AppPlug | Res - Single Family | Res | ROB Only | 1 | Residential Households | pool heater | 10 | DEER:RefgFrzr_Recyc-UnConditioned | 731 | 0 | -136 | eTRM SWAP005-02 | 5072.445 | 2022 | 0 | 4225.61 | 2022 | 0 | -159.82 | eTRM SWAP005-02 | Res Pool Heaters ¦ SCG ¦ All | Res Pool Heaters | 0.032339 | 1 | 0 | RASS 2019 | 0 | 2012 | 1 | SWAP005-02
RES-APPPLUG-FS-32.4 | Res ¦ Heat Pump Pool Heater - Fuel Sub ¦ SCG ¦ All | Res ¦ Heat Pump Pool Heater - Fuel Sub | SCG ¦ All | SCG | All | Electric & Gas | Efficient heat pump pool heater | Efficient | 0 | Conventional | AppPlug | Res - Multi Family | Res | ROB Only | 1 | Residential Households | pool heater | 10 | DEER:RefgFrzr_Recyc-UnConditioned | 1190 | 0 | -222 | eTRM SWAP005-02 | 5072.445 | 2022 | 0 | 4225.61 | 2022 | 0 | -159.82 | eTRM SWAP005-02 | Res Pool Heaters ¦ SCG ¦ All | Res Pool Heaters | 0.0038569 | 1 | 0 | RASS 2019 | 0 | 2012 | 1 | SWAP005-02
RES-APPPLUG-FS-32.5 | Res ¦ Heat Pump Pool Heater - Fuel Sub ¦ SDG&E ¦ All | Res ¦ Heat Pump Pool Heater - Fuel Sub | SDG&E ¦ All | SDG&E | All | Electric & Gas | Efficient heat pump pool heater | Efficient | 0 | Conventional | AppPlug | Res - Single Family | Res | ROB Only | 1 | Residential Households | pool heater | 10 | DEER:RefgFrzr_Recyc-UnConditioned | 1040 | 0 | -206 | eTRM SWAP005-02 | 5072.445 | 2022 | 0 | 4225.61 | 2022 | 0 | -159.82 | eTRM SWAP005-02 | Res Pool Heaters ¦ SDG&E ¦ All | Res Pool Heaters | 0.022609 | 1 | 0 | RASS 2019 | 0 | 2012 | 1 | SWAP005-02
RES-APPPLUG-FS-32.6 | Res ¦ Heat Pump Pool Heater - Fuel Sub ¦ SDG&E ¦ All | Res ¦ Heat Pump Pool Heater - Fuel Sub | SDG&E ¦ All | SDG&E | All | Electric & Gas | Efficient heat pump pool heater | Efficient | 0 | Conventional | AppPlug | Res - Multi Family | Res | ROB Only | 1 | Residential Households | pool heater | 10 | DEER:RefgFrzr_Recyc-UnConditioned | 1710 | 0 | -337 | eTRM SWAP005-02 | 5072.445 | 2022 | 0 | 4225.61 | 2022 | 0 | -159.82 | eTRM SWAP005-02 | Res Pool Heaters ¦ SDG&E ¦ All | Res Pool Heaters | 0.018829 | 1 | 0 | RASS 2019 | 0 | 2012 | 1 | SWAP005-02
RES-BLDGENV-10.1 | Res ¦ Floor Insulation (R0) - Marine ¦ PG&E ¦ Marine | Res ¦ Floor Insulation (R0) - Marine | PG&E ¦ Marine | PG&E | All | Electric & Gas | No existing floor insulation | Average Existing | 0 | Conventional | BldgEnv | Res - Single Family | Res | RET Only | 0 | Residential Households | sq ft of insulation | 20 | DEER:Res_BldgShell_Ins | 0 | 0 | 0 | DEER2005 | 0 | 2005 | 0 | 0 | 2005 | 0 | 0 | Itron, Inc. 2005. 2004-2005 Database for Energy Efficiency Resources (DEER) Update Study - Final Report | Floor Insulation (Elec/Gas) - Marine ¦ PG&E ¦ Marine | Floor Insulation (Elec/Gas) - Marine | 1840.9799 | 0.5 | 0.89968 | CLASS Web Tool - DNV GL 2012 | 0 | 2012 | 0.85 | None
RES-BLDGENV-10.2 | Res ¦ Floor Insulation (R0) - Marine ¦ PG&E ¦ Marine | Res ¦ Floor Insulation (R0) - Marine | PG&E ¦ Marine | PG&E | All | Electric & Gas | No existing floor insulation | Average Existing | 0 | Conventional | BldgEnv | Res - Multi Family | Res | RET Only | 0 | Residential Households | sq ft of insulation | 20 | DEER:Res_BldgShell_Ins | 0 | 0 | 0 | DEER2005 | 0 | 2005 | 0 | 0 | 2005 | 0 | 0 | Itron, Inc. 2005. 2004-2005 Database for Energy Efficiency Resources (DEER) Update Study - Final Report | Floor Insulation (Elec/Gas) - Marine ¦ PG&E ¦ Marine | Floor Insulation (Elec/Gas) - Marine | 836.3072 | 0.5 | 0.98039 | CLASS Web Tool - DNV GL 2012 | 0 | 2012 | 0.85 | None
RES-BLDGENV-10.3 | Res ¦ Floor Insulation (R0) - Hot-Dry ¦ PG&E ¦ Hot-Dry | Res ¦ Floor Insulation (R0) - Hot-Dry | PG&E ¦ Hot-Dry | PG&E | All | Electric & Gas | No existing floor insulation | Average Existing | 0 | Conventional | BldgEnv | Res - Single Family | Res | RET Only | 0 | Residential Households | sq ft of insulation | 20 | DEER:Res_BldgShell_Ins | 0 | 0 | 0 | DEER2005 | 0 | 2005 | 0 | 0 | 2005 | 0 | 0 | Itron, Inc. 2005. 2004-2005 Database for Energy Efficiency Resources (DEER) Update Study - Final Report | Floor Insulation (Elec/Gas) - Hot-Dry ¦ PG&E ¦ Hot-Dry | Floor Insulation (Elec/Gas) - Hot-Dry | 1840.9799 | 0.5 | 0.89968 | CLASS Web Tool - DNV GL 2012 | 0 | 2012 | 0.85 | None
RES-BLDGENV-10.4 | Res ¦ Floor Insulation (R0) - Hot-Dry ¦ PG&E ¦ Hot-Dry | Res ¦ Floor Insulation (R0) - Hot-Dry | PG&E ¦ Hot-Dry | PG&E | All | Electric & Gas | No existing floor insulation | Average Existing | 0 | Conventional | BldgEnv | Res - Multi Family | Res | RET Only | 0 | Residential Households | sq ft of insulation | 20 | DEER:Res_BldgShell_Ins | 0 | 0 | 0 | DEER2005 | 0 | 2005 | 0 | 0 | 2005 | 0 | 0 | Itron, Inc. 2005. 2004-2005 Database for Energy Efficiency Resources (DEER) Update Study - Final Report | Floor Insulation (Elec/Gas) - Hot-Dry ¦ PG&E ¦ Hot-Dry | Floor Insulation (Elec/Gas) - Hot-Dry | 836.3072 | 0.5 | 0.98039 | CLASS Web Tool - DNV GL 2012 | 0 | 2012 | 0.85 | None
RES-BLDGENV-10.5 | Res ¦ Floor Insulation (R0) - Cold ¦ PG&E ¦ Cold | Res ¦ Floor Insulation (R0) - Cold | PG&E ¦ Cold | PG&E | All | Electric & Gas | No existing floor insulation | Average Existing | 0 | Conventional | BldgEnv | Res - Single Family | Res | RET Only | 0 | Residential Households | sq ft of insulation | 20 | DEER:Res_BldgShell_Ins | 0 | 0 | 0 | DEER2005 | 0 | 2005 | 0 | 0 | 2005 | 0 | 0 | Itron, Inc. 2005. 2004-2005 Database for Energy Efficiency Resources (DEER) Update Study - Final Report | Floor Insulation (Elec/Gas) - Cold ¦ PG&E ¦ Cold | Floor Insulation (Elec/Gas) - Cold | 1840.9799 | 0.5 | 0.89968 | CLASS Web Tool - DNV GL 2012 | 0 | 2012 | 0.85 | None
RES-BLDGENV-10.6 | Res ¦ Floor Insulation (R0) - Cold ¦ PG&E ¦ Cold | Res ¦ Floor Insulation (R0) - Cold | PG&E ¦ Cold | PG&E | All | Electric & Gas | No existing floor insulation | Average Existing | 0 | Conventional | BldgEnv | Res - Multi Family | Res | RET Only | 0 | Residential Households | sq ft of insulation | 20 | DEER:Res_BldgShell_Ins | 0 | 0 | 0 | DEER2005 | 0 | 2005 | 0 | 0 | 2005 | 0 | 0 | Itron, Inc. 2005. 2004-2005 Database for Energy Efficiency Resources (DEER) Update Study - Final Report | Floor Insulation (Elec/Gas) - Cold ¦ PG&E ¦ Cold | Floor Insulation (Elec/Gas) - Cold | 836.3072 | 0.5 | 0.98039 | CLASS Web Tool - DNV GL 2012 | 0 | 2012 | 0.85 | None
RES-BLDGENV-11.1 | Res ¦ Floor Insulation (R19) - Marine ¦ PG&E ¦ Marine | Res ¦ Floor Insulation (R19) - Marine | PG&E ¦ Marine | PG&E | All | Electric & Gas | Code level R19 floor insulation for RET and NEW | Code | 0 | Conventional | BldgEnv | Res - Single Family | Res | RET and NEW | 0 | Residential Households | sq ft of insulation | 20 | DEER:Res_BldgShell_Ins | 0.19 | -0.000492 | -0.0407 | DEER2005 | 0.38 | 2005 | 0 | 0.51 | 2005 | 0 | 0 | Itron, Inc. 2005. 2004-2005 Database for Energy Efficiency Resources (DEER) Update Study - Final Report | Floor Insulation (Elec/Gas) - Marine ¦ PG&E ¦ Marine | Floor Insulation (Elec/Gas) - Marine | 1840.9799 | 0.5 | 0.080255 | CLASS Web Tool - DNV GL 2012 | 0 | 2012 | 0.85 | D03-426
RES-BLDGENV-11.2 | Res ¦ Floor Insulation (R19) - Marine ¦ PG&E ¦ Marine | Res ¦ Floor Insulation (R19) - Marine | PG&E ¦ Marine | PG&E | All | Electric & Gas | Code level R19 floor insulation for RET and NEW | Code | 0 | Conventional | BldgEnv | Res - Multi Family | Res | RET and NEW | 0 | Residential Households | sq ft of insulation | 20 | DEER:Res_BldgShell_Ins | 0.19 | -0.000492 | -0.0407 | DEER2005 | 0.38 | 2005 | 0 | 0.51 | 2005 | 0 | 0 | Itron, Inc. 2005. 2004-2005 Database for Energy Efficiency Resources (DEER) Update Study - Final Report | Floor Insulation (Elec/Gas) - Marine ¦ PG&E ¦ Marine | Floor Insulation (Elec/Gas) - Marine | 836.3072 | 0.5 | 0.015686 | CLASS Web Tool - DNV GL 2012 | 0 | 2012 | 0.85 | D03-426
RES-BLDGENV-11.3 | Res ¦ Floor Insulation (R19) - Hot-Dry ¦ PG&E ¦ Hot-Dry | Res ¦ Floor Insulation (R19) - Hot-Dry | PG&E ¦ Hot-Dry | PG&E | All | Electric & Gas | Code level R19 floor insulation for RET and NEW | Code | 0 | Conventional | BldgEnv | Res - Single Family | Res | RET and NEW | 0 | Residential Households | sq ft of insulation | 20 | DEER:Res_BldgShell_Ins | 0.243 | -0.000107 | -0.0376 | DEER2005 | 0.38 | 2005 | 0 | 0.51 | 2005 | 0 | 0 | Itron, Inc. 2005. 2004-2005 Database for Energy Efficiency Resources (DEER) Update Study - Final Report | Floor Insulation (Elec/Gas) - Hot-Dry ¦ PG&E ¦ Hot-Dry | Floor Insulation (Elec/Gas) - Hot-Dry | 1840.9799 | 0.5 | 0.080255 | CLASS Web Tool - DNV GL 2012 | 0 | 2012 | 0.85 | D03-426
RES-BLDGENV-11.4 | Res ¦ Floor Insulation (R19) - Hot-Dry ¦ PG&E ¦ Hot-Dry | Res ¦ Floor Insulation (R19) - Hot-Dry | PG&E ¦ Hot-Dry | PG&E | All | Electric & Gas | Code level R19 floor insulation for RET and NEW | Code | 0 | Conventional | BldgEnv | Res - Multi Family | Res | RET and NEW | 0 | Residential Households | sq ft of insulation | 20 | DEER:Res_BldgShell_Ins | 0.243 | -0.000107 | -0.0376 | DEER2005 | 0.38 | 2005 | 0 | 0.51 | 2005 | 0 | 0 | Itron, Inc. 2005. 2004-2005 Database for Energy Efficiency Resources (DEER) Update Study - Final Report | Floor Insulation (Elec/Gas) - Hot-Dry ¦ PG&E ¦ Hot-Dry | Floor Insulation (Elec/Gas) - Hot-Dry | 836.3072 | 0.5 | 0.015686 | CLASS Web Tool - DNV GL 2012 | 0 | 2012 | 0.85 | D03-426
RES-BLDGENV-11.5 | Res ¦ Floor Insulation (R19) - Cold ¦ PG&E ¦ Cold | Res ¦ Floor Insulation (R19) - Cold | PG&E ¦ Cold | PG&E | All | Electric & Gas | Code level R19 floor insulation for RET and NEW | Code | 0 | Conventional | BldgEnv | Res - Single Family | Res | RET and NEW | 0 | Residential Households | sq ft of insulation | 20 | DEER:Res_BldgShell_Ins | 0.208 | -0.000244 | -0.0984 | DEER2005 | 0.38 | 2005 | 0 | 0.51 | 2005 | 0 | 0 | Itron, Inc. 2005. 2004-2005 Database for Energy Efficiency Resources (DEER) Update Study - Final Report | Floor Insulation (Elec/Gas) - Cold ¦ PG&E ¦ Cold | Floor Insulation (Elec/Gas) - Cold | 1840.9799 | 0.5 | 0.080255 | CLASS Web Tool - DNV GL 2012 | 0 | 2012 | 0.85 | D03-426
RES-BLDGENV-11.6 | Res ¦ Floor Insulation (R19) - Cold ¦ PG&E ¦ Cold | Res ¦ Floor Insulation (R19) - Cold | PG&E ¦ Cold | PG&E | All | Electric & Gas | Code level R19 floor insulation for RET and NEW | Code | 0 | Conventional | BldgEnv | Res - Multi Family | Res | RET and NEW | 0 | Residential Households | sq ft of insulation | 20 | DEER:Res_BldgShell_Ins | 0.208 | -0.000244 | -0.0984 | DEER2005 | 0.38 | 2005 | 0 | 0.51 | 2005 | 0 | 0 | Itron, Inc. 2005. 2004-2005 Database for Energy Efficiency Resources (DEER) Update Study - Final Report | Floor Insulation (Elec/Gas) - Cold ¦ PG&E ¦ Cold | Floor Insulation (Elec/Gas) - Cold | 836.3072 | 0.5 | 0.015686 | CLASS Web Tool - DNV GL 2012 | 0 | 2012 | 0.85 | D03-426
RES-BLDGENV-12.1 | Res ¦ Floor Insulation (R30) - Marine ¦ PG&E ¦ Marine | Res ¦ Floor Insulation (R30) - Marine | PG&E ¦ Marine | PG&E | All | Electric & Gas | Efficient level R30 floor insulation for RET and NEW | Efficient | 0 | Conventional | BldgEnv | Res - Single Family | Res | RET and NEW | 0 | Residential Households | sq ft of insulation | 20 | DEER:Res_BldgShell_Ins | 0.212 | -0.000536 | -0.0468 | DEER2005 | 0.56 | 2005 | 0 | 0.78 | 2005 | 0 | 0 | Itron, Inc. 2005. 2004-2005 Database for Energy Efficiency Resources (DEER) Update Study - Final Report | Floor Insulation (Elec/Gas) - Marine ¦ PG&E ¦ Marine | Floor Insulation (Elec/Gas) - Marine | 1840.9799 | 0.5 | 0.020064 | CLASS Web Tool - DNV GL 2012 | 0.30773 | 2032 | 0.85 | D03-427
RES-BLDGENV-12.2 | Res ¦ Floor Insulation (R30) - Marine ¦ PG&E ¦ Marine | Res ¦ Floor Insulation (R30) - Marine | PG&E ¦ Marine | PG&E | All | Electric & Gas | Efficient level R30 floor insulation for RET and NEW | Efficient | 0 | Conventional | BldgEnv | Res - Multi Family | Res | RET and NEW | 0 | Residential Households | sq ft of insulation | 20 | DEER:Res_BldgShell_Ins | 0.212 | -0.000536 | -0.0468 | DEER2005 | 0.56 | 2005 | 0 | 0.78 | 2005 | 0 | 0 | Itron, Inc. 2005. 2004-2005 Database for Energy Efficiency Resources (DEER) Update Study - Final Report | Floor Insulation (Elec/Gas) - Marine ¦ PG&E ¦ Marine | Floor Insulation (Elec/Gas) - Marine | 836.3072 | 0.5 | 0.0039216 | CLASS Web Tool - DNV GL 2012 | 0 | 2012 | 0.85 | D03-427
RES-BLDGENV-12.3 | Res ¦ Floor Insulation (R30) - Hot-Dry ¦ PG&E ¦ Hot-Dry | Res ¦ Floor Insulation (R30) - Hot-Dry | PG&E ¦ Hot-Dry | PG&E | All | Electric & Gas | Efficient level R30 floor insulation for RET and NEW | Efficient | 0 | Conventional | BldgEnv | Res - Single Family | Res | RET and NEW | 0 | Residential Households | sq ft of insulation | 20 | DEER:Res_BldgShell_Ins | 0.273 | -0.000118 | -0.0432 | DEER2005 | 0.56 | 2005 | 0 | 0.78 | 2005 | 0 | 0 | Itron, Inc. 2005. 2004-2005 Database for Energy Efficiency Resources (DEER) Update Study - Final Report | Floor Insulation (Elec/Gas) - Hot-Dry ¦ PG&E ¦ Hot-Dry | Floor Insulation (Elec/Gas) - Hot-Dry | 1840.9799 | 0.5 | 0.020064 | CLASS Web Tool - DNV GL 2012 | 0.30773 | 2032 | 0.85 | D03-427
RES-BLDGENV-12.4 | Res ¦ Floor Insulation (R30) - Hot-Dry ¦ PG&E ¦ Hot-Dry | Res ¦ Floor Insulation (R30) - Hot-Dry | PG&E ¦ Hot-Dry | PG&E | All | Electric & Gas | Efficient level R30 floor insulation for RET and NEW | Efficient | 0 | Conventional | BldgEnv | Res - Multi Family | Res | RET and NEW | 0 | Residential Households | sq ft of insulation | 20 | DEER:Res_BldgShell_Ins | 0.273 | -0.000118 | -0.0432 | DEER2005 | 0.56 | 2005 | 0 | 0.78 | 2005 | 0 | 0 | Itron, Inc. 2005. 2004-2005 Database for Energy Efficiency Resources (DEER) Update Study - Final Report | Floor Insulation (Elec/Gas) - Hot-Dry ¦ PG&E ¦ Hot-Dry | Floor Insulation (Elec/Gas) - Hot-Dry | 836.3072 | 0.5 | 0.0039216 | CLASS Web Tool - DNV GL 2012 | 0 | 2012 | 0.85 | D03-427
RES-BLDGENV-12.5 | Res ¦ Floor Insulation (R30) - Cold ¦ PG&E ¦ Cold | Res ¦ Floor Insulation (R30) - Cold | PG&E ¦ Cold | PG&E | All | Electric & Gas | Efficient level R30 floor insulation for RET and NEW | Efficient | 0 | Conventional | BldgEnv | Res - Single Family | Res | RET and NEW | 0 | Residential Households | sq ft of insulation | 20 | DEER:Res_BldgShell_Ins | 0.233 | -0.000269 | -0.112 | DEER2005 | 0.56 | 2005 | 0 | 0.78 | 2005 | 0 | 0 | Itron, Inc. 2005. 2004-2005 Database for Energy Efficiency Resources (DEER) Update Study - Final Report | Floor Insulation (Elec/Gas) - Cold ¦ PG&E ¦ Cold | Floor Insulation (Elec/Gas) - Cold | 1840.9799 | 0.5 | 0.020064 | CLASS Web Tool - DNV GL 2012 | 0.30773 | 2032 | 0.85 | D03-427
RES-BLDGENV-12.6 | Res ¦ Floor Insulation (R30) - Cold ¦ PG&E ¦ Cold | Res ¦ Floor Insulation (R30) - Cold | PG&E ¦ Cold | PG&E | All | Electric & Gas | Efficient level R30 floor insulation for RET and NEW | Efficient | 0 | Conventional | BldgEnv | Res - Multi Family | Res | RET and NEW | 0 | Residential Households | sq ft of insulation | 20 | DEER:Res_BldgShell_Ins | 0.233 | -0.000269 | -0.112 | DEER2005 | 0.56 | 2005 | 0 | 0.78 | 2005 | 0 | 0 | Itron, Inc. 2005. 2004-2005 Database for Energy Efficiency Resources (DEER) Update Study - Final Report | Floor Insulation (Elec/Gas) - Cold ¦ PG&E ¦ Cold | Floor Insulation (Elec/Gas) - Cold | 836.3072 | 0.5 | 0.0039216 | CLASS Web Tool - DNV GL 2012 | 0 | 2012 | 0.85 | D03-427
RES-BLDGENV-10.1 | Res ¦ Floor Insulation (R0) - Marine ¦ SCE ¦ Marine | Res ¦ Floor Insulation (R0) - Marine | SCE ¦ Marine | SCE | All | Electric & Gas | No existing floor insulation | Average Existing | 0 | Conventional | BldgEnv | Res - Single Family | Res | RET Only | 0 | Residential Households | sq ft of insulation | 20 | DEER:Res_BldgShell_Ins | 0 | 0 | 0 | DEER2005 | 0 | 2005 | 0 | 0 | 2005 | 0 | 0 | Itron, Inc. 2005. 2004-2005 Database for Energy Efficiency Resources (DEER) Update Study - Final Report | Floor Insulation (Elec/Gas) - Marine ¦ SCE ¦ Marine | Floor Insulation (Elec/Gas) - Marine | 1957.9365 | 0.5 | 0.90591 | CLASS Web Tool - DNV GL 2012 | 0 | 2012 | 0.85 | None
RES-BLDGENV-10.2 | Res ¦ Floor Insulation (R0) - Marine ¦ SCE ¦ Marine | Res ¦ Floor Insulation (R0) - Marine | SCE ¦ Marine | SCE | All | Electric & Gas | No existing floor insulation | Average Existing | 0 | Conventional | BldgEnv | Res - Multi Family | Res | RET Only | 0 | Residential Households | sq ft of insulation | 20 | DEER:Res_BldgShell_Ins | 0 | 0 | 0 | DEER2005 | 0 | 2005 | 0 | 0 | 2005 | 0 | 0 | Itron, Inc. 2005. 2004-2005 Database for Energy Efficiency Resources (DEER) Update Study - Final Report | Floor Insulation (Elec/Gas) - Marine ¦ SCE ¦ Marine | Floor Insulation (Elec/Gas) - Marine | 1395.7866 | 0.5 | 0.98333 | CLASS Web Tool - DNV GL 2012 | 0 | 2012 | 0.85 | None
RES-BLDGENV-10.3 | Res ¦ Floor Insulation (R0) - Hot-Dry ¦ SCE ¦ Hot-Dry | Res ¦ Floor Insulation (R0) - Hot-Dry | SCE ¦ Hot-Dry | SCE | All | Electric & Gas | No existing floor insulation | Average Existing | 0 | Conventional | BldgEnv | Res - Single Family | Res | RET Only | 0 | Residential Households | sq ft of insulation | 20 | DEER:Res_BldgShell_Ins | 0 | 0 | 0 | DEER2005 | 0 | 2005 | 0 | 0 | 2005 | 0 | 0 | Itron, Inc. 2005. 2004-2005 Database for Energy Efficiency Resources (DEER) Update Study - Final Report | Floor Insulation (Elec/Gas) - Hot-Dry ¦ SCE ¦ Hot-Dry | Floor Insulation (Elec/Gas) - Hot-Dry | 1957.9365 | 0.5 | 0.90591 | CLASS Web Tool - DNV GL 2012 | 0 | 2012 | 0.85 | None
RES-BLDGENV-10.4 | Res ¦ Floor Insulation (R0) - Hot-Dry ¦ SCE ¦ Hot-Dry | Res ¦ Floor Insulation (R0) - Hot-Dry | SCE ¦ Hot-Dry | SCE | All | Electric & Gas | No existing floor insulation | Average Existing | 0 | Conventional | BldgEnv | Res - Multi Family | Res | RET Only | 0 | Residential Households | sq ft of insulation | 20 | DEER:Res_BldgShell_Ins | 0 | 0 | 0 | DEER2005 | 0 | 2005 | 0 | 0 | 2005 | 0 | 0 | Itron, Inc. 2005. 2004-2005 Database for Energy Efficiency Resources (DEER) Update Study - Final Report | Floor Insulation (Elec/Gas) - Hot-Dry ¦ SCE ¦ Hot-Dry | Floor Insulation (Elec/Gas) - Hot-Dry | 1395.7866 | 0.5 | 0.98333 | CLASS Web Tool - DNV GL 2012 | 0 | 2012 | 0.85 | None
RES-BLDGENV-10.5 | Res ¦ Floor Insulation (R0) - Cold ¦ SCE ¦ Cold | Res ¦ Floor Insulation (R0) - Cold | SCE ¦ Cold | SCE | All | Electric & Gas | No existing floor insulation | Average Existing | 0 | Conventional | BldgEnv | Res - Single Family | Res | RET Only | 0 | Residential Households | sq ft of insulation | 20 | DEER:Res_BldgShell_Ins | 0 | 0 | 0 | DEER2005 | 0 | 2005 | 0 | 0 | 2005 | 0 | 0 | Itron, Inc. 2005. 2004-2005 Database for Energy Efficiency Resources (DEER) Update Study - Final Report | Floor Insulation (Elec/Gas) - Cold ¦ SCE ¦ Cold | Floor Insulation (Elec/Gas) - Cold | 1957.9365 | 0.5 | 0.90591 | CLASS Web Tool - DNV GL 2012 | 0 | 2012 | 0.85 | None
RES-BLDGENV-10.6 | Res ¦ Floor Insulation (R0) - Cold ¦ SCE ¦ Cold | Res ¦ Floor Insulation (R0) - Cold | SCE ¦ Cold | SCE | All | Electric & Gas | No existing floor insulation | Average Existing | 0 | Conventional | BldgEnv | Res - Multi Family | Res | RET Only | 0 | Residential Households | sq ft of insulation | 20 | DEER:Res_BldgShell_Ins | 0 | 0 | 0 | DEER2005 | 0 | 2005 | 0 | 0 | 2005 | 0 | 0 | Itron, Inc. 2005. 2004-2005 Database for Energy Efficiency Resources (DEER) Update Study - Final Report | Floor Insulation (Elec/Gas) - Cold ¦ SCE ¦ Cold | Floor Insulation (Elec/Gas) - Cold | 1395.7866 | 0.5 | 0.98333 | CLASS Web Tool - DNV GL 2012 | 0 | 2012 | 0.85 | None
RES-BLDGENV-11.1 | Res ¦ Floor Insulation (R19) - Marine ¦ SCE ¦ Marine | Res ¦ Floor Insulation (R19) - Marine | SCE ¦ Marine | SCE | All | Electric & Gas | Code level R19 floor insulation for RET and NEW | Code | 0 | Conventional | BldgEnv | Res - Single Family | Res | RET and NEW | 0 | Residential Households | sq ft of insulation | 20 | DEER:Res_BldgShell_Ins | 0.333 | -0.000445 | -0.0244 | DEER2005 | 0.38 | 2005 | 0 | 0.51 | 2005 | 0 | 0 | Itron, Inc. 2005. 2004-2005 Database for Energy Efficiency Resources (DEER) Update Study - Final Report | Floor Insulation (Elec/Gas) - Marine ¦ SCE ¦ Marine | Floor Insulation (Elec/Gas) - Marine | 1957.9365 | 0.5 | 0.075274 | CLASS Web Tool - DNV GL 2012 | 0 | 2012 | 0.85 | D03-426
RES-BLDGENV-11.2 | Res ¦ Floor Insulation (R19) - Marine ¦ SCE ¦ Marine | Res ¦ Floor Insulation (R19) - Marine | SCE ¦ Marine | SCE | All | Electric & Gas | Code level R19 floor insulation for RET and NEW | Code | 0 | Conventional | BldgEnv | Res - Multi Family | Res | RET and NEW | 0 | Residential Households | sq ft of insulation | 20 | DEER:Res_BldgShell_Ins | 0.333 | -0.000445 | -0.0244 | DEER2005 | 0.38 | 2005 | 0 | 0.51 | 2005 | 0 | 0 | Itron, Inc. 2005. 2004-2005 Database for Energy Efficiency Resources (DEER) Update Study - Final Report | Floor Insulation (Elec/Gas) - Marine ¦ SCE ¦ Marine | Floor Insulation (Elec/Gas) - Marine | 1395.7866 | 0.5 | 0.013333 | CLASS Web Tool - DNV GL 2012 | 0 | 2012 | 0.85 | D03-426
RES-BLDGENV-11.3 | Res ¦ Floor Insulation (R19) - Hot-Dry ¦ SCE ¦ Hot-Dry | Res ¦ Floor Insulation (R19) - Hot-Dry | SCE ¦ Hot-Dry | SCE | All | Electric & Gas | Code level R19 floor insulation for RET and NEW | Code | 0 | Conventional | BldgEnv | Res - Single Family | Res | RET and NEW | 0 | Residential Households | sq ft of insulation | 20 | DEER:Res_BldgShell_Ins | 0.376 | -3.27e-05 | -0.0164 | DEER2005 | 0.38 | 2005 | 0 | 0.51 | 2005 | 0 | 0 | Itron, Inc. 2005. 2004-2005 Database for Energy Efficiency Resources (DEER) Update Study - Final Report | Floor Insulation (Elec/Gas) - Hot-Dry ¦ SCE ¦ Hot-Dry | Floor Insulation (Elec/Gas) - Hot-Dry | 1957.9365 | 0.5 | 0.075274 | CLASS Web Tool - DNV GL 2012 | 0 | 2012 | 0.85 | D03-426
RES-BLDGENV-11.4 | Res ¦ Floor Insulation (R19) - Hot-Dry ¦ SCE ¦ Hot-Dry | Res ¦ Floor Insulation (R19) - Hot-Dry | SCE ¦ Hot-Dry | SCE | All | Electric & Gas | Code level R19 floor insulation for RET and NEW | Code | 0 | Conventional | BldgEnv | Res - Multi Family | Res | RET and NEW | 0 | Residential Households | sq ft of insulation | 20 | DEER:Res_BldgShell_Ins | 0.376 | -3.27e-05 | -0.0164 | DEER2005 | 0.38 | 2005 | 0 | 0.51 | 2005 | 0 | 0 | Itron, Inc. 2005. 2004-2005 Database for Energy Efficiency Resources (DEER) Update Study - Final Report | Floor Insulation (Elec/Gas) - Hot-Dry ¦ SCE ¦ Hot-Dry | Floor Insulation (Elec/Gas) - Hot-Dry | 1395.7866 | 0.5 | 0.013333 | CLASS Web Tool - DNV GL 2012 | 0 | 2012 | 0.85 | D03-426
RES-BLDGENV-11.5 | Res ¦ Floor Insulation (R19) - Cold ¦ SCE ¦ Cold | Res ¦ Floor Insulation (R19) - Cold | SCE ¦ Cold | SCE | All | Electric & Gas | Code level R19 floor insulation for RET and NEW | Code | 0 | Conventional | BldgEnv | Res - Single Family | Res | RET and NEW | 0 | Residential Households | sq ft of insulation | 20 | DEER:Res_BldgShell_Ins | 0.208 | -0.000244 | -0.0984 | DEER2005 | 0.38 | 2005 | 0 | 0.51 | 2005 | 0 | 0 | Itron, Inc. 2005. 2004-2005 Database for Energy Efficiency Resources (DEER) Update Study - Final Report | Floor Insulation (Elec/Gas) - Cold ¦ SCE ¦ Cold | Floor Insulation (Elec/Gas) - Cold | 1957.9365 | 0.5 | 0.075274 | CLASS Web Tool - DNV GL 2012 | 0 | 2012 | 0.85 | D03-426
RES-BLDGENV-11.6 | Res ¦ Floor Insulation (R19) - Cold ¦ SCE ¦ Cold | Res ¦ Floor Insulation (R19) - Cold | SCE ¦ Cold | SCE | All | Electric & Gas | Code level R19 floor insulation for RET and NEW | Code | 0 | Conventional | BldgEnv | Res - Multi Family | Res | RET and NEW | 0 | Residential Households | sq ft of insulation | 20 | DEER:Res_BldgShell_Ins | 0.208 | -0.000244 | -0.0984 | DEER2005 | 0.38 | 2005 | 0 | 0.51 | 2005 | 0 | 0 | Itron, Inc. 2005. 2004-2005 Database for Energy Efficiency Resources (DEER) Update Study - Final Report | Floor Insulation (Elec/Gas) - Cold ¦ SCE ¦ Cold | Floor Insulation (Elec/Gas) - Cold | 1395.7866 | 0.5 | 0.013333 | CLASS Web Tool - DNV GL 2012 | 0 | 2012 | 0.85 | D03-426
RES-BLDGENV-12.1 | Res ¦ Floor Insulation (R30) - Marine ¦ SCE ¦ Marine | Res ¦ Floor Insulation (R30) - Marine | SCE ¦ Marine | SCE | All | Electric & Gas | Efficient level R30 floor insulation for RET and NEW | Efficient | 0 | Conventional | BldgEnv | Res - Single Family | Res | RET and NEW | 0 | Residential Households | sq ft of insulation | 20 | DEER:Res_BldgShell_Ins | 0.375 | -0.000475 | -0.0284 | DEER2005 | 0.56 | 2005 | 0 | 0.78 | 2005 | 0 | 0 | Itron, Inc. 2005. 2004-2005 Database for Energy Efficiency Resources (DEER) Update Study - Final Report | Floor Insulation (Elec/Gas) - Marine ¦ SCE ¦ Marine | Floor Insulation (Elec/Gas) - Marine | 1957.9365 | 0.5 | 0.018818 | CLASS Web Tool - DNV GL 2012 | 0.30773 | 2032 | 0.85 | D03-427
RES-BLDGENV-12.2 | Res ¦ Floor Insulation (R30) - Marine ¦ SCE ¦ Marine | Res ¦ Floor Insulation (R30) - Marine | SCE ¦ Marine | SCE | All | Electric & Gas | Efficient level R30 floor insulation for RET and NEW | Efficient | 0 | Conventional | BldgEnv | Res - Multi Family | Res | RET and NEW | 0 | Residential Households | sq ft of insulation | 20 | DEER:Res_BldgShell_Ins | 0.375 | -0.000475 | -0.0284 | DEER2005 | 0.56 | 2005 | 0 | 0.78 | 2005 | 0 | 0 | Itron, Inc. 2005. 2004-2005 Database for Energy Efficiency Resources (DEER) Update Study - Final Report | Floor Insulation (Elec/Gas) - Marine ¦ SCE ¦ Marine | Floor Insulation (Elec/Gas) - Marine | 1395.7866 | 0.5 | 0.0033333 | CLASS Web Tool - DNV GL 2012 | 0 | 2012 | 0.85 | D03-427
RES-BLDGENV-12.3 | Res ¦ Floor Insulation (R30) - Hot-Dry ¦ SCE ¦ Hot-Dry | Res ¦ Floor Insulation (R30) - Hot-Dry | SCE ¦ Hot-Dry | SCE | All | Electric & Gas | Efficient level R30 floor insulation for RET and NEW | Efficient | 0 | Conventional | BldgEnv | Res - Single Family | Res | RET and NEW | 0 | Residential Households | sq ft of insulation | 20 | DEER:Res_BldgShell_Ins | 0.423 | -3.78e-05 | -0.0193 | DEER2005 | 0.56 | 2005 | 0 | 0.78 | 2005 | 0 | 0 | Itron, Inc. 2005. 2004-2005 Database for Energy Efficiency Resources (DEER) Update Study - Final Report | Floor Insulation (Elec/Gas) - Hot-Dry ¦ SCE ¦ Hot-Dry | Floor Insulation (Elec/Gas) - Hot-Dry | 1957.9365 | 0.5 | 0.018818 | CLASS Web Tool - DNV GL 2012 | 0.30773 | 2032 | 0.85 | D03-427
RES-BLDGENV-12.4 | Res ¦ Floor Insulation (R30) - Hot-Dry ¦ SCE ¦ Hot-Dry | Res ¦ Floor Insulation (R30) - Hot-Dry | SCE ¦ Hot-Dry | SCE | All | Electric & Gas | Efficient level R30 floor insulation for RET and NEW | Efficient | 0 | Conventional | BldgEnv | Res - Multi Family | Res | RET and NEW | 0 | Residential Households | sq ft of insulation | 20 | DEER:Res_BldgShell_Ins | 0.423 | -3.78e-05 | -0.0193 | DEER2005 | 0.56 | 2005 | 0 | 0.78 | 2005 | 0 | 0 | Itron, Inc. 2005. 2004-2005 Database for Energy Efficiency Resources (DEER) Update Study - Final Report | Floor Insulation (Elec/Gas) - Hot-Dry ¦ SCE ¦ Hot-Dry | Floor Insulation (Elec/Gas) - Hot-Dry | 1395.7866 | 0.5 | 0.0033333 | CLASS Web Tool - DNV GL 2012 | 0 | 2012 | 0.85 | D03-427
RES-BLDGENV-12.5 | Res ¦ Floor Insulation (R30) - Cold ¦ SCE ¦ Cold | Res ¦ Floor Insulation (R30) - Cold | SCE ¦ Cold | SCE | All | Electric & Gas | Efficient level R30 floor insulation for RET and NEW | Efficient | 0 | Conventional | BldgEnv | Res - Single Family | Res | RET and NEW | 0 | Residential Households | sq ft of insulation | 20 | DEER:Res_BldgShell_Ins | 0.233 | -0.000269 | -0.112 | DEER2005 | 0.56 | 2005 | 0 | 0.78 | 2005 | 0 | 0 | Itron, Inc. 2005. 2004-2005 Database for Energy Efficiency Resources (DEER) Update Study - Final Report | Floor Insulation (Elec/Gas) - Cold ¦ SCE ¦ Cold | Floor Insulation (Elec/Gas) - Cold | 1957.9365 | 0.5 | 0.018818 | CLASS Web Tool - DNV GL 2012 | 0.30773 | 2032 | 0.85 | D03-427
RES-BLDGENV-12.6 | Res ¦ Floor Insulation (R30) - Cold ¦ SCE ¦ Cold | Res ¦ Floor Insulation (R30) - Cold | SCE ¦ Cold | SCE | All | Electric & Gas | Efficient level R30 floor insulation for RET and NEW | Efficient | 0 | Conventional | BldgEnv | Res - Multi Family | Res | RET and NEW | 0 | Residential Households | sq ft of insulation | 20 | DEER:Res_BldgShell_Ins | 0.233 | -0.000269 | -0.112 | DEER2005 | 0.56 | 2005 | 0 | 0.78 | 2005 | 0 | 0 | Itron, Inc. 2005. 2004-2005 Database for Energy Efficiency Resources (DEER) Update Study - Final Report | Floor Insulation (Elec/Gas) - Cold ¦ SCE ¦ Cold | Floor Insulation (Elec/Gas) - Cold | 1395.7866 | 0.5 | 0.0033333 | CLASS Web Tool - DNV GL 2012 | 0 | 2012 | 0.85 | D03-427
RES-BLDGENV-10.1 | Res ¦ Floor Insulation (R0) - Marine ¦ SCG ¦ Marine | Res ¦ Floor Insulation (R0) - Marine | SCG ¦ Marine | SCG | All | Electric & Gas | No existing floor insulation | Average Existing | 0 | Conventional | BldgEnv | Res - Single Family | Res | RET Only | 0 | Residential Households | sq ft of insulation | 20 | DEER:Res_BldgShell_Ins | 0 | 0 | 0 | DEER2005 | 0 | 2005 | 0 | 0 | 2005 | 0 | 0 | Itron, Inc. 2005. 2004-2005 Database for Energy Efficiency Resources (DEER) Update Study - Final Report | Floor Insulation (Elec/Gas) - Marine ¦ SCG ¦ Marine | Floor Insulation (Elec/Gas) - Marine | 1957.9365 | 0.5 | 0.90591 | CLASS Web Tool - DNV GL 2012 | 0 | 2012 | 0.85 | None
RES-BLDGENV-10.2 | Res ¦ Floor Insulation (R0) - Marine ¦ SCG ¦ Marine | Res ¦ Floor Insulation (R0) - Marine | SCG ¦ Marine | SCG | All | Electric & Gas | No existing floor insulation | Average Existing | 0 | Conventional | BldgEnv | Res - Multi Family | Res | RET Only | 0 | Residential Households | sq ft of insulation | 20 | DEER:Res_BldgShell_Ins | 0 | 0 | 0 | DEER2005 | 0 | 2005 | 0 | 0 | 2005 | 0 | 0 | Itron, Inc. 2005. 2004-2005 Database for Energy Efficiency Resources (DEER) Update Study - Final Report | Floor Insulation (Elec/Gas) - Marine ¦ SCG ¦ Marine | Floor Insulation (Elec/Gas) - Marine | 1395.7866 | 0.5 | 0.98333 | CLASS Web Tool - DNV GL 2012 | 0 | 2012 | 0.85 | None
RES-BLDGENV-10.3 | Res ¦ Floor Insulation (R0) - Hot-Dry ¦ SCG ¦ Hot-Dry | Res ¦ Floor Insulation (R0) - Hot-Dry | SCG ¦ Hot-Dry | SCG | All | Electric & Gas | No existing floor insulation | Average Existing | 0 | Conventional | BldgEnv | Res - Single Family | Res | RET Only | 0 | Residential Households | sq ft of insulation | 20 | DEER:Res_BldgShell_Ins | 0 | 0 | 0 | DEER2005 | 0 | 2005 | 0 | 0 | 2005 | 0 | 0 | Itron, Inc. 2005. 2004-2005 Database for Energy Efficiency Resources (DEER) Update Study - Final Report | Floor Insulation (Elec/Gas) - Hot-Dry ¦ SCG ¦ Hot-Dry | Floor Insulation (Elec/Gas) - Hot-Dry | 1957.9365 | 0.5 | 0.90591 | CLASS Web Tool - DNV GL 2012 | 0 | 2012 | 0.85 | None
RES-BLDGENV-10.4 | Res ¦ Floor Insulation (R0) - Hot-Dry ¦ SCG ¦ Hot-Dry | Res ¦ Floor Insulation (R0) - Hot-Dry | SCG ¦ Hot-Dry | SCG | All | Electric & Gas | No existing floor insulation | Average Existing | 0 | Conventional | BldgEnv | Res - Multi Family | Res | RET Only | 0 | Residential Households | sq ft of insulation | 20 | DEER:Res_BldgShell_Ins | 0 | 0 | 0 | DEER2005 | 0 | 2005 | 0 | 0 | 2005 | 0 | 0 | Itron, Inc. 2005. 2004-2005 Database for Energy Efficiency Resources (DEER) Update Study - Final Report | Floor Insulation (Elec/Gas) - Hot-Dry ¦ SCG ¦ Hot-Dry | Floor Insulation (Elec/Gas) - Hot-Dry | 1395.7866 | 0.5 | 0.98333 | CLASS Web Tool - DNV GL 2012 | 0 | 2012 | 0.85 | None
RES-BLDGENV-10.5 | Res ¦ Floor Insulation (R0) - Cold ¦ SCG ¦ Cold | Res ¦ Floor Insulation (R0) - Cold | SCG ¦ Cold | SCG | All | Electric & Gas | No existing floor insulation | Average Existing | 0 | Conventional | BldgEnv | Res - Single Family | Res | RET Only | 0 | Residential Households | sq ft of insulation | 20 | DEER:Res_BldgShell_Ins | 0 | 0 | 0 | DEER2005 | 0 | 2005 | 0 | 0 | 2005 | 0 | 0 | Itron, Inc. 2005. 2004-2005 Database for Energy Efficiency Resources (DEER) Update Study - Final Report | Floor Insulation (Elec/Gas) - Cold ¦ SCG ¦ Cold | Floor Insulation (Elec/Gas) - Cold | 1957.9365 | 0.5 | 0.90591 | CLASS Web Tool - DNV GL 2012 | 0 | 2012 | 0.85 | None
RES-BLDGENV-10.6 | Res ¦ Floor Insulation (R0) - Cold ¦ SCG ¦ Cold | Res ¦ Floor Insulation (R0) - Cold | SCG ¦ Cold | SCG | All | Electric & Gas | No existing floor insulation | Average Existing | 0 | Conventional | BldgEnv | Res - Multi Family | Res | RET Only | 0 | Residential Households | sq ft of insulation | 20 | DEER:Res_BldgShell_Ins | 0 | 0 | 0 | DEER2005 | 0 | 2005 | 0 | 0 | 2005 | 0 | 0 | Itron, Inc. 2005. 2004-2005 Database for Energy Efficiency Resources (DEER) Update Study - Final Report | Floor Insulation (Elec/Gas) - Cold ¦ SCG ¦ Cold | Floor Insulation (Elec/Gas) - Cold | 1395.7866 | 0.5 | 0.98333 | CLASS Web Tool - DNV GL 2012 | 0 | 2012 | 0.85 | None
RES-BLDGENV-11.1 | Res ¦ Floor Insulation (R19) - Marine ¦ SCG ¦ Marine | Res ¦ Floor Insulation (R19) - Marine | SCG ¦ Marine | SCG | All | Electric & Gas | Code level R19 floor insulation for RET and NEW | Code | 0 | Conventional | BldgEnv | Res - Single Family | Res | RET and NEW | 0 | Residential Households | sq ft of insulation | 20 | DEER:Res_BldgShell_Ins | 0.333 | -0.000445 | -0.0244 | DEER2005 | 0.38 | 2005 | 0 | 0.51 | 2005 | 0 | 0 | Itron, Inc. 2005. 2004-2005 Database for Energy Efficiency Resources (DEER) Update Study - Final Report | Floor Insulation (Elec/Gas) - Marine ¦ SCG ¦ Marine | Floor Insulation (Elec/Gas) - Marine | 1957.9365 | 0.5 | 0.075274 | CLASS Web Tool - DNV GL 2012 | 0 | 2012 | 0.85 | D03-426
RES-BLDGENV-11.2 | Res ¦ Floor Insulation (R19) - Marine ¦ SCG ¦ Marine | Res ¦ Floor Insulation (R19) - Marine | SCG ¦ Marine | SCG | All | Electric & Gas | Code level R19 floor insulation for RET and NEW | Code | 0 | Conventional | BldgEnv | Res - Multi Family | Res | RET and NEW | 0 | Residential Households | sq ft of insulation | 20 | DEER:Res_BldgShell_Ins | 0.333 | -0.000445 | -0.0244 | DEER2005 | 0.38 | 2005 | 0 | 0.51 | 2005 | 0 | 0 | Itron, Inc. 2005. 2004-2005 Database for Energy Efficiency Resources (DEER) Update Study - Final Report | Floor Insulation (Elec/Gas) - Marine ¦ SCG ¦ Marine | Floor Insulation (Elec/Gas) - Marine | 1395.7866 | 0.5 | 0.013333 | CLASS Web Tool - DNV GL 2012 | 0 | 2012 | 0.85 | D03-426
RES-BLDGENV-11.3 | Res ¦ Floor Insulation (R19) - Hot-Dry ¦ SCG ¦ Hot-Dry | Res ¦ Floor Insulation (R19) - Hot-Dry | SCG ¦ Hot-Dry | SCG | All | Electric & Gas | Code level R19 floor insulation for RET and NEW | Code | 0 | Conventional | BldgEnv | Res - Single Family | Res | RET and NEW | 0 | Residential Households | sq ft of insulation | 20 | DEER:Res_BldgShell_Ins | 0.299 | -3.31e-05 | -0.0158 | DEER2005 | 0.38 | 2005 | 0 | 0.51 | 2005 | 0 | 0 | Itron, Inc. 2005. 2004-2005 Database for Energy Efficiency Resources (DEER) Update Study - Final Report | Floor Insulation (Elec/Gas) - Hot-Dry ¦ SCG ¦ Hot-Dry | Floor Insulation (Elec/Gas) - Hot-Dry | 1957.9365 | 0.5 | 0.075274 | CLASS Web Tool - DNV GL 2012 | 0 | 2012 | 0.85 | D03-426
RES-BLDGENV-11.4 | Res ¦ Floor Insulation (R19) - Hot-Dry ¦ SCG ¦ Hot-Dry | Res ¦ Floor Insulation (R19) - Hot-Dry | SCG ¦ Hot-Dry | SCG | All | Electric & Gas | Code level R19 floor insulation for RET and NEW | Code | 0 | Conventional | BldgEnv | Res - Multi Family | Res | RET and NEW | 0 | Residential Households | sq ft of insulation | 20 | DEER:Res_BldgShell_Ins | 0.299 | -3.31e-05 | -0.0158 | DEER2005 | 0.38 | 2005 | 0 | 0.51 | 2005 | 0 | 0 | Itron, Inc. 2005. 2004-2005 Database for Energy Efficiency Resources (DEER) Update Study - Final Report | Floor Insulation (Elec/Gas) - Hot-Dry ¦ SCG ¦ Hot-Dry | Floor Insulation (Elec/Gas) - Hot-Dry | 1395.7866 | 0.5 | 0.013333 | CLASS Web Tool - DNV GL 2012 | 0 | 2012 | 0.85 | D03-426
RES-BLDGENV-11.5 | Res ¦ Floor Insulation (R19) - Cold ¦ SCG ¦ Cold | Res ¦ Floor Insulation (R19) - Cold | SCG ¦ Cold | SCG | All | Electric & Gas | Code level R19 floor insulation for RET and NEW | Code | 0 | Conventional | BldgEnv | Res - Single Family | Res | RET and NEW | 0 | Residential Households | sq ft of insulation | 20 | DEER:Res_BldgShell_Ins | 0.208 | -0.000244 | -0.0984 | DEER2005 | 0.38 | 2005 | 0 | 0.51 | 2005 | 0 | 0 | Itron, Inc. 2005. 2004-2005 Database for Energy Efficiency Resources (DEER) Update Study - Final Report | Floor Insulation (Elec/Gas) - Cold ¦ SCG ¦ Cold | Floor Insulation (Elec/Gas) - Cold | 1957.9365 | 0.5 | 0.075274 | CLASS Web Tool - DNV GL 2012 | 0 | 2012 | 0.85 | D03-426
RES-BLDGENV-11.6 | Res ¦ Floor Insulation (R19) - Cold ¦ SCG ¦ Cold | Res ¦ Floor Insulation (R19) - Cold | SCG ¦ Cold | SCG | All | Electric & Gas | Code level R19 floor insulation for RET and NEW | Code | 0 | Conventional | BldgEnv | Res - Multi Family | Res | RET and NEW | 0 | Residential Households | sq ft of insulation | 20 | DEER:Res_BldgShell_Ins | 0.208 | -0.000244 | -0.0984 | DEER2005 | 0.38 | 2005 | 0 | 0.51 | 2005 | 0 | 0 | Itron, Inc. 2005. 2004-2005 Database for Energy Efficiency Resources (DEER) Update Study - Final Report | Floor Insulation (Elec/Gas) - Cold ¦ SCG ¦ Cold | Floor Insulation (Elec/Gas) - Cold | 1395.7866 | 0.5 | 0.013333 | CLASS Web Tool - DNV GL 2012 | 0 | 2012 | 0.85 | D03-426
RES-BLDGENV-12.1 | Res ¦ Floor Insulation (R30) - Marine ¦ SCG ¦ Marine | Res ¦ Floor Insulation (R30) - Marine | SCG ¦ Marine | SCG | All | Electric & Gas | Efficient level R30 floor insulation for RET and NEW | Efficient | 0 | Conventional | BldgEnv | Res - Single Family | Res | RET and NEW | 0 | Residential Households | sq ft of insulation | 20 | DEER:Res_BldgShell_Ins | 0.375 | -0.000475 | -0.0284 | DEER2005 | 0.56 | 2005 | 0 | 0.78 | 2005 | 0 | 0 | Itron, Inc. 2005. 2004-2005 Database for Energy Efficiency Resources (DEER) Update Study - Final Report | Floor Insulation (Elec/Gas) - Marine ¦ SCG ¦ Marine | Floor Insulation (Elec/Gas) - Marine | 1957.9365 | 0.5 | 0.018818 | CLASS Web Tool - DNV GL 2012 | 0.30773 | 2032 | 0.85 | D03-427
RES-BLDGENV-12.2 | Res ¦ Floor Insulation (R30) - Marine ¦ SCG ¦ Marine | Res ¦ Floor Insulation (R30) - Marine | SCG ¦ Marine | SCG | All | Electric & Gas | Efficient level R30 floor insulation for RET and NEW | Efficient | 0 | Conventional | BldgEnv | Res - Multi Family | Res | RET and NEW | 0 | Residential Households | sq ft of insulation | 20 | DEER:Res_BldgShell_Ins | 0.375 | -0.000475 | -0.0284 | DEER2005 | 0.56 | 2005 | 0 | 0.78 | 2005 | 0 | 0 | Itron, Inc. 2005. 2004-2005 Database for Energy Efficiency Resources (DEER) Update Study - Final Report | Floor Insulation (Elec/Gas) - Marine ¦ SCG ¦ Marine | Floor Insulation (Elec/Gas) - Marine | 1395.7866 | 0.5 | 0.0033333 | CLASS Web Tool - DNV GL 2012 | 0 | 2012 | 0.85 | D03-427
RES-BLDGENV-12.3 | Res ¦ Floor Insulation (R30) - Hot-Dry ¦ SCG ¦ Hot-Dry | Res ¦ Floor Insulation (R30) - Hot-Dry | SCG ¦ Hot-Dry | SCG | All | Electric & Gas | Efficient level R30 floor insulation for RET and NEW | Efficient | 0 | Conventional | BldgEnv | Res - Single Family | Res | RET and NEW | 0 | Residential Households | sq ft of insulation | 20 | DEER:Res_BldgShell_Ins | 0.335 | -3.86e-05 | -0.0186 | DEER2005 | 0.56 | 2005 | 0 | 0.78 | 2005 | 0 | 0 | Itron, Inc. 2005. 2004-2005 Database for Energy Efficiency Resources (DEER) Update Study - Final Report | Floor Insulation (Elec/Gas) - Hot-Dry ¦ SCG ¦ Hot-Dry | Floor Insulation (Elec/Gas) - Hot-Dry | 1957.9365 | 0.5 | 0.018818 | CLASS Web Tool - DNV GL 2012 | 0.30773 | 2032 | 0.85 | D03-427
RES-BLDGENV-12.4 | Res ¦ Floor Insulation (R30) - Hot-Dry ¦ SCG ¦ Hot-Dry | Res ¦ Floor Insulation (R30) - Hot-Dry | SCG ¦ Hot-Dry | SCG | All | Electric & Gas | Efficient level R30 floor insulation for RET and NEW | Efficient | 0 | Conventional | BldgEnv | Res - Multi Family | Res | RET and NEW | 0 | Residential Households | sq ft of insulation | 20 | DEER:Res_BldgShell_Ins | 0.335 | -3.86e-05 | -0.0186 | DEER2005 | 0.56 | 2005 | 0 | 0.78 | 2005 | 0 | 0 | Itron, Inc. 2005. 2004-2005 Database for Energy Efficiency Resources (DEER) Update Study - Final Report | Floor Insulation (Elec/Gas) - Hot-Dry ¦ SCG ¦ Hot-Dry | Floor Insulation (Elec/Gas) - Hot-Dry | 1395.7866 | 0.5 | 0.0033333 | CLASS Web Tool - DNV GL 2012 | 0 | 2012 | 0.85 | D03-427
RES-BLDGENV-12.5 | Res ¦ Floor Insulation (R30) - Cold ¦ SCG ¦ Cold | Res ¦ Floor Insulation (R30) - Cold | SCG ¦ Cold | SCG | All | Electric & Gas | Efficient level R30 floor insulation for RET and NEW | Efficient | 0 | Conventional | BldgEnv | Res - Single Family | Res | RET and NEW | 0 | Residential Households | sq ft of insulation | 20 | DEER:Res_BldgShell_Ins | 0.233 | -0.000269 | -0.112 | DEER2005 | 0.56 | 2005 | 0 | 0.78 | 2005 | 0 | 0 | Itron, Inc. 2005. 2004-2005 Database for Energy Efficiency Resources (DEER) Update Study - Final Report | Floor Insulation (Elec/Gas) - Cold ¦ SCG ¦ Cold | Floor Insulation (Elec/Gas) - Cold | 1957.9365 | 0.5 | 0.018818 | CLASS Web Tool - DNV GL 2012 | 0.30773 | 2032 | 0.85 | D03-427
RES-BLDGENV-12.6 | Res ¦ Floor Insulation (R30) - Cold ¦ SCG ¦ Cold | Res ¦ Floor Insulation (R30) - Cold | SCG ¦ Cold | SCG | All | Electric & Gas | Efficient level R30 floor insulation for RET and NEW | Efficient | 0 | Conventional | BldgEnv | Res - Multi Family | Res | RET and NEW | 0 | Residential Households | sq ft of insulation | 20 | DEER:Res_BldgShell_Ins | 0.233 | -0.000269 | -0.112 | DEER2005 | 0.56 | 2005 | 0 | 0.78 | 2005 | 0 | 0 | Itron, Inc. 2005. 2004-2005 Database for Energy Efficiency Resources (DEER) Update Study - Final Report | Floor Insulation (Elec/Gas) - Cold ¦ SCG ¦ Cold | Floor Insulation (Elec/Gas) - Cold | 1395.7866 | 0.5 | 0.0033333 | CLASS Web Tool - DNV GL 2012 | 0 | 2012 | 0.85 | D03-427
RES-BLDGENV-10.1 | Res ¦ Floor Insulation (R0) - Marine ¦ SDG&E ¦ Marine | Res ¦ Floor Insulation (R0) - Marine | SDG&E ¦ Marine | SDG&E | All | Electric & Gas | No existing floor insulation | Average Existing | 0 | Conventional | BldgEnv | Res - Single Family | Res | RET Only | 0 | Residential Households | sq ft of insulation | 20 | DEER:Res_BldgShell_Ins | 0 | 0 | 0 | DEER2005 | 0 | 2005 | 0 | 0 | 2005 | 0 | 0 | Itron, Inc. 2005. 2004-2005 Database for Energy Efficiency Resources (DEER) Update Study - Final Report | Floor Insulation (Elec/Gas) - Marine ¦ SDG&E ¦ Marine | Floor Insulation (Elec/Gas) - Marine | 1983.1923 | 0.5 | 0.93644 | CLASS Web Tool - DNV GL 2012 | 0 | 2012 | 0.85 | None
RES-BLDGENV-10.2 | Res ¦ Floor Insulation (R0) - Marine ¦ SDG&E ¦ Marine | Res ¦ Floor Insulation (R0) - Marine | SDG&E ¦ Marine | SDG&E | All | Electric & Gas | No existing floor insulation | Average Existing | 0 | Conventional | BldgEnv | Res - Multi Family | Res | RET Only | 0 | Residential Households | sq ft of insulation | 20 | DEER:Res_BldgShell_Ins | 0 | 0 | 0 | DEER2005 | 0 | 2005 | 0 | 0 | 2005 | 0 | 0 | Itron, Inc. 2005. 2004-2005 Database for Energy Efficiency Resources (DEER) Update Study - Final Report | Floor Insulation (Elec/Gas) - Marine ¦ SDG&E ¦ Marine | Floor Insulation (Elec/Gas) - Marine | 1083.6288 | 0.5 | 0.9863 | CLASS Web Tool - DNV GL 2012 | 0 | 2012 | 0.85 | None
RES-BLDGENV-10.3 | Res ¦ Floor Insulation (R0) - Hot-Dry ¦ SDG&E ¦ Hot-Dry | Res ¦ Floor Insulation (R0) - Hot-Dry | SDG&E ¦ Hot-Dry | SDG&E | All | Electric & Gas | No existing floor insulation | Average Existing | 0 | Conventional | BldgEnv | Res - Single Family | Res | RET Only | 0 | Residential Households | sq ft of insulation | 20 | DEER:Res_BldgShell_Ins | 0 | 0 | 0 | DEER2005 | 0 | 2005 | 0 | 0 | 2005 | 0 | 0 | Itron, Inc. 2005. 2004-2005 Database for Energy Efficiency Resources (DEER) Update Study - Final Report | Floor Insulation (Elec/Gas) - Hot-Dry ¦ SDG&E ¦ Hot-Dry | Floor Insulation (Elec/Gas) - Hot-Dry | 1983.1923 | 0.5 | 0.93644 | CLASS Web Tool - DNV GL 2012 | 0 | 2012 | 0.85 | None
RES-BLDGENV-10.4 | Res ¦ Floor Insulation (R0) - Hot-Dry ¦ SDG&E ¦ Hot-Dry | Res ¦ Floor Insulation (R0) - Hot-Dry | SDG&E ¦ Hot-Dry | SDG&E | All | Electric & Gas | No existing floor insulation | Average Existing | 0 | Conventional | BldgEnv | Res - Multi Family | Res | RET Only | 0 | Residential Households | sq ft of insulation | 20 | DEER:Res_BldgShell_Ins | 0 | 0 | 0 | DEER2005 | 0 | 2005 | 0 | 0 | 2005 | 0 | 0 | Itron, Inc. 2005. 2004-2005 Database for Energy Efficiency Resources (DEER) Update Study - Final Report | Floor Insulation (Elec/Gas) - Hot-Dry ¦ SDG&E ¦ Hot-Dry | Floor Insulation (Elec/Gas) - Hot-Dry | 1083.6288 | 0.5 | 0.9863 | CLASS Web Tool - DNV GL 2012 | 0 | 2012 | 0.85 | None
RES-BLDGENV-11.1 | Res ¦ Floor Insulation (R19) - Marine ¦ SDG&E ¦ Marine | Res ¦ Floor Insulation (R19) - Marine | SDG&E ¦ Marine | SDG&E | All | Electric & Gas | Code level R19 floor insulation for RET and NEW | Code | 0 | Conventional | BldgEnv | Res - Single Family | Res | RET and NEW | 0 | Residential Households | sq ft of insulation | 20 | DEER:Res_BldgShell_Ins | 0.333 | -0.000445 | -0.0244 | DEER2005 | 0.38 | 2005 | 0 | 0.51 | 2005 | 0 | 0 | Itron, Inc. 2005. 2004-2005 Database for Energy Efficiency Resources (DEER) Update Study - Final Report | Floor Insulation (Elec/Gas) - Marine ¦ SDG&E ¦ Marine | Floor Insulation (Elec/Gas) - Marine | 1983.1923 | 0.5 | 0.050847 | CLASS Web Tool - DNV GL 2012 | 0 | 2012 | 0.85 | D03-426
RES-BLDGENV-11.2 | Res ¦ Floor Insulation (R19) - Marine ¦ SDG&E ¦ Marine | Res ¦ Floor Insulation (R19) - Marine | SDG&E ¦ Marine | SDG&E | All | Electric & Gas | Code level R19 floor insulation for RET and NEW | Code | 0 | Conventional | BldgEnv | Res - Multi Family | Res | RET and NEW | 0 | Residential Households | sq ft of insulation | 20 | DEER:Res_BldgShell_Ins | 0.333 | -0.000445 | -0.0244 | DEER2005 | 0.38 | 2005 | 0 | 0.51 | 2005 | 0 | 0 | Itron, Inc. 2005. 2004-2005 Database for Energy Efficiency Resources (DEER) Update Study - Final Report | Floor Insulation (Elec/Gas) - Marine ¦ SDG&E ¦ Marine | Floor Insulation (Elec/Gas) - Marine | 1083.6288 | 0.5 | 0.010959 | CLASS Web Tool - DNV GL 2012 | 0 | 2012 | 0.85 | D03-426
RES-BLDGENV-11.3 | Res ¦ Floor Insulation (R19) - Hot-Dry ¦ SDG&E ¦ Hot-Dry | Res ¦ Floor Insulation (R19) - Hot-Dry | SDG&E ¦ Hot-Dry | SDG&E | All | Electric & Gas | Code level R19 floor insulation for RET and NEW | Code | 0 | Conventional | BldgEnv | Res - Single Family | Res | RET and NEW | 0 | Residential Households | sq ft of insulation | 20 | DEER:Res_BldgShell_Ins | 0.334 | -0.00016 | -0.0185 | DEER2005 | 0.38 | 2005 | 0 | 0.51 | 2005 | 0 | 0 | Itron, Inc. 2005. 2004-2005 Database for Energy Efficiency Resources (DEER) Update Study - Final Report | Floor Insulation (Elec/Gas) - Hot-Dry ¦ SDG&E ¦ Hot-Dry | Floor Insulation (Elec/Gas) - Hot-Dry | 1983.1923 | 0.5 | 0.050847 | CLASS Web Tool - DNV GL 2012 | 0 | 2012 | 0.85 | D03-426
RES-BLDGENV-11.4 | Res ¦ Floor Insulation (R19) - Hot-Dry ¦ SDG&E ¦ Hot-Dry | Res ¦ Floor Insulation (R19) - Hot-Dry | SDG&E ¦ Hot-Dry | SDG&E | All | Electric & Gas | Code level R19 floor insulation for RET and NEW | Code | 0 | Conventional | BldgEnv | Res - Multi Family | Res | RET and NEW | 0 | Residential Households | sq ft of insulation | 20 | DEER:Res_BldgShell_Ins | 0.334 | -0.00016 | -0.0185 | DEER2005 | 0.38 | 2005 | 0 | 0.51 | 2005 | 0 | 0 | Itron, Inc. 2005. 2004-2005 Database for Energy Efficiency Resources (DEER) Update Study - Final Report | Floor Insulation (Elec/Gas) - Hot-Dry ¦ SDG&E ¦ Hot-Dry | Floor Insulation (Elec/Gas) - Hot-Dry | 1083.6288 | 0.5 | 0.010959 | CLASS Web Tool - DNV GL 2012 | 0 | 2012 | 0.85 | D03-426
RES-BLDGENV-12.1 | Res ¦ Floor Insulation (R30) - Marine ¦ SDG&E ¦ Marine | Res ¦ Floor Insulation (R30) - Marine | SDG&E ¦ Marine | SDG&E | All | Electric & Gas | Efficient level R30 floor insulation for RET and NEW | Efficient | 0 | Conventional | BldgEnv | Res - Single Family | Res | RET and NEW | 0 | Residential Households | sq ft of insulation | 20 | DEER:Res_BldgShell_Ins | 0.375 | -0.000475 | -0.0284 | DEER2005 | 0.56 | 2005 | 0 | 0.78 | 2005 | 0 | 0 | Itron, Inc. 2005. 2004-2005 Database for Energy Efficiency Resources (DEER) Update Study - Final Report | Floor Insulation (Elec/Gas) - Marine ¦ SDG&E ¦ Marine | Floor Insulation (Elec/Gas) - Marine | 1983.1923 | 0.5 | 0.012712 | CLASS Web Tool - DNV GL 2012 | 0.30773 | 2032 | 0.85 | D03-427
RES-BLDGENV-12.2 | Res ¦ Floor Insulation (R30) - Marine ¦ SDG&E ¦ Marine | Res ¦ Floor Insulation (R30) - Marine | SDG&E ¦ Marine | SDG&E | All | Electric & Gas | Efficient level R30 floor insulation for RET and NEW | Efficient | 0 | Conventional | BldgEnv | Res - Multi Family | Res | RET and NEW | 0 | Residential Households | sq ft of insulation | 20 | DEER:Res_BldgShell_Ins | 0.375 | -0.000475 | -0.0284 | DEER2005 | 0.56 | 2005 | 0 | 0.78 | 2005 | 0 | 0 | Itron, Inc. 2005. 2004-2005 Database for Energy Efficiency Resources (DEER) Update Study - Final Report | Floor Insulation (Elec/Gas) - Marine ¦ SDG&E ¦ Marine | Floor Insulation (Elec/Gas) - Marine | 1083.6288 | 0.5 | 0.0027397 | CLASS Web Tool - DNV GL 2012 | 0 | 2012 | 0.85 | D03-427
RES-BLDGENV-12.3 | Res ¦ Floor Insulation (R30) - Hot-Dry ¦ SDG&E ¦ Hot-Dry | Res ¦ Floor Insulation (R30) - Hot-Dry | SDG&E ¦ Hot-Dry | SDG&E | All | Electric & Gas | Efficient level R30 floor insulation for RET and NEW | Efficient | 0 | Conventional | BldgEnv | Res - Single Family | Res | RET and NEW | 0 | Residential Households | sq ft of insulation | 20 | DEER:Res_BldgShell_Ins | 0.374 | -0.000178 | -0.0216 | DEER2005 | 0.56 | 2005 | 0 | 0.78 | 2005 | 0 | 0 | Itron, Inc. 2005. 2004-2005 Database for Energy Efficiency Resources (DEER) Update Study - Final Report | Floor Insulation (Elec/Gas) - Hot-Dry ¦ SDG&E ¦ Hot-Dry | Floor Insulation (Elec/Gas) - Hot-Dry | 1983.1923 | 0.5 | 0.012712 | CLASS Web Tool - DNV GL 2012 | 0.30773 | 2032 | 0.85 | D03-427
RES-BLDGENV-12.4 | Res ¦ Floor Insulation (R30) - Hot-Dry ¦ SDG&E ¦ Hot-Dry | Res ¦ Floor Insulation (R30) - Hot-Dry | SDG&E ¦ Hot-Dry | SDG&E | All | Electric & Gas | Efficient level R30 floor insulation for RET and NEW | Efficient | 0 | Conventional | BldgEnv | Res - Multi Family | Res | RET and NEW | 0 | Residential Households | sq ft of insulation | 20 | DEER:Res_BldgShell_Ins | 0.374 | -0.000178 | -0.0216 | DEER2005 | 0.56 | 2005 | 0 | 0.78 | 2005 | 0 | 0 | Itron, Inc. 2005. 2004-2005 Database for Energy Efficiency Resources (DEER) Update Study - Final Report | Floor Insulation (Elec/Gas) - Hot-Dry ¦ SDG&E ¦ Hot-Dry | Floor Insulation (Elec/Gas) - Hot-Dry | 1083.6288 | 0.5 | 0.0027397 | CLASS Web Tool - DNV GL 2012 | 0 | 2012 | 0.85 | D03-427
RES-BLDGENV-25.1 | Res ¦ Attic/Ceiling Insulation RET (R0 to R4) - Marine ¦ PG&E ¦ Marine | Res ¦ Attic/Ceiling Insulation RET (R0 to R4) - Marine | PG&E ¦ Marine | PG&E | All | Electric & Gas | None or minimal existing attic insulation | Average Existing | 0 | Conventional | BldgEnv | Res - Single Family | Res | RET Only | 0 | Residential Households | sq ft of insulation | 20 | DEER:Res_BldgShell_Ins | 0 | 0 | 0 | DEER2020 | 0 | 2014 | 0 | 0 | 2014 | 0 | 0 | ITRON 2010-2012 Itron W0017 Ex-Ante Measure Cost Study | Attic/Ceiling Insulation - RET - Marine ¦ PG&E ¦ Marine | Attic/Ceiling Insulation - RET - Marine | 732.1946 | 0.5 | 0.19289 | MICS 2015; RECS 2009 | 0 | 2012 | 0.28 | None
RES-BLDGENV-25.2 | Res ¦ Attic/Ceiling Insulation RET (R0 to R4) - Marine ¦ PG&E ¦ Marine | Res ¦ Attic/Ceiling Insulation RET (R0 to R4) - Marine | PG&E ¦ Marine | PG&E | All | Electric & Gas | None or minimal existing attic insulation | Average Existing | 0 | Conventional | BldgEnv | Res - Multi Family | Res | RET Only | 0 | Residential Households | sq ft of insulation | 20 | DEER:Res_BldgShell_Ins | 0 | 0 | 0 | DEER2020 | 0 | 2014 | 0 | 0 | 2014 | 0 | 0 | ITRON 2010-2012 Itron W0017 Ex-Ante Measure Cost Study | Attic/Ceiling Insulation - RET - Marine ¦ PG&E ¦ Marine | Attic/Ceiling Insulation - RET - Marine | 202.4872 | 0.5 | 0.19289 | MICS 2015; RECS 2009 | 0 | 2012 | 0.28 | None
RES-BLDGENV-25.3 | Res ¦ Attic/Ceiling Insulation RET (R0 to R4) - Hot-Dry ¦ PG&E ¦ Hot-Dry | Res ¦ Attic/Ceiling Insulation RET (R0 to R4) - Hot-Dry | PG&E ¦ Hot-Dry | PG&E | All | Electric & Gas | None or minimal existing attic insulation | Average Existing | 0 | Conventional | BldgEnv | Res - Single Family | Res | RET Only | 0 | Residential Households | sq ft of insulation | 20 | DEER:Res_BldgShell_Ins | 0 | 0 | 0 | DEER2020 | 0 | 2014 | 0 | 0 | 2014 | 0 | 0 | ITRON 2010-2012 Itron W0017 Ex-Ante Measure Cost Study | Attic/Ceiling Insulation - RET - Hot-Dry ¦ PG&E ¦ Hot-Dry | Attic/Ceiling Insulation - RET - Hot-Dry | 732.1946 | 0.5 | 0.19289 | MICS 2015; RECS 2009 | 0 | 2012 | 0.28 | None
RES-BLDGENV-25.4 | Res ¦ Attic/Ceiling Insulation RET (R0 to R4) - Hot-Dry ¦ PG&E ¦ Hot-Dry | Res ¦ Attic/Ceiling Insulation RET (R0 to R4) - Hot-Dry | PG&E ¦ Hot-Dry | PG&E | All | Electric & Gas | None or minimal existing attic insulation | Average Existing | 0 | Conventional | BldgEnv | Res - Multi Family | Res | RET Only | 0 | Residential Households | sq ft of insulation | 20 | DEER:Res_BldgShell_Ins | 0 | 0 | 0 | DEER2020 | 0 | 2014 | 0 | 0 | 2014 | 0 | 0 | ITRON 2010-2012 Itron W0017 Ex-Ante Measure Cost Study | Attic/Ceiling Insulation - RET - Hot-Dry ¦ PG&E ¦ Hot-Dry | Attic/Ceiling Insulation - RET - Hot-Dry | 202.4872 | 0.5 | 0.19289 | MICS 2015; RECS 2009 | 0 | 2012 | 0.28 | None
RES-BLDGENV-25.5 | Res ¦ Attic/Ceiling Insulation RET (R0 to R4) - Cold ¦ PG&E ¦ Cold | Res ¦ Attic/Ceiling Insulation RET (R0 to R4) - Cold | PG&E ¦ Cold | PG&E | All | Electric & Gas | None or minimal existing attic insulation | Average Existing | 0 | Conventional | BldgEnv | Res - Single Family | Res | RET Only | 0 | Residential Households | sq ft of insulation | 20 | DEER:Res_BldgShell_Ins | 0 | 0 | 0 | DEER2020 | 0 | 2014 | 0 | 0 | 2014 | 0 | 0 | ITRON 2010-2012 Itron W0017 Ex-Ante Measure Cost Study | Attic/Ceiling Insulation - RET - Cold ¦ PG&E ¦ Cold | Attic/Ceiling Insulation - RET - Cold | 732.1946 | 0.5 | 0.19289 | MICS 2015; RECS 2009 | 0 | 2012 | 0.28 | None
RES-BLDGENV-25.6 | Res ¦ Attic/Ceiling Insulation RET (R0 to R4) - Cold ¦ PG&E ¦ Cold | Res ¦ Attic/Ceiling Insulation RET (R0 to R4) - Cold | PG&E ¦ Cold | PG&E | All | Electric & Gas | None or minimal existing attic insulation | Average Existing | 0 | Conventional | BldgEnv | Res - Multi Family | Res | RET Only | 0 | Residential Households | sq ft of insulation | 20 | DEER:Res_BldgShell_Ins | 0 | 0 | 0 | DEER2020 | 0 | 2014 | 0 | 0 | 2014 | 0 | 0 | ITRON 2010-2012 Itron W0017 Ex-Ante Measure Cost Study | Attic/Ceiling Insulation - RET - Cold ¦ PG&E ¦ Cold | Attic/Ceiling Insulation - RET - Cold | 202.4872 | 0.5 | 0.19289 | MICS 2015; RECS 2009 | 0 | 2012 | 0.28 | None
RES-BLDGENV-26.1 | Res ¦ Attic/Ceiling Insulation RET (R19) - Marine ¦ PG&E ¦ Marine | Res ¦ Attic/Ceiling Insulation RET (R19) - Marine | PG&E ¦ Marine | PG&E | All | Electric & Gas | Code level R19 attic insulation for RET | Code | 0 | Conventional | BldgEnv | Res - Single Family | Res | RET Only | 0 | Residential Households | sq ft of insulation | 20 | DEER:Res_BldgShell_Ins | -0.0126 | 0 | -0.00879 | DEER2020 | 0.35 | 2014 | 0 | 0.81 | 2014 | 0 | 0 | ITRON 2010-2012 Itron W0017 Ex-Ante Measure Cost Study | Attic/Ceiling Insulation - RET - Marine ¦ PG&E ¦ Marine | Attic/Ceiling Insulation - RET - Marine | 732.1946 | 0.5 | 0.48985 | MICS 2015; RECS 2009 | 0 | 2012 | 0.28 | RB-BS-CeilIns-VintR-AddR19
RES-BLDGENV-26.2 | Res ¦ Attic/Ceiling Insulation RET (R19) - Marine ¦ PG&E ¦ Marine | Res ¦ Attic/Ceiling Insulation RET (R19) - Marine | PG&E ¦ Marine | PG&E | All | Electric & Gas | Code level R19 attic insulation for RET | Code | 0 | Conventional | BldgEnv | Res - Multi Family | Res | RET Only | 0 | Residential Households | sq ft of insulation | 20 | DEER:Res_BldgShell_Ins | -0.0436 | -3e-05 | -0.0205 | DEER2020 | 0.35 | 2014 | 0 | 0.81 | 2014 | 0 | 0 | ITRON 2010-2012 Itron W0017 Ex-Ante Measure Cost Study | Attic/Ceiling Insulation - RET - Marine ¦ PG&E ¦ Marine | Attic/Ceiling Insulation - RET - Marine | 202.4872 | 0.5 | 0.48985 | MICS 2015; RECS 2009 | 0 | 2012 | 0.28 | RB-BS-CeilIns-VintR-AddR19
RES-BLDGENV-26.3 | Res ¦ Attic/Ceiling Insulation RET (R19) - Hot-Dry ¦ PG&E ¦ Hot-Dry | Res ¦ Attic/Ceiling Insulation RET (R19) - Hot-Dry | PG&E ¦ Hot-Dry | PG&E | All | Electric & Gas | Code level R19 attic insulation for RET | Code | 0 | Conventional | BldgEnv | Res - Single Family | Res | RET Only | 0 | Residential Households | sq ft of insulation | 20 | DEER:Res_BldgShell_Ins | -0.0106 | -2e-05 | -0.00389 | DEER2020 | 0.35 | 2014 | 0 | 0.81 | 2014 | 0 | 0 | ITRON 2010-2012 Itron W0017 Ex-Ante Measure Cost Study | Attic/Ceiling Insulation - RET - Hot-Dry ¦ PG&E ¦ Hot-Dry | Attic/Ceiling Insulation - RET - Hot-Dry | 732.1946 | 0.5 | 0.48985 | MICS 2015; RECS 2009 | 0 | 2012 | 0.28 | RB-BS-CeilIns-VintR-AddR19
RES-BLDGENV-26.4 | Res ¦ Attic/Ceiling Insulation RET (R19) - Hot-Dry ¦ PG&E ¦ Hot-Dry | Res ¦ Attic/Ceiling Insulation RET (R19) - Hot-Dry | PG&E ¦ Hot-Dry | PG&E | All | Electric & Gas | Code level R19 attic insulation for RET | Code | 0 | Conventional | BldgEnv | Res - Multi Family | Res | RET Only | 0 | Residential Households | sq ft of insulation | 20 | DEER:Res_BldgShell_Ins | -0.0316 | -0.00067 | -0.00928 | DEER2020 | 0.35 | 2014 | 0 | 0.81 | 2014 | 0 | 0 | ITRON 2010-2012 Itron W0017 Ex-Ante Measure Cost Study | Attic/Ceiling Insulation - RET - Hot-Dry ¦ PG&E ¦ Hot-Dry | Attic/Ceiling Insulation - RET - Hot-Dry | 202.4872 | 0.5 | 0.48985 | MICS 2015; RECS 2009 | 0 | 2012 | 0.28 | RB-BS-CeilIns-VintR-AddR19
RES-BLDGENV-26.5 | Res ¦ Attic/Ceiling Insulation RET (R19) - Cold ¦ PG&E ¦ Cold | Res ¦ Attic/Ceiling Insulation RET (R19) - Cold | PG&E ¦ Cold | PG&E | All | Electric & Gas | Code level R19 attic insulation for RET | Code | 0 | Conventional | BldgEnv | Res - Single Family | Res | RET Only | 0 | Residential Households | sq ft of insulation | 20 | DEER:Res_BldgShell_Ins | -0.00702 | -1e-05 | -0.00539 | DEER2020 | 0.35 | 2014 | 0 | 0.81 | 2014 | 0 | 0 | ITRON 2010-2012 Itron W0017 Ex-Ante Measure Cost Study | Attic/Ceiling Insulation - RET - Cold ¦ PG&E ¦ Cold | Attic/Ceiling Insulation - RET - Cold | 732.1946 | 0.5 | 0.48985 | MICS 2015; RECS 2009 | 0 | 2012 | 0.28 | RB-BS-CeilIns-VintR-AddR19
RES-BLDGENV-26.6 | Res ¦ Attic/Ceiling Insulation RET (R19) - Cold ¦ PG&E ¦ Cold | Res ¦ Attic/Ceiling Insulation RET (R19) - Cold | PG&E ¦ Cold | PG&E | All | Electric & Gas | Code level R19 attic insulation for RET | Code | 0 | Conventional | BldgEnv | Res - Multi Family | Res | RET Only | 0 | Residential Households | sq ft of insulation | 20 | DEER:Res_BldgShell_Ins | -0.0503 | -0.00051 | -0.0215 | DEER2020 | 0.35 | 2014 | 0 | 0.81 | 2014 | 0 | 0 | ITRON 2010-2012 Itron W0017 Ex-Ante Measure Cost Study | Attic/Ceiling Insulation - RET - Cold ¦ PG&E ¦ Cold | Attic/Ceiling Insulation - RET - Cold | 202.4872 | 0.5 | 0.48985 | MICS 2015; RECS 2009 | 0 | 2012 | 0.28 | RB-BS-CeilIns-VintR-AddR19
RES-BLDGENV-27.1 | Res ¦ Attic/Ceiling Insulation RET (>=R30) - Marine ¦ PG&E ¦ Marine | Res ¦ Attic/Ceiling Insulation RET (>=R30) - Marine | PG&E ¦ Marine | PG&E | All | Electric & Gas | Efficient R30 or greater attic insulation for RET | Efficient | 0 | Conventional | BldgEnv | Res - Single Family | Res | RET Only | 0 | Residential Households | sq ft of insulation | 20 | DEER:Res_BldgShell_Ins | -0.0169 | 0 | -0.0114 | DEER2020 | 0.53 | 2014 | 0 | 0.81 | 2014 | 0 | 0 | ITRON 2010-2012 Itron W0017 Ex-Ante Measure Cost Study | Attic/Ceiling Insulation - RET - Marine ¦ PG&E ¦ Marine | Attic/Ceiling Insulation - RET - Marine | 732.1946 | 0.5 | 0.31726 | MICS 2015; RECS 2009 | 0.30773 | 2032 | 0.28 | RB-BS-CeilIns-VintR-AddR30
RES-BLDGENV-27.2 | Res ¦ Attic/Ceiling Insulation RET (>=R30) - Marine ¦ PG&E ¦ Marine | Res ¦ Attic/Ceiling Insulation RET (>=R30) - Marine | PG&E ¦ Marine | PG&E | All | Electric & Gas | Efficient R30 or greater attic insulation for RET | Efficient | 0 | Conventional | BldgEnv | Res - Multi Family | Res | RET Only | 0 | Residential Households | sq ft of insulation | 20 | DEER:Res_BldgShell_Ins | -0.0564 | -4e-05 | -0.026 | DEER2020 | 0.53 | 2014 | 0 | 0.81 | 2014 | 0 | 0 | ITRON 2010-2012 Itron W0017 Ex-Ante Measure Cost Study | Attic/Ceiling Insulation - RET - Marine ¦ PG&E ¦ Marine | Attic/Ceiling Insulation - RET - Marine | 202.4872 | 0.5 | 0.31726 | MICS 2015; RECS 2009 | 0 | 2012 | 0.28 | RB-BS-CeilIns-VintR-AddR30
RES-BLDGENV-27.3 | Res ¦ Attic/Ceiling Insulation RET (>=R30) - Hot-Dry ¦ PG&E ¦ Hot-Dry | Res ¦ Attic/Ceiling Insulation RET (>=R30) - Hot-Dry | PG&E ¦ Hot-Dry | PG&E | All | Electric & Gas | Efficient R30 or greater attic insulation for RET | Efficient | 0 | Conventional | BldgEnv | Res - Single Family | Res | RET Only | 0 | Residential Households | sq ft of insulation | 20 | DEER:Res_BldgShell_Ins | -0.014 | -3e-05 | -0.0052 | DEER2020 | 0.53 | 2014 | 0 | 0.81 | 2014 | 0 | 0 | ITRON 2010-2012 Itron W0017 Ex-Ante Measure Cost Study | Attic/Ceiling Insulation - RET - Hot-Dry ¦ PG&E ¦ Hot-Dry | Attic/Ceiling Insulation - RET - Hot-Dry | 732.1946 | 0.5 | 0.31726 | MICS 2015; RECS 2009 | 0.30773 | 2032 | 0.28 | RB-BS-CeilIns-VintR-AddR30
RES-BLDGENV-27.4 | Res ¦ Attic/Ceiling Insulation RET (>=R30) - Hot-Dry ¦ PG&E ¦ Hot-Dry | Res ¦ Attic/Ceiling Insulation RET (>=R30) - Hot-Dry | PG&E ¦ Hot-Dry | PG&E | All | Electric & Gas | Efficient R30 or greater attic insulation for RET | Efficient | 0 | Conventional | BldgEnv | Res - Multi Family | Res | RET Only | 0 | Residential Households | sq ft of insulation | 20 | DEER:Res_BldgShell_Ins | -0.0405 | -0.00087 | -0.0121 | DEER2020 | 0.53 | 2014 | 0 | 0.81 | 2014 | 0 | 0 | ITRON 2010-2012 Itron W0017 Ex-Ante Measure Cost Study | Attic/Ceiling Insulation - RET - Hot-Dry ¦ PG&E ¦ Hot-Dry | Attic/Ceiling Insulation - RET - Hot-Dry | 202.4872 | 0.5 | 0.31726 | MICS 2015; RECS 2009 | 0 | 2012 | 0.28 | RB-BS-CeilIns-VintR-AddR30
RES-BLDGENV-27.5 | Res ¦ Attic/Ceiling Insulation RET (>=R30) - Cold ¦ PG&E ¦ Cold | Res ¦ Attic/Ceiling Insulation RET (>=R30) - Cold | PG&E ¦ Cold | PG&E | All | Electric & Gas | Efficient R30 or greater attic insulation for RET | Efficient | 0 | Conventional | BldgEnv | Res - Single Family | Res | RET Only | 0 | Residential Households | sq ft of insulation | 20 | DEER:Res_BldgShell_Ins | -0.00943 | -1e-05 | -0.00719 | DEER2020 | 0.53 | 2014 | 0 | 0.81 | 2014 | 0 | 0 | ITRON 2010-2012 Itron W0017 Ex-Ante Measure Cost Study | Attic/Ceiling Insulation - RET - Cold ¦ PG&E ¦ Cold | Attic/Ceiling Insulation - RET - Cold | 732.1946 | 0.5 | 0.31726 | MICS 2015; RECS 2009 | 0.30773 | 2032 | 0.28 | RB-BS-CeilIns-VintR-AddR30
RES-BLDGENV-27.6 | Res ¦ Attic/Ceiling Insulation RET (>=R30) - Cold ¦ PG&E ¦ Cold | Res ¦ Attic/Ceiling Insulation RET (>=R30) - Cold | PG&E ¦ Cold | PG&E | All | Electric & Gas | Efficient R30 or greater attic insulation for RET | Efficient | 0 | Conventional | BldgEnv | Res - Multi Family | Res | RET Only | 0 | Residential Households | sq ft of insulation | 20 | DEER:Res_BldgShell_Ins | -0.0653 | -0.00066 | -0.0277 | DEER2020 | 0.53 | 2014 | 0 | 0.81 | 2014 | 0 | 0 | ITRON 2010-2012 Itron W0017 Ex-Ante Measure Cost Study | Attic/Ceiling Insulation - RET - Cold ¦ PG&E ¦ Cold | Attic/Ceiling Insulation - RET - Cold | 202.4872 | 0.5 | 0.31726 | MICS 2015; RECS 2009 | 0 | 2012 | 0.28 | RB-BS-CeilIns-VintR-AddR30
RES-BLDGENV-20.1 | Res ¦ Attic/Ceiling Insulation NEW (R22) - Marine ¦ PG&E ¦ Marine | Res ¦ Attic/Ceiling Insulation NEW (R22) - Marine | PG&E ¦ Marine | PG&E | All | Electric & Gas | Code level R22 attic insulation for NEW | Average Existing and Code | 0 | Conventional | BldgEnv | Res - Single Family | Res | NEW Only | 0 | Residential Households | sq ft of insulation | 20 | DEER:Res_BldgShell_Ins | -0.013773 | 0 | -0.0095018 | DEER2020 | 0.39909 | 2014 | 0 | 0.81 | 2014 | 0 | 0 | ITRON 2010-2012 Itron W0017 Ex-Ante Measure Cost Study | Attic/Ceiling Insulation - NEW - Marine ¦ PG&E ¦ Marine | Attic/Ceiling Insulation - NEW - Marine | 732.1946 | 0.5 | 0.68274 | MICS 2015; RECS 2009 | 0 | 2012 | 0.28 | Interpolation
RES-BLDGENV-20.2 | Res ¦ Attic/Ceiling Insulation NEW (R22) - Marine ¦ PG&E ¦ Marine | Res ¦ Attic/Ceiling Insulation NEW (R22) - Marine | PG&E ¦ Marine | PG&E | All | Electric & Gas | Code level R22 attic insulation for NEW | Average Existing and Code | 0 | Conventional | BldgEnv | Res - Multi Family | Res | NEW Only | 0 | Residential Households | sq ft of insulation | 20 | DEER:Res_BldgShell_Ins | -0.047091 | -3.2727e-05 | -0.022 | DEER2020 | 0.39909 | 2014 | 0 | 0.81 | 2014 | 0 | 0 | ITRON 2010-2012 Itron W0017 Ex-Ante Measure Cost Study | Attic/Ceiling Insulation - NEW - Marine ¦ PG&E ¦ Marine | Attic/Ceiling Insulation - NEW - Marine | 202.4872 | 0.5 | 0.68274 | MICS 2015; RECS 2009 | 0 | 2012 | 0.28 | Interpolation
RES-BLDGENV-20.3 | Res ¦ Attic/Ceiling Insulation NEW (R22) - Hot-Dry ¦ PG&E ¦ Hot-Dry | Res ¦ Attic/Ceiling Insulation NEW (R22) - Hot-Dry | PG&E ¦ Hot-Dry | PG&E | All | Electric & Gas | Code level R22 attic insulation for NEW | Average Existing and Code | 0 | Conventional | BldgEnv | Res - Single Family | Res | NEW Only | 0 | Residential Households | sq ft of insulation | 20 | DEER:Res_BldgShell_Ins | -0.011527 | -2.2727e-05 | -0.0042473 | DEER2020 | 0.39909 | 2014 | 0 | 0.81 | 2014 | 0 | 0 | ITRON 2010-2012 Itron W0017 Ex-Ante Measure Cost Study | Attic/Ceiling Insulation - NEW - Hot-Dry ¦ PG&E ¦ Hot-Dry | Attic/Ceiling Insulation - NEW - Hot-Dry | 732.1946 | 0.5 | 0.68274 | MICS 2015; RECS 2009 | 0 | 2012 | 0.28 | Interpolation
RES-BLDGENV-20.4 | Res ¦ Attic/Ceiling Insulation NEW (R22) - Hot-Dry ¦ PG&E ¦ Hot-Dry | Res ¦ Attic/Ceiling Insulation NEW (R22) - Hot-Dry | PG&E ¦ Hot-Dry | PG&E | All | Electric & Gas | Code level R22 attic insulation for NEW | Average Existing and Code | 0 | Conventional | BldgEnv | Res - Multi Family | Res | NEW Only | 0 | Residential Households | sq ft of insulation | 20 | DEER:Res_BldgShell_Ins | -0.034027 | -0.00072455 | -0.010049 | DEER2020 | 0.39909 | 2014 | 0 | 0.81 | 2014 | 0 | 0 | ITRON 2010-2012 Itron W0017 Ex-Ante Measure Cost Study | Attic/Ceiling Insulation - NEW - Hot-Dry ¦ PG&E ¦ Hot-Dry | Attic/Ceiling Insulation - NEW - Hot-Dry | 202.4872 | 0.5 | 0.68274 | MICS 2015; RECS 2009 | 0 | 2012 | 0.28 | Interpolation
RES-BLDGENV-20.5 | Res ¦ Attic/Ceiling Insulation NEW (R22) - Cold ¦ PG&E ¦ Cold | Res ¦ Attic/Ceiling Insulation NEW (R22) - Cold | PG&E ¦ Cold | PG&E | All | Electric & Gas | Code level R22 attic insulation for NEW | Average Existing and Code | 0 | Conventional | BldgEnv | Res - Single Family | Res | NEW Only | 0 | Residential Households | sq ft of insulation | 20 | DEER:Res_BldgShell_Ins | -0.0076773 | -1e-05 | -0.0058809 | DEER2020 | 0.39909 | 2014 | 0 | 0.81 | 2014 | 0 | 0 | ITRON 2010-2012 Itron W0017 Ex-Ante Measure Cost Study | Attic/Ceiling Insulation - NEW - Cold ¦ PG&E ¦ Cold | Attic/Ceiling Insulation - NEW - Cold | 732.1946 | 0.5 | 0.68274 | MICS 2015; RECS 2009 | 0 | 2012 | 0.28 | Interpolation
RES-BLDGENV-20.6 | Res ¦ Attic/Ceiling Insulation NEW (R22) - Cold ¦ PG&E ¦ Cold | Res ¦ Attic/Ceiling Insulation NEW (R22) - Cold | PG&E ¦ Cold | PG&E | All | Electric & Gas | Code level R22 attic insulation for NEW | Average Existing and Code | 0 | Conventional | BldgEnv | Res - Multi Family | Res | NEW Only | 0 | Residential Households | sq ft of insulation | 20 | DEER:Res_BldgShell_Ins | -0.054391 | -0.00055091 | -0.023191 | DEER2020 | 0.39909 | 2014 | 0 | 0.81 | 2014 | 0 | 0 | ITRON 2010-2012 Itron W0017 Ex-Ante Measure Cost Study | Attic/Ceiling Insulation - NEW - Cold ¦ PG&E ¦ Cold | Attic/Ceiling Insulation - NEW - Cold | 202.4872 | 0.5 | 0.68274 | MICS 2015; RECS 2009 | 0 | 2012 | 0.28 | Interpolation
RES-BLDGENV-21.1 | Res ¦ Attic/Ceiling Insulation NEW (>=R30) - Marine ¦ PG&E ¦ Marine | Res ¦ Attic/Ceiling Insulation NEW (>=R30) - Marine | PG&E ¦ Marine | PG&E | All | Electric & Gas | Efficient R30 or greater attic insulation for NEW | Efficient | 0 | Conventional | BldgEnv | Res - Single Family | Res | NEW Only | 0 | Residential Households | sq ft of insulation | 20 | DEER:Res_BldgShell_Ins | -0.0169 | 0 | -0.0114 | DEER2020 | 0.53 | 2014 | 0 | 0.81 | 2014 | 0 | 0 | ITRON 2010-2012 Itron W0017 Ex-Ante Measure Cost Study | Attic/Ceiling Insulation - NEW - Marine ¦ PG&E ¦ Marine | Attic/Ceiling Insulation - NEW - Marine | 732.1946 | 0.5 | 0.31726 | MICS 2015; RECS 2009 | 0.30773 | 2032 | 0.28 | RB-BS-CeilIns-VintR-AddR30
RES-BLDGENV-21.2 | Res ¦ Attic/Ceiling Insulation NEW (>=R30) - Marine ¦ PG&E ¦ Marine | Res ¦ Attic/Ceiling Insulation NEW (>=R30) - Marine | PG&E ¦ Marine | PG&E | All | Electric & Gas | Efficient R30 or greater attic insulation for NEW | Efficient | 0 | Conventional | BldgEnv | Res - Multi Family | Res | NEW Only | 0 | Residential Households | sq ft of insulation | 20 | DEER:Res_BldgShell_Ins | -0.0564 | -4e-05 | -0.026 | DEER2020 | 0.53 | 2014 | 0 | 0.81 | 2014 | 0 | 0 | ITRON 2010-2012 Itron W0017 Ex-Ante Measure Cost Study | Attic/Ceiling Insulation - NEW - Marine ¦ PG&E ¦ Marine | Attic/Ceiling Insulation - NEW - Marine | 202.4872 | 0.5 | 0.31726 | MICS 2015; RECS 2009 | 0 | 2012 | 0.28 | RB-BS-CeilIns-VintR-AddR30
RES-BLDGENV-21.3 | Res ¦ Attic/Ceiling Insulation NEW (>=R30) - Hot-Dry ¦ PG&E ¦ Hot-Dry | Res ¦ Attic/Ceiling Insulation NEW (>=R30) - Hot-Dry | PG&E ¦ Hot-Dry | PG&E | All | Electric & Gas | Efficient R30 or greater attic insulation for NEW | Efficient | 0 | Conventional | BldgEnv | Res - Single Family | Res | NEW Only | 0 | Residential Households | sq ft of insulation | 20 | DEER:Res_BldgShell_Ins | -0.014 | -3e-05 | -0.0052 | DEER2020 | 0.53 | 2014 | 0 | 0.81 | 2014 | 0 | 0 | ITRON 2010-2012 Itron W0017 Ex-Ante Measure Cost Study | Attic/Ceiling Insulation - NEW - Hot-Dry ¦ PG&E ¦ Hot-Dry | Attic/Ceiling Insulation - NEW - Hot-Dry | 732.1946 | 0.5 | 0.31726 | MICS 2015; RECS 2009 | 0.30773 | 2032 | 0.28 | RB-BS-CeilIns-VintR-AddR30
RES-BLDGENV-21.4 | Res ¦ Attic/Ceiling Insulation NEW (>=R30) - Hot-Dry ¦ PG&E ¦ Hot-Dry | Res ¦ Attic/Ceiling Insulation NEW (>=R30) - Hot-Dry | PG&E ¦ Hot-Dry | PG&E | All | Electric & Gas | Efficient R30 or greater attic insulation for NEW | Efficient | 0 | Conventional | BldgEnv | Res - Multi Family | Res | NEW Only | 0 | Residential Households | sq ft of insulation | 20 | DEER:Res_BldgShell_Ins | -0.0405 | -0.00087 | -0.0121 | DEER2020 | 0.53 | 2014 | 0 | 0.81 | 2014 | 0 | 0 | ITRON 2010-2012 Itron W0017 Ex-Ante Measure Cost Study | Attic/Ceiling Insulation - NEW - Hot-Dry ¦ PG&E ¦ Hot-Dry | Attic/Ceiling Insulation - NEW - Hot-Dry | 202.4872 | 0.5 | 0.31726 | MICS 2015; RECS 2009 | 0 | 2012 | 0.28 | RB-BS-CeilIns-VintR-AddR30
RES-BLDGENV-21.5 | Res ¦ Attic/Ceiling Insulation NEW (>=R30) - Cold ¦ PG&E ¦ Cold | Res ¦ Attic/Ceiling Insulation NEW (>=R30) - Cold | PG&E ¦ Cold | PG&E | All | Electric & Gas | Efficient R30 or greater attic insulation for NEW | Efficient | 0 | Conventional | BldgEnv | Res - Single Family | Res | NEW Only | 0 | Residential Households | sq ft of insulation | 20 | DEER:Res_BldgShell_Ins | -0.00943 | -1e-05 | -0.00719 | DEER2020 | 0.53 | 2014 | 0 | 0.81 | 2014 | 0 | 0 | ITRON 2010-2012 Itron W0017 Ex-Ante Measure Cost Study | Attic/Ceiling Insulation - NEW - Cold ¦ PG&E ¦ Cold | Attic/Ceiling Insulation - NEW - Cold | 732.1946 | 0.5 | 0.31726 | MICS 2015; RECS 2009 | 0.30773 | 2032 | 0.28 | RB-BS-CeilIns-VintR-AddR30
RES-BLDGENV-21.6 | Res ¦ Attic/Ceiling Insulation NEW (>=R30) - Cold ¦ PG&E ¦ Cold | Res ¦ Attic/Ceiling Insulation NEW (>=R30) - Cold | PG&E ¦ Cold | PG&E | All | Electric & Gas | Efficient R30 or greater attic insulation for NEW | Efficient | 0 | Conventional | BldgEnv | Res - Multi Family | Res | NEW Only | 0 | Residential Households | sq ft of insulation | 20 | DEER:Res_BldgShell_Ins | -0.0653 | -0.00066 | -0.0277 | DEER2020 | 0.53 | 2014 | 0 | 0.81 | 2014 | 0 | 0 | ITRON 2010-2012 Itron W0017 Ex-Ante Measure Cost Study | Attic/Ceiling Insulation - NEW - Cold ¦ PG&E ¦ Cold | Attic/Ceiling Insulation - NEW - Cold | 202.4872 | 0.5 | 0.31726 | MICS 2015; RECS 2009 | 0 | 2012 | 0.28 | RB-BS-CeilIns-VintR-AddR30
RES-BLDGENV-25.1 | Res ¦ Attic/Ceiling Insulation RET (R0 to R4) - Marine ¦ SCE ¦ Marine | Res ¦ Attic/Ceiling Insulation RET (R0 to R4) - Marine | SCE ¦ Marine | SCE | All | Electric & Gas | None or minimal existing attic insulation | Average Existing | 0 | Conventional | BldgEnv | Res - Single Family | Res | RET Only | 0 | Residential Households | sq ft of insulation | 20 | DEER:Res_BldgShell_Ins | 0 | 0 | 0 | DEER2020 | 0 | 2014 | 0 | 0 | 2014 | 0 | 0 | ITRON 2010-2012 Itron W0017 Ex-Ante Measure Cost Study | Attic/Ceiling Insulation - RET - Marine ¦ SCE ¦ Marine | Attic/Ceiling Insulation - RET - Marine | 1897.5637 | 0.5 | 0.19289 | MICS 2015; RECS 2009 | 0 | 2012 | 0.28 | None
RES-BLDGENV-25.2 | Res ¦ Attic/Ceiling Insulation RET (R0 to R4) - Marine ¦ SCE ¦ Marine | Res ¦ Attic/Ceiling Insulation RET (R0 to R4) - Marine | SCE ¦ Marine | SCE | All | Electric & Gas | None or minimal existing attic insulation | Average Existing | 0 | Conventional | BldgEnv | Res - Multi Family | Res | RET Only | 0 | Residential Households | sq ft of insulation | 20 | DEER:Res_BldgShell_Ins | 0 | 0 | 0 | DEER2020 | 0 | 2014 | 0 | 0 | 2014 | 0 | 0 | ITRON 2010-2012 Itron W0017 Ex-Ante Measure Cost Study | Attic/Ceiling Insulation - RET - Marine ¦ SCE ¦ Marine | Attic/Ceiling Insulation - RET - Marine | 541.0118 | 0.5 | 0.19289 | MICS 2015; RECS 2009 | 0 | 2012 | 0.28 | None
RES-BLDGENV-25.3 | Res ¦ Attic/Ceiling Insulation RET (R0 to R4) - Hot-Dry ¦ SCE ¦ Hot-Dry | Res ¦ Attic/Ceiling Insulation RET (R0 to R4) - Hot-Dry | SCE ¦ Hot-Dry | SCE | All | Electric & Gas | None or minimal existing attic insulation | Average Existing | 0 | Conventional | BldgEnv | Res - Single Family | Res | RET Only | 0 | Residential Households | sq ft of insulation | 20 | DEER:Res_BldgShell_Ins | 0 | 0 | 0 | DEER2020 | 0 | 2014 | 0 | 0 | 2014 | 0 | 0 | ITRON 2010-2012 Itron W0017 Ex-Ante Measure Cost Study | Attic/Ceiling Insulation - RET - Hot-Dry ¦ SCE ¦ Hot-Dry | Attic/Ceiling Insulation - RET - Hot-Dry | 1897.5637 | 0.5 | 0.19289 | MICS 2015; RECS 2009 | 0 | 2012 | 0.28 | None
RES-BLDGENV-25.4 | Res ¦ Attic/Ceiling Insulation RET (R0 to R4) - Hot-Dry ¦ SCE ¦ Hot-Dry | Res ¦ Attic/Ceiling Insulation RET (R0 to R4) - Hot-Dry | SCE ¦ Hot-Dry | SCE | All | Electric & Gas | None or minimal existing attic insulation | Average Existing | 0 | Conventional | BldgEnv | Res - Multi Family | Res | RET Only | 0 | Residential Households | sq ft of insulation | 20 | DEER:Res_BldgShell_Ins | 0 | 0 | 0 | DEER2020 | 0 | 2014 | 0 | 0 | 2014 | 0 | 0 | ITRON 2010-2012 Itron W0017 Ex-Ante Measure Cost Study | Attic/Ceiling Insulation - RET - Hot-Dry ¦ SCE ¦ Hot-Dry | Attic/Ceiling Insulation - RET - Hot-Dry | 541.0118 | 0.5 | 0.19289 | MICS 2015; RECS 2009 | 0 | 2012 | 0.28 | None
RES-BLDGENV-25.5 | Res ¦ Attic/Ceiling Insulation RET (R0 to R4) - Cold ¦ SCE ¦ Cold | Res ¦ Attic/Ceiling Insulation RET (R0 to R4) - Cold | SCE ¦ Cold | SCE | All | Electric & Gas | None or minimal existing attic insulation | Average Existing | 0 | Conventional | BldgEnv | Res - Single Family | Res | RET Only | 0 | Residential Households | sq ft of insulation | 20 | DEER:Res_BldgShell_Ins | 0 | 0 | 0 | DEER2020 | 0 | 2014 | 0 | 0 | 2014 | 0 | 0 | ITRON 2010-2012 Itron W0017 Ex-Ante Measure Cost Study | Attic/Ceiling Insulation - RET - Cold ¦ SCE ¦ Cold | Attic/Ceiling Insulation - RET - Cold | 1897.5637 | 0.5 | 0.19289 | MICS 2015; RECS 2009 | 0 | 2012 | 0.28 | None
RES-BLDGENV-25.6 | Res ¦ Attic/Ceiling Insulation RET (R0 to R4) - Cold ¦ SCE ¦ Cold | Res ¦ Attic/Ceiling Insulation RET (R0 to R4) - Cold | SCE ¦ Cold | SCE | All | Electric & Gas | None or minimal existing attic insulation | Average Existing | 0 | Conventional | BldgEnv | Res - Multi Family | Res | RET Only | 0 | Residential Households | sq ft of insulation | 20 | DEER:Res_BldgShell_Ins | 0 | 0 | 0 | DEER2020 | 0 | 2014 | 0 | 0 | 2014 | 0 | 0 | ITRON 2010-2012 Itron W0017 Ex-Ante Measure Cost Study | Attic/Ceiling Insulation - RET - Cold ¦ SCE ¦ Cold | Attic/Ceiling Insulation - RET - Cold | 541.0118 | 0.5 | 0.19289 | MICS 2015; RECS 2009 | 0 | 2012 | 0.28 | None
RES-BLDGENV-26.1 | Res ¦ Attic/Ceiling Insulation RET (R19) - Marine ¦ SCE ¦ Marine | Res ¦ Attic/Ceiling Insulation RET (R19) - Marine | SCE ¦ Marine | SCE | All | Electric & Gas | Code level R19 attic insulation for RET | Code | 0 | Conventional | BldgEnv | Res - Single Family | Res | RET Only | 0 | Residential Households | sq ft of insulation | 20 | DEER:Res_BldgShell_Ins | -0.00785 | -1e-05 | -0.00526 | DEER2020 | 0.35 | 2014 | 0 | 0.81 | 2014 | 0 | 0 | ITRON 2010-2012 Itron W0017 Ex-Ante Measure Cost Study | Attic/Ceiling Insulation - RET - Marine ¦ SCE ¦ Marine | Attic/Ceiling Insulation - RET - Marine | 1897.5637 | 0.5 | 0.48985 | MICS 2015; RECS 2009 | 0 | 2012 | 0.28 | RB-BS-CeilIns-VintR-AddR19
RES-BLDGENV-26.2 | Res ¦ Attic/Ceiling Insulation RET (R19) - Marine ¦ SCE ¦ Marine | Res ¦ Attic/Ceiling Insulation RET (R19) - Marine | SCE ¦ Marine | SCE | All | Electric & Gas | Code level R19 attic insulation for RET | Code | 0 | Conventional | BldgEnv | Res - Multi Family | Res | RET Only | 0 | Residential Households | sq ft of insulation | 20 | DEER:Res_BldgShell_Ins | -0.0207 | -0.00022 | -0.0117 | DEER2020 | 0.35 | 2014 | 0 | 0.81 | 2014 | 0 | 0 | ITRON 2010-2012 Itron W0017 Ex-Ante Measure Cost Study | Attic/Ceiling Insulation - RET - Marine ¦ SCE ¦ Marine | Attic/Ceiling Insulation - RET - Marine | 541.0118 | 0.5 | 0.48985 | MICS 2015; RECS 2009 | 0 | 2012 | 0.28 | RB-BS-CeilIns-VintR-AddR19
RES-BLDGENV-26.3 | Res ¦ Attic/Ceiling Insulation RET (R19) - Hot-Dry ¦ SCE ¦ Hot-Dry | Res ¦ Attic/Ceiling Insulation RET (R19) - Hot-Dry | SCE ¦ Hot-Dry | SCE | All | Electric & Gas | Code level R19 attic insulation for RET | Code | 0 | Conventional | BldgEnv | Res - Single Family | Res | RET Only | 0 | Residential Households | sq ft of insulation | 20 | DEER:Res_BldgShell_Ins | -0.00841 | -2e-05 | -0.0034 | DEER2020 | 0.35 | 2014 | 0 | 0.81 | 2014 | 0 | 0 | ITRON 2010-2012 Itron W0017 Ex-Ante Measure Cost Study | Attic/Ceiling Insulation - RET - Hot-Dry ¦ SCE ¦ Hot-Dry | Attic/Ceiling Insulation - RET - Hot-Dry | 1897.5637 | 0.5 | 0.48985 | MICS 2015; RECS 2009 | 0 | 2012 | 0.28 | RB-BS-CeilIns-VintR-AddR19
RES-BLDGENV-26.4 | Res ¦ Attic/Ceiling Insulation RET (R19) - Hot-Dry ¦ SCE ¦ Hot-Dry | Res ¦ Attic/Ceiling Insulation RET (R19) - Hot-Dry | SCE ¦ Hot-Dry | SCE | All | Electric & Gas | Code level R19 attic insulation for RET | Code | 0 | Conventional | BldgEnv | Res - Multi Family | Res | RET Only | 0 | Residential Households | sq ft of insulation | 20 | DEER:Res_BldgShell_Ins | -0.0195 | -0.00035 | -0.00822 | DEER2020 | 0.35 | 2014 | 0 | 0.81 | 2014 | 0 | 0 | ITRON 2010-2012 Itron W0017 Ex-Ante Measure Cost Study | Attic/Ceiling Insulation - RET - Hot-Dry ¦ SCE ¦ Hot-Dry | Attic/Ceiling Insulation - RET - Hot-Dry | 541.0118 | 0.5 | 0.48985 | MICS 2015; RECS 2009 | 0 | 2012 | 0.28 | RB-BS-CeilIns-VintR-AddR19
RES-BLDGENV-26.5 | Res ¦ Attic/Ceiling Insulation RET (R19) - Cold ¦ SCE ¦ Cold | Res ¦ Attic/Ceiling Insulation RET (R19) - Cold | SCE ¦ Cold | SCE | All | Electric & Gas | Code level R19 attic insulation for RET | Code | 0 | Conventional | BldgEnv | Res - Single Family | Res | RET Only | 0 | Residential Households | sq ft of insulation | 20 | DEER:Res_BldgShell_Ins | -0.00686 | -1e-05 | -0.00539 | DEER2020 | 0.35 | 2014 | 0 | 0.81 | 2014 | 0 | 0 | ITRON 2010-2012 Itron W0017 Ex-Ante Measure Cost Study | Attic/Ceiling Insulation - RET - Cold ¦ SCE ¦ Cold | Attic/Ceiling Insulation - RET - Cold | 1897.5637 | 0.5 | 0.48985 | MICS 2015; RECS 2009 | 0 | 2012 | 0.28 | RB-BS-CeilIns-VintR-AddR19
RES-BLDGENV-26.6 | Res ¦ Attic/Ceiling Insulation RET (R19) - Cold ¦ SCE ¦ Cold | Res ¦ Attic/Ceiling Insulation RET (R19) - Cold | SCE ¦ Cold | SCE | All | Electric & Gas | Code level R19 attic insulation for RET | Code | 0 | Conventional | BldgEnv | Res - Multi Family | Res | RET Only | 0 | Residential Households | sq ft of insulation | 20 | DEER:Res_BldgShell_Ins | -0.0509 | -0.00054 | -0.0215 | DEER2020 | 0.35 | 2014 | 0 | 0.81 | 2014 | 0 | 0 | ITRON 2010-2012 Itron W0017 Ex-Ante Measure Cost Study | Attic/Ceiling Insulation - RET - Cold ¦ SCE ¦ Cold | Attic/Ceiling Insulation - RET - Cold | 541.0118 | 0.5 | 0.48985 | MICS 2015; RECS 2009 | 0 | 2012 | 0.28 | RB-BS-CeilIns-VintR-AddR19
RES-BLDGENV-27.1 | Res ¦ Attic/Ceiling Insulation RET (>=R30) - Marine ¦ SCE ¦ Marine | Res ¦ Attic/Ceiling Insulation RET (>=R30) - Marine | SCE ¦ Marine | SCE | All | Electric & Gas | Efficient R30 or greater attic insulation for RET | Efficient | 0 | Conventional | BldgEnv | Res - Single Family | Res | RET Only | 0 | Residential Households | sq ft of insulation | 20 | DEER:Res_BldgShell_Ins | -0.0116 | -2e-05 | -0.00719 | DEER2020 | 0.53 | 2014 | 0 | 0.81 | 2014 | 0 | 0 | ITRON 2010-2012 Itron W0017 Ex-Ante Measure Cost Study | Attic/Ceiling Insulation - RET - Marine ¦ SCE ¦ Marine | Attic/Ceiling Insulation - RET - Marine | 1897.5637 | 0.5 | 0.31726 | MICS 2015; RECS 2009 | 0.30773 | 2032 | 0.28 | RB-BS-CeilIns-VintR-AddR30
RES-BLDGENV-27.2 | Res ¦ Attic/Ceiling Insulation RET (>=R30) - Marine ¦ SCE ¦ Marine | Res ¦ Attic/Ceiling Insulation RET (>=R30) - Marine | SCE ¦ Marine | SCE | All | Electric & Gas | Efficient R30 or greater attic insulation for RET | Efficient | 0 | Conventional | BldgEnv | Res - Multi Family | Res | RET Only | 0 | Residential Households | sq ft of insulation | 20 | DEER:Res_BldgShell_Ins | -0.0265 | -0.0003 | -0.015 | DEER2020 | 0.53 | 2014 | 0 | 0.81 | 2014 | 0 | 0 | ITRON 2010-2012 Itron W0017 Ex-Ante Measure Cost Study | Attic/Ceiling Insulation - RET - Marine ¦ SCE ¦ Marine | Attic/Ceiling Insulation - RET - Marine | 541.0118 | 0.5 | 0.31726 | MICS 2015; RECS 2009 | 0 | 2012 | 0.28 | RB-BS-CeilIns-VintR-AddR30
RES-BLDGENV-27.3 | Res ¦ Attic/Ceiling Insulation RET (>=R30) - Hot-Dry ¦ SCE ¦ Hot-Dry | Res ¦ Attic/Ceiling Insulation RET (>=R30) - Hot-Dry | SCE ¦ Hot-Dry | SCE | All | Electric & Gas | Efficient R30 or greater attic insulation for RET | Efficient | 0 | Conventional | BldgEnv | Res - Single Family | Res | RET Only | 0 | Residential Households | sq ft of insulation | 20 | DEER:Res_BldgShell_Ins | -0.0109 | -2e-05 | -0.00435 | DEER2020 | 0.53 | 2014 | 0 | 0.81 | 2014 | 0 | 0 | ITRON 2010-2012 Itron W0017 Ex-Ante Measure Cost Study | Attic/Ceiling Insulation - RET - Hot-Dry ¦ SCE ¦ Hot-Dry | Attic/Ceiling Insulation - RET - Hot-Dry | 1897.5637 | 0.5 | 0.31726 | MICS 2015; RECS 2009 | 0.30773 | 2032 | 0.28 | RB-BS-CeilIns-VintR-AddR30
RES-BLDGENV-27.4 | Res ¦ Attic/Ceiling Insulation RET (>=R30) - Hot-Dry ¦ SCE ¦ Hot-Dry | Res ¦ Attic/Ceiling Insulation RET (>=R30) - Hot-Dry | SCE ¦ Hot-Dry | SCE | All | Electric & Gas | Efficient R30 or greater attic insulation for RET | Efficient | 0 | Conventional | BldgEnv | Res - Multi Family | Res | RET Only | 0 | Residential Households | sq ft of insulation | 20 | DEER:Res_BldgShell_Ins | -0.0247 | -0.00045 | -0.0105 | DEER2020 | 0.53 | 2014 | 0 | 0.81 | 2014 | 0 | 0 | ITRON 2010-2012 Itron W0017 Ex-Ante Measure Cost Study | Attic/Ceiling Insulation - RET - Hot-Dry ¦ SCE ¦ Hot-Dry | Attic/Ceiling Insulation - RET - Hot-Dry | 541.0118 | 0.5 | 0.31726 | MICS 2015; RECS 2009 | 0 | 2012 | 0.28 | RB-BS-CeilIns-VintR-AddR30
RES-BLDGENV-27.5 | Res ¦ Attic/Ceiling Insulation RET (>=R30) - Cold ¦ SCE ¦ Cold | Res ¦ Attic/Ceiling Insulation RET (>=R30) - Cold | SCE ¦ Cold | SCE | All | Electric & Gas | Efficient R30 or greater attic insulation for RET | Efficient | 0 | Conventional | BldgEnv | Res - Single Family | Res | RET Only | 0 | Residential Households | sq ft of insulation | 20 | DEER:Res_BldgShell_Ins | -0.00921 | -1e-05 | -0.00719 | DEER2020 | 0.53 | 2014 | 0 | 0.81 | 2014 | 0 | 0 | ITRON 2010-2012 Itron W0017 Ex-Ante Measure Cost Study | Attic/Ceiling Insulation - RET - Cold ¦ SCE ¦ Cold | Attic/Ceiling Insulation - RET - Cold | 1897.5637 | 0.5 | 0.31726 | MICS 2015; RECS 2009 | 0.30773 | 2032 | 0.28 | RB-BS-CeilIns-VintR-AddR30
RES-BLDGENV-27.6 | Res ¦ Attic/Ceiling Insulation RET (>=R30) - Cold ¦ SCE ¦ Cold | Res ¦ Attic/Ceiling Insulation RET (>=R30) - Cold | SCE ¦ Cold | SCE | All | Electric & Gas | Efficient R30 or greater attic insulation for RET | Efficient | 0 | Conventional | BldgEnv | Res - Multi Family | Res | RET Only | 0 | Residential Households | sq ft of insulation | 20 | DEER:Res_BldgShell_Ins | -0.0659 | -0.00069 | -0.0277 | DEER2020 | 0.53 | 2014 | 0 | 0.81 | 2014 | 0 | 0 | ITRON 2010-2012 Itron W0017 Ex-Ante Measure Cost Study | Attic/Ceiling Insulation - RET - Cold ¦ SCE ¦ Cold | Attic/Ceiling Insulation - RET - Cold | 541.0118 | 0.5 | 0.31726 | MICS 2015; RECS 2009 | 0 | 2012 | 0.28 | RB-BS-CeilIns-VintR-AddR30
RES-BLDGENV-20.1 | Res ¦ Attic/Ceiling Insulation NEW (R22) - Marine ¦ SCE ¦ Marine | Res ¦ Attic/Ceiling Insulation NEW (R22) - Marine | SCE ¦ Marine | SCE | All | Electric & Gas | Code level R22 attic insulation for NEW | Average Existing and Code | 0 | Conventional | BldgEnv | Res - Single Family | Res | NEW Only | 0 | Residential Households | sq ft of insulation | 20 | DEER:Res_BldgShell_Ins | -0.0088727 | -1.2727e-05 | -0.0057864 | DEER2020 | 0.39909 | 2014 | 0 | 0.81 | 2014 | 0 | 0 | ITRON 2010-2012 Itron W0017 Ex-Ante Measure Cost Study | Attic/Ceiling Insulation - NEW - Marine ¦ SCE ¦ Marine | Attic/Ceiling Insulation - NEW - Marine | 1897.5637 | 0.5 | 0.68274 | MICS 2015; RECS 2009 | 0 | 2012 | 0.28 | Interpolation
RES-BLDGENV-20.2 | Res ¦ Attic/Ceiling Insulation NEW (R22) - Marine ¦ SCE ¦ Marine | Res ¦ Attic/Ceiling Insulation NEW (R22) - Marine | SCE ¦ Marine | SCE | All | Electric & Gas | Code level R22 attic insulation for NEW | Average Existing and Code | 0 | Conventional | BldgEnv | Res - Multi Family | Res | NEW Only | 0 | Residential Households | sq ft of insulation | 20 | DEER:Res_BldgShell_Ins | -0.022282 | -0.00024182 | -0.0126 | DEER2020 | 0.39909 | 2014 | 0 | 0.81 | 2014 | 0 | 0 | ITRON 2010-2012 Itron W0017 Ex-Ante Measure Cost Study | Attic/Ceiling Insulation - NEW - Marine ¦ SCE ¦ Marine | Attic/Ceiling Insulation - NEW - Marine | 541.0118 | 0.5 | 0.68274 | MICS 2015; RECS 2009 | 0 | 2012 | 0.28 | Interpolation
RES-BLDGENV-20.3 | Res ¦ Attic/Ceiling Insulation NEW (R22) - Hot-Dry ¦ SCE ¦ Hot-Dry | Res ¦ Attic/Ceiling Insulation NEW (R22) - Hot-Dry | SCE ¦ Hot-Dry | SCE | All | Electric & Gas | Code level R22 attic insulation for NEW | Average Existing and Code | 0 | Conventional | BldgEnv | Res - Single Family | Res | NEW Only | 0 | Residential Households | sq ft of insulation | 20 | DEER:Res_BldgShell_Ins | -0.0090891 | -2e-05 | -0.0036591 | DEER2020 | 0.39909 | 2014 | 0 | 0.81 | 2014 | 0 | 0 | ITRON 2010-2012 Itron W0017 Ex-Ante Measure Cost Study | Attic/Ceiling Insulation - NEW - Hot-Dry ¦ SCE ¦ Hot-Dry | Attic/Ceiling Insulation - NEW - Hot-Dry | 1897.5637 | 0.5 | 0.68274 | MICS 2015; RECS 2009 | 0 | 2012 | 0.28 | Interpolation
RES-BLDGENV-20.4 | Res ¦ Attic/Ceiling Insulation NEW (R22) - Hot-Dry ¦ SCE ¦ Hot-Dry | Res ¦ Attic/Ceiling Insulation NEW (R22) - Hot-Dry | SCE ¦ Hot-Dry | SCE | All | Electric & Gas | Code level R22 attic insulation for NEW | Average Existing and Code | 0 | Conventional | BldgEnv | Res - Multi Family | Res | NEW Only | 0 | Residential Households | sq ft of insulation | 20 | DEER:Res_BldgShell_Ins | -0.020918 | -0.00037727 | -0.0088418 | DEER2020 | 0.39909 | 2014 | 0 | 0.81 | 2014 | 0 | 0 | ITRON 2010-2012 Itron W0017 Ex-Ante Measure Cost Study | Attic/Ceiling Insulation - NEW - Hot-Dry ¦ SCE ¦ Hot-Dry | Attic/Ceiling Insulation - NEW - Hot-Dry | 541.0118 | 0.5 | 0.68274 | MICS 2015; RECS 2009 | 0 | 2012 | 0.28 | Interpolation
RES-BLDGENV-20.5 | Res ¦ Attic/Ceiling Insulation NEW (R22) - Cold ¦ SCE ¦ Cold | Res ¦ Attic/Ceiling Insulation NEW (R22) - Cold | SCE ¦ Cold | SCE | All | Electric & Gas | Code level R22 attic insulation for NEW | Average Existing and Code | 0 | Conventional | BldgEnv | Res - Single Family | Res | NEW Only | 0 | Residential Households | sq ft of insulation | 20 | DEER:Res_BldgShell_Ins | -0.0075009 | -1e-05 | -0.0058809 | DEER2020 | 0.39909 | 2014 | 0 | 0.81 | 2014 | 0 | 0 | ITRON 2010-2012 Itron W0017 Ex-Ante Measure Cost Study | Attic/Ceiling Insulation - NEW - Cold ¦ SCE ¦ Cold | Attic/Ceiling Insulation - NEW - Cold | 1897.5637 | 0.5 | 0.68274 | MICS 2015; RECS 2009 | 0 | 2012 | 0.28 | Interpolation
RES-BLDGENV-20.6 | Res ¦ Attic/Ceiling Insulation NEW (R22) - Cold ¦ SCE ¦ Cold | Res ¦ Attic/Ceiling Insulation NEW (R22) - Cold | SCE ¦ Cold | SCE | All | Electric & Gas | Code level R22 attic insulation for NEW | Average Existing and Code | 0 | Conventional | BldgEnv | Res - Multi Family | Res | NEW Only | 0 | Residential Households | sq ft of insulation | 20 | DEER:Res_BldgShell_Ins | -0.054991 | -0.00058091 | -0.023191 | DEER2020 | 0.39909 | 2014 | 0 | 0.81 | 2014 | 0 | 0 | ITRON 2010-2012 Itron W0017 Ex-Ante Measure Cost Study | Attic/Ceiling Insulation - NEW - Cold ¦ SCE ¦ Cold | Attic/Ceiling Insulation - NEW - Cold | 541.0118 | 0.5 | 0.68274 | MICS 2015; RECS 2009 | 0 | 2012 | 0.28 | Interpolation
RES-BLDGENV-21.1 | Res ¦ Attic/Ceiling Insulation NEW (>=R30) - Marine ¦ SCE ¦ Marine | Res ¦ Attic/Ceiling Insulation NEW (>=R30) - Marine | SCE ¦ Marine | SCE | All | Electric & Gas | Efficient R30 or greater attic insulation for NEW | Efficient | 0 | Conventional | BldgEnv | Res - Single Family | Res | NEW Only | 0 | Residential Households | sq ft of insulation | 20 | DEER:Res_BldgShell_Ins | -0.0116 | -2e-05 | -0.00719 | DEER2020 | 0.53 | 2014 | 0 | 0.81 | 2014 | 0 | 0 | ITRON 2010-2012 Itron W0017 Ex-Ante Measure Cost Study | Attic/Ceiling Insulation - NEW - Marine ¦ SCE ¦ Marine | Attic/Ceiling Insulation - NEW - Marine | 1897.5637 | 0.5 | 0.31726 | MICS 2015; RECS 2009 | 0.30773 | 2032 | 0.28 | RB-BS-CeilIns-VintR-AddR30
RES-BLDGENV-21.2 | Res ¦ Attic/Ceiling Insulation NEW (>=R30) - Marine ¦ SCE ¦ Marine | Res ¦ Attic/Ceiling Insulation NEW (>=R30) - Marine | SCE ¦ Marine | SCE | All | Electric & Gas | Efficient R30 or greater attic insulation for NEW | Efficient | 0 | Conventional | BldgEnv | Res - Multi Family | Res | NEW Only | 0 | Residential Households | sq ft of insulation | 20 | DEER:Res_BldgShell_Ins | -0.0265 | -0.0003 | -0.015 | DEER2020 | 0.53 | 2014 | 0 | 0.81 | 2014 | 0 | 0 | ITRON 2010-2012 Itron W0017 Ex-Ante Measure Cost Study | Attic/Ceiling Insulation - NEW - Marine ¦ SCE ¦ Marine | Attic/Ceiling Insulation - NEW - Marine | 541.0118 | 0.5 | 0.31726 | MICS 2015; RECS 2009 | 0 | 2012 | 0.28 | RB-BS-CeilIns-VintR-AddR30
RES-BLDGENV-21.3 | Res ¦ Attic/Ceiling Insulation NEW (>=R30) - Hot-Dry ¦ SCE ¦ Hot-Dry | Res ¦ Attic/Ceiling Insulation NEW (>=R30) - Hot-Dry | SCE ¦ Hot-Dry | SCE | All | Electric & Gas | Efficient R30 or greater attic insulation for NEW | Efficient | 0 | Conventional | BldgEnv | Res - Single Family | Res | NEW Only | 0 | Residential Households | sq ft of insulation | 20 | DEER:Res_BldgShell_Ins | -0.0109 | -2e-05 | -0.00435 | DEER2020 | 0.53 | 2014 | 0 | 0.81 | 2014 | 0 | 0 | ITRON 2010-2012 Itron W0017 Ex-Ante Measure Cost Study | Attic/Ceiling Insulation - NEW - Hot-Dry ¦ SCE ¦ Hot-Dry | Attic/Ceiling Insulation - NEW - Hot-Dry | 1897.5637 | 0.5 | 0.31726 | MICS 2015; RECS 2009 | 0.30773 | 2032 | 0.28 | RB-BS-CeilIns-VintR-AddR30
RES-BLDGENV-21.4 | Res ¦ Attic/Ceiling Insulation NEW (>=R30) - Hot-Dry ¦ SCE ¦ Hot-Dry | Res ¦ Attic/Ceiling Insulation NEW (>=R30) - Hot-Dry | SCE ¦ Hot-Dry | SCE | All | Electric & Gas | Efficient R30 or greater attic insulation for NEW | Efficient | 0 | Conventional | BldgEnv | Res - Multi Family | Res | NEW Only | 0 | Residential Households | sq ft of insulation | 20 | DEER:Res_BldgShell_Ins | -0.0247 | -0.00045 | -0.0105 | DEER2020 | 0.53 | 2014 | 0 | 0.81 | 2014 | 0 | 0 | ITRON 2010-2012 Itron W0017 Ex-Ante Measure Cost Study | Attic/Ceiling Insulation - NEW - Hot-Dry ¦ SCE ¦ Hot-Dry | Attic/Ceiling Insulation - NEW - Hot-Dry | 541.0118 | 0.5 | 0.31726 | MICS 2015; RECS 2009 | 0 | 2012 | 0.28 | RB-BS-CeilIns-VintR-AddR30
RES-BLDGENV-21.5 | Res ¦ Attic/Ceiling Insulation NEW (>=R30) - Cold ¦ SCE ¦ Cold | Res ¦ Attic/Ceiling Insulation NEW (>=R30) - Cold | SCE ¦ Cold | SCE | All | Electric & Gas | Efficient R30 or greater attic insulation for NEW | Efficient | 0 | Conventional | BldgEnv | Res - Single Family | Res | NEW Only | 0 | Residential Households | sq ft of insulation | 20 | DEER:Res_BldgShell_Ins | -0.00921 | -1e-05 | -0.00719 | DEER2020 | 0.53 | 2014 | 0 | 0.81 | 2014 | 0 | 0 | ITRON 2010-2012 Itron W0017 Ex-Ante Measure Cost Study | Attic/Ceiling Insulation - NEW - Cold ¦ SCE ¦ Cold | Attic/Ceiling Insulation - NEW - Cold | 1897.5637 | 0.5 | 0.31726 | MICS 2015; RECS 2009 | 0.30773 | 2032 | 0.28 | RB-BS-CeilIns-VintR-AddR30
RES-BLDGENV-21.6 | Res ¦ Attic/Ceiling Insulation NEW (>=R30) - Cold ¦ SCE ¦ Cold | Res ¦ Attic/Ceiling Insulation NEW (>=R30) - Cold | SCE ¦ Cold | SCE | All | Electric & Gas | Efficient R30 or greater attic insulation for NEW | Efficient | 0 | Conventional | BldgEnv | Res - Multi Family | Res | NEW Only | 0 | Residential Households | sq ft of insulation | 20 | DEER:Res_BldgShell_Ins | -0.0659 | -0.00069 | -0.0277 | DEER2020 | 0.53 | 2014 | 0 | 0.81 | 2014 | 0 | 0 | ITRON 2010-2012 Itron W0017 Ex-Ante Measure Cost Study | Attic/Ceiling Insulation - NEW - Cold ¦ SCE ¦ Cold | Attic/Ceiling Insulation - NEW - Cold | 541.0118 | 0.5 | 0.31726 | MICS 2015; RECS 2009 | 0 | 2012 | 0.28 | RB-BS-CeilIns-VintR-AddR30
RES-BLDGENV-25.1 | Res ¦ Attic/Ceiling Insulation RET (R0 to R4) - Marine ¦ SCG ¦ Marine | Res ¦ Attic/Ceiling Insulation RET (R0 to R4) - Marine | SCG ¦ Marine | SCG | All | Electric & Gas | None or minimal existing attic insulation | Average Existing | 0 | Conventional | BldgEnv | Res - Single Family | Res | RET Only | 0 | Residential Households | sq ft of insulation | 20 | DEER:Res_BldgShell_Ins | 0 | 0 | 0 | DEER2020 | 0 | 2014 | 0 | 0 | 2014 | 0 | 0 | ITRON 2010-2012 Itron W0017 Ex-Ante Measure Cost Study | Attic/Ceiling Insulation - RET - Marine ¦ SCG ¦ Marine | Attic/Ceiling Insulation - RET - Marine | 1897.5637 | 0.5 | 0.19289 | MICS 2015; RECS 2009 | 0 | 2012 | 0.28 | None
RES-BLDGENV-25.2 | Res ¦ Attic/Ceiling Insulation RET (R0 to R4) - Marine ¦ SCG ¦ Marine | Res ¦ Attic/Ceiling Insulation RET (R0 to R4) - Marine | SCG ¦ Marine | SCG | All | Electric & Gas | None or minimal existing attic insulation | Average Existing | 0 | Conventional | BldgEnv | Res - Multi Family | Res | RET Only | 0 | Residential Households | sq ft of insulation | 20 | DEER:Res_BldgShell_Ins | 0 | 0 | 0 | DEER2020 | 0 | 2014 | 0 | 0 | 2014 | 0 | 0 | ITRON 2010-2012 Itron W0017 Ex-Ante Measure Cost Study | Attic/Ceiling Insulation - RET - Marine ¦ SCG ¦ Marine | Attic/Ceiling Insulation - RET - Marine | 541.0118 | 0.5 | 0.19289 | MICS 2015; RECS 2009 | 0 | 2012 | 0.28 | None
RES-BLDGENV-25.3 | Res ¦ Attic/Ceiling Insulation RET (R0 to R4) - Hot-Dry ¦ SCG ¦ Hot-Dry | Res ¦ Attic/Ceiling Insulation RET (R0 to R4) - Hot-Dry | SCG ¦ Hot-Dry | SCG | All | Electric & Gas | None or minimal existing attic insulation | Average Existing | 0 | Conventional | BldgEnv | Res - Single Family | Res | RET Only | 0 | Residential Households | sq ft of insulation | 20 | DEER:Res_BldgShell_Ins | 0 | 0 | 0 | DEER2020 | 0 | 2014 | 0 | 0 | 2014 | 0 | 0 | ITRON 2010-2012 Itron W0017 Ex-Ante Measure Cost Study | Attic/Ceiling Insulation - RET - Hot-Dry ¦ SCG ¦ Hot-Dry | Attic/Ceiling Insulation - RET - Hot-Dry | 1897.5637 | 0.5 | 0.19289 | MICS 2015; RECS 2009 | 0 | 2012 | 0.28 | None
RES-BLDGENV-25.4 | Res ¦ Attic/Ceiling Insulation RET (R0 to R4) - Hot-Dry ¦ SCG ¦ Hot-Dry | Res ¦ Attic/Ceiling Insulation RET (R0 to R4) - Hot-Dry | SCG ¦ Hot-Dry | SCG | All | Electric & Gas | None or minimal existing attic insulation | Average Existing | 0 | Conventional | BldgEnv | Res - Multi Family | Res | RET Only | 0 | Residential Households | sq ft of insulation | 20 | DEER:Res_BldgShell_Ins | 0 | 0 | 0 | DEER2020 | 0 | 2014 | 0 | 0 | 2014 | 0 | 0 | ITRON 2010-2012 Itron W0017 Ex-Ante Measure Cost Study | Attic/Ceiling Insulation - RET - Hot-Dry ¦ SCG ¦ Hot-Dry | Attic/Ceiling Insulation - RET - Hot-Dry | 541.0118 | 0.5 | 0.19289 | MICS 2015; RECS 2009 | 0 | 2012 | 0.28 | None
RES-BLDGENV-25.5 | Res ¦ Attic/Ceiling Insulation RET (R0 to R4) - Cold ¦ SCG ¦ Cold | Res ¦ Attic/Ceiling Insulation RET (R0 to R4) - Cold | SCG ¦ Cold | SCG | All | Electric & Gas | None or minimal existing attic insulation | Average Existing | 0 | Conventional | BldgEnv | Res - Single Family | Res | RET Only | 0 | Residential Households | sq ft of insulation | 20 | DEER:Res_BldgShell_Ins | 0 | 0 | 0 | DEER2020 | 0 | 2014 | 0 | 0 | 2014 | 0 | 0 | ITRON 2010-2012 Itron W0017 Ex-Ante Measure Cost Study | Attic/Ceiling Insulation - RET - Cold ¦ SCG ¦ Cold | Attic/Ceiling Insulation - RET - Cold | 1897.5637 | 0.5 | 0.19289 | MICS 2015; RECS 2009 | 0 | 2012 | 0.28 | None
RES-BLDGENV-25.6 | Res ¦ Attic/Ceiling Insulation RET (R0 to R4) - Cold ¦ SCG ¦ Cold | Res ¦ Attic/Ceiling Insulation RET (R0 to R4) - Cold | SCG ¦ Cold | SCG | All | Electric & Gas | None or minimal existing attic insulation | Average Existing | 0 | Conventional | BldgEnv | Res - Multi Family | Res | RET Only | 0 | Residential Households | sq ft of insulation | 20 | DEER:Res_BldgShell_Ins | 0 | 0 | 0 | DEER2020 | 0 | 2014 | 0 | 0 | 2014 | 0 | 0 | ITRON 2010-2012 Itron W0017 Ex-Ante Measure Cost Study | Attic/Ceiling Insulation - RET - Cold ¦ SCG ¦ Cold | Attic/Ceiling Insulation - RET - Cold | 541.0118 | 0.5 | 0.19289 | MICS 2015; RECS 2009 | 0 | 2012 | 0.28 | None
RES-BLDGENV-26.1 | Res ¦ Attic/Ceiling Insulation RET (R19) - Marine ¦ SCG ¦ Marine | Res ¦ Attic/Ceiling Insulation RET (R19) - Marine | SCG ¦ Marine | SCG | All | Electric & Gas | Code level R19 attic insulation for RET | Code | 0 | Conventional | BldgEnv | Res - Single Family | Res | RET Only | 0 | Residential Households | sq ft of insulation | 20 | DEER:Res_BldgShell_Ins | -0.00783 | -1e-05 | -0.00526 | DEER2020 | 0.35 | 2014 | 0 | 0.81 | 2014 | 0 | 0 | ITRON 2010-2012 Itron W0017 Ex-Ante Measure Cost Study | Attic/Ceiling Insulation - RET - Marine ¦ SCG ¦ Marine | Attic/Ceiling Insulation - RET - Marine | 1897.5637 | 0.5 | 0.48985 | MICS 2015; RECS 2009 | 0 | 2012 | 0.28 | RB-BS-CeilIns-VintR-AddR19
RES-BLDGENV-26.2 | Res ¦ Attic/Ceiling Insulation RET (R19) - Marine ¦ SCG ¦ Marine | Res ¦ Attic/Ceiling Insulation RET (R19) - Marine | SCG ¦ Marine | SCG | All | Electric & Gas | Code level R19 attic insulation for RET | Code | 0 | Conventional | BldgEnv | Res - Multi Family | Res | RET Only | 0 | Residential Households | sq ft of insulation | 20 | DEER:Res_BldgShell_Ins | -0.0205 | -0.00028 | -0.0117 | DEER2020 | 0.35 | 2014 | 0 | 0.81 | 2014 | 0 | 0 | ITRON 2010-2012 Itron W0017 Ex-Ante Measure Cost Study | Attic/Ceiling Insulation - RET - Marine ¦ SCG ¦ Marine | Attic/Ceiling Insulation - RET - Marine | 541.0118 | 0.5 | 0.48985 | MICS 2015; RECS 2009 | 0 | 2012 | 0.28 | RB-BS-CeilIns-VintR-AddR19
RES-BLDGENV-26.3 | Res ¦ Attic/Ceiling Insulation RET (R19) - Hot-Dry ¦ SCG ¦ Hot-Dry | Res ¦ Attic/Ceiling Insulation RET (R19) - Hot-Dry | SCG ¦ Hot-Dry | SCG | All | Electric & Gas | Code level R19 attic insulation for RET | Code | 0 | Conventional | BldgEnv | Res - Single Family | Res | RET Only | 0 | Residential Households | sq ft of insulation | 20 | DEER:Res_BldgShell_Ins | -0.0136 | -2e-05 | -0.00454 | DEER2020 | 0.35 | 2014 | 0 | 0.81 | 2014 | 0 | 0 | ITRON 2010-2012 Itron W0017 Ex-Ante Measure Cost Study | Attic/Ceiling Insulation - RET - Hot-Dry ¦ SCG ¦ Hot-Dry | Attic/Ceiling Insulation - RET - Hot-Dry | 1897.5637 | 0.5 | 0.48985 | MICS 2015; RECS 2009 | 0 | 2012 | 0.28 | RB-BS-CeilIns-VintR-AddR19
RES-BLDGENV-26.4 | Res ¦ Attic/Ceiling Insulation RET (R19) - Hot-Dry ¦ SCG ¦ Hot-Dry | Res ¦ Attic/Ceiling Insulation RET (R19) - Hot-Dry | SCG ¦ Hot-Dry | SCG | All | Electric & Gas | Code level R19 attic insulation for RET | Code | 0 | Conventional | BldgEnv | Res - Multi Family | Res | RET Only | 0 | Residential Households | sq ft of insulation | 20 | DEER:Res_BldgShell_Ins | -0.0246 | -0.00041 | -0.00938 | DEER2020 | 0.35 | 2014 | 0 | 0.81 | 2014 | 0 | 0 | ITRON 2010-2012 Itron W0017 Ex-Ante Measure Cost Study | Attic/Ceiling Insulation - RET - Hot-Dry ¦ SCG ¦ Hot-Dry | Attic/Ceiling Insulation - RET - Hot-Dry | 541.0118 | 0.5 | 0.48985 | MICS 2015; RECS 2009 | 0 | 2012 | 0.28 | RB-BS-CeilIns-VintR-AddR19
RES-BLDGENV-26.5 | Res ¦ Attic/Ceiling Insulation RET (R19) - Cold ¦ SCG ¦ Cold | Res ¦ Attic/Ceiling Insulation RET (R19) - Cold | SCG ¦ Cold | SCG | All | Electric & Gas | Code level R19 attic insulation for RET | Code | 0 | Conventional | BldgEnv | Res - Single Family | Res | RET Only | 0 | Residential Households | sq ft of insulation | 20 | DEER:Res_BldgShell_Ins | -0.00688 | -1e-05 | -0.00539 | DEER2020 | 0.35 | 2014 | 0 | 0.81 | 2014 | 0 | 0 | ITRON 2010-2012 Itron W0017 Ex-Ante Measure Cost Study | Attic/Ceiling Insulation - RET - Cold ¦ SCG ¦ Cold | Attic/Ceiling Insulation - RET - Cold | 1897.5637 | 0.5 | 0.48985 | MICS 2015; RECS 2009 | 0 | 2012 | 0.28 | RB-BS-CeilIns-VintR-AddR19
RES-BLDGENV-26.6 | Res ¦ Attic/Ceiling Insulation RET (R19) - Cold ¦ SCG ¦ Cold | Res ¦ Attic/Ceiling Insulation RET (R19) - Cold | SCG ¦ Cold | SCG | All | Electric & Gas | Code level R19 attic insulation for RET | Code | 0 | Conventional | BldgEnv | Res - Multi Family | Res | RET Only | 0 | Residential Households | sq ft of insulation | 20 | DEER:Res_BldgShell_Ins | -0.0543 | -0.00071 | -0.0214 | DEER2020 | 0.35 | 2014 | 0 | 0.81 | 2014 | 0 | 0 | ITRON 2010-2012 Itron W0017 Ex-Ante Measure Cost Study | Attic/Ceiling Insulation - RET - Cold ¦ SCG ¦ Cold | Attic/Ceiling Insulation - RET - Cold | 541.0118 | 0.5 | 0.48985 | MICS 2015; RECS 2009 | 0 | 2012 | 0.28 | RB-BS-CeilIns-VintR-AddR19
RES-BLDGENV-27.1 | Res ¦ Attic/Ceiling Insulation RET (>=R30) - Marine ¦ SCG ¦ Marine | Res ¦ Attic/Ceiling Insulation RET (>=R30) - Marine | SCG ¦ Marine | SCG | All | Electric & Gas | Efficient R30 or greater attic insulation for RET | Efficient | 0 | Conventional | BldgEnv | Res - Single Family | Res | RET Only | 0 | Residential Households | sq ft of insulation | 20 | DEER:Res_BldgShell_Ins | -0.0116 | -2e-05 | -0.00719 | DEER2020 | 0.53 | 2014 | 0 | 0.81 | 2014 | 0 | 0 | ITRON 2010-2012 Itron W0017 Ex-Ante Measure Cost Study | Attic/Ceiling Insulation - RET - Marine ¦ SCG ¦ Marine | Attic/Ceiling Insulation - RET - Marine | 1897.5637 | 0.5 | 0.31726 | MICS 2015; RECS 2009 | 0.30773 | 2032 | 0.28 | RB-BS-CeilIns-VintR-AddR30
RES-BLDGENV-27.2 | Res ¦ Attic/Ceiling Insulation RET (>=R30) - Marine ¦ SCG ¦ Marine | Res ¦ Attic/Ceiling Insulation RET (>=R30) - Marine | SCG ¦ Marine | SCG | All | Electric & Gas | Efficient R30 or greater attic insulation for RET | Efficient | 0 | Conventional | BldgEnv | Res - Multi Family | Res | RET Only | 0 | Residential Households | sq ft of insulation | 20 | DEER:Res_BldgShell_Ins | -0.0262 | -0.00038 | -0.0149 | DEER2020 | 0.53 | 2014 | 0 | 0.81 | 2014 | 0 | 0 | ITRON 2010-2012 Itron W0017 Ex-Ante Measure Cost Study | Attic/Ceiling Insulation - RET - Marine ¦ SCG ¦ Marine | Attic/Ceiling Insulation - RET - Marine | 541.0118 | 0.5 | 0.31726 | MICS 2015; RECS 2009 | 0 | 2012 | 0.28 | RB-BS-CeilIns-VintR-AddR30
RES-BLDGENV-27.3 | Res ¦ Attic/Ceiling Insulation RET (>=R30) - Hot-Dry ¦ SCG ¦ Hot-Dry | Res ¦ Attic/Ceiling Insulation RET (>=R30) - Hot-Dry | SCG ¦ Hot-Dry | SCG | All | Electric & Gas | Efficient R30 or greater attic insulation for RET | Efficient | 0 | Conventional | BldgEnv | Res - Single Family | Res | RET Only | 0 | Residential Households | sq ft of insulation | 20 | DEER:Res_BldgShell_Ins | -0.0168 | -3e-05 | -0.00596 | DEER2020 | 0.53 | 2014 | 0 | 0.81 | 2014 | 0 | 0 | ITRON 2010-2012 Itron W0017 Ex-Ante Measure Cost Study | Attic/Ceiling Insulation - RET - Hot-Dry ¦ SCG ¦ Hot-Dry | Attic/Ceiling Insulation - RET - Hot-Dry | 1897.5637 | 0.5 | 0.31726 | MICS 2015; RECS 2009 | 0.30773 | 2032 | 0.28 | RB-BS-CeilIns-VintR-AddR30
RES-BLDGENV-27.4 | Res ¦ Attic/Ceiling Insulation RET (>=R30) - Hot-Dry ¦ SCG ¦ Hot-Dry | Res ¦ Attic/Ceiling Insulation RET (>=R30) - Hot-Dry | SCG ¦ Hot-Dry | SCG | All | Electric & Gas | Efficient R30 or greater attic insulation for RET | Efficient | 0 | Conventional | BldgEnv | Res - Multi Family | Res | RET Only | 0 | Residential Households | sq ft of insulation | 20 | DEER:Res_BldgShell_Ins | -0.0314 | -0.00053 | -0.012 | DEER2020 | 0.53 | 2014 | 0 | 0.81 | 2014 | 0 | 0 | ITRON 2010-2012 Itron W0017 Ex-Ante Measure Cost Study | Attic/Ceiling Insulation - RET - Hot-Dry ¦ SCG ¦ Hot-Dry | Attic/Ceiling Insulation - RET - Hot-Dry | 541.0118 | 0.5 | 0.31726 | MICS 2015; RECS 2009 | 0 | 2012 | 0.28 | RB-BS-CeilIns-VintR-AddR30
RES-BLDGENV-27.5 | Res ¦ Attic/Ceiling Insulation RET (>=R30) - Cold ¦ SCG ¦ Cold | Res ¦ Attic/Ceiling Insulation RET (>=R30) - Cold | SCG ¦ Cold | SCG | All | Electric & Gas | Efficient R30 or greater attic insulation for RET | Efficient | 0 | Conventional | BldgEnv | Res - Single Family | Res | RET Only | 0 | Residential Households | sq ft of insulation | 20 | DEER:Res_BldgShell_Ins | -0.00922 | -1e-05 | -0.00719 | DEER2020 | 0.53 | 2014 | 0 | 0.81 | 2014 | 0 | 0 | ITRON 2010-2012 Itron W0017 Ex-Ante Measure Cost Study | Attic/Ceiling Insulation - RET - Cold ¦ SCG ¦ Cold | Attic/Ceiling Insulation - RET - Cold | 1897.5637 | 0.5 | 0.31726 | MICS 2015; RECS 2009 | 0.30773 | 2032 | 0.28 | RB-BS-CeilIns-VintR-AddR30
RES-BLDGENV-27.6 | Res ¦ Attic/Ceiling Insulation RET (>=R30) - Cold ¦ SCG ¦ Cold | Res ¦ Attic/Ceiling Insulation RET (>=R30) - Cold | SCG ¦ Cold | SCG | All | Electric & Gas | Efficient R30 or greater attic insulation for RET | Efficient | 0 | Conventional | BldgEnv | Res - Multi Family | Res | RET Only | 0 | Residential Households | sq ft of insulation | 20 | DEER:Res_BldgShell_Ins | -0.0699 | -0.00092 | -0.0276 | DEER2020 | 0.53 | 2014 | 0 | 0.81 | 2014 | 0 | 0 | ITRON 2010-2012 Itron W0017 Ex-Ante Measure Cost Study | Attic/Ceiling Insulation - RET - Cold ¦ SCG ¦ Cold | Attic/Ceiling Insulation - RET - Cold | 541.0118 | 0.5 | 0.31726 | MICS 2015; RECS 2009 | 0 | 2012 | 0.28 | RB-BS-CeilIns-VintR-AddR30
RES-BLDGENV-20.1 | Res ¦ Attic/Ceiling Insulation NEW (R22) - Marine ¦ SCG ¦ Marine | Res ¦ Attic/Ceiling Insulation NEW (R22) - Marine | SCG ¦ Marine | SCG | All | Electric & Gas | Code level R22 attic insulation for NEW | Average Existing and Code | 0 | Conventional | BldgEnv | Res - Single Family | Res | NEW Only | 0 | Residential Households | sq ft of insulation | 20 | DEER:Res_BldgShell_Ins | -0.0088582 | -1.2727e-05 | -0.0057864 | DEER2020 | 0.39909 | 2014 | 0 | 0.81 | 2014 | 0 | 0 | ITRON 2010-2012 Itron W0017 Ex-Ante Measure Cost Study | Attic/Ceiling Insulation - NEW - Marine ¦ SCG ¦ Marine | Attic/Ceiling Insulation - NEW - Marine | 1157.7161 | 0.5 | 0.68274 | MICS 2015; RECS 2009 | 0 | 2012 | 0.28 | Interpolation
RES-BLDGENV-20.2 | Res ¦ Attic/Ceiling Insulation NEW (R22) - Marine ¦ SCG ¦ Marine | Res ¦ Attic/Ceiling Insulation NEW (R22) - Marine | SCG ¦ Marine | SCG | All | Electric & Gas | Code level R22 attic insulation for NEW | Average Existing and Code | 0 | Conventional | BldgEnv | Res - Multi Family | Res | NEW Only | 0 | Residential Households | sq ft of insulation | 20 | DEER:Res_BldgShell_Ins | -0.022055 | -0.00030727 | -0.012573 | DEER2020 | 0.39909 | 2014 | 0 | 0.81 | 2014 | 0 | 0 | ITRON 2010-2012 Itron W0017 Ex-Ante Measure Cost Study | Attic/Ceiling Insulation - NEW - Marine ¦ SCG ¦ Marine | Attic/Ceiling Insulation - NEW - Marine | 236.7951 | 0.5 | 0.68274 | MICS 2015; RECS 2009 | 0 | 2012 | 0.28 | Interpolation
RES-BLDGENV-20.3 | Res ¦ Attic/Ceiling Insulation NEW (R22) - Hot-Dry ¦ SCG ¦ Hot-Dry | Res ¦ Attic/Ceiling Insulation NEW (R22) - Hot-Dry | SCG ¦ Hot-Dry | SCG | All | Electric & Gas | Code level R22 attic insulation for NEW | Average Existing and Code | 0 | Conventional | BldgEnv | Res - Single Family | Res | NEW Only | 0 | Residential Households | sq ft of insulation | 20 | DEER:Res_BldgShell_Ins | -0.014473 | -2.2727e-05 | -0.0049273 | DEER2020 | 0.39909 | 2014 | 0 | 0.81 | 2014 | 0 | 0 | ITRON 2010-2012 Itron W0017 Ex-Ante Measure Cost Study | Attic/Ceiling Insulation - NEW - Hot-Dry ¦ SCG ¦ Hot-Dry | Attic/Ceiling Insulation - NEW - Hot-Dry | 1157.7161 | 0.5 | 0.68274 | MICS 2015; RECS 2009 | 0 | 2012 | 0.28 | Interpolation
RES-BLDGENV-20.4 | Res ¦ Attic/Ceiling Insulation NEW (R22) - Hot-Dry ¦ SCG ¦ Hot-Dry | Res ¦ Attic/Ceiling Insulation NEW (R22) - Hot-Dry | SCG ¦ Hot-Dry | SCG | All | Electric & Gas | Code level R22 attic insulation for NEW | Average Existing and Code | 0 | Conventional | BldgEnv | Res - Multi Family | Res | NEW Only | 0 | Residential Households | sq ft of insulation | 20 | DEER:Res_BldgShell_Ins | -0.026455 | -0.00044273 | -0.010095 | DEER2020 | 0.39909 | 2014 | 0 | 0.81 | 2014 | 0 | 0 | ITRON 2010-2012 Itron W0017 Ex-Ante Measure Cost Study | Attic/Ceiling Insulation - NEW - Hot-Dry ¦ SCG ¦ Hot-Dry | Attic/Ceiling Insulation - NEW - Hot-Dry | 236.7951 | 0.5 | 0.68274 | MICS 2015; RECS 2009 | 0 | 2012 | 0.28 | Interpolation
RES-BLDGENV-20.5 | Res ¦ Attic/Ceiling Insulation NEW (R22) - Cold ¦ SCG ¦ Cold | Res ¦ Attic/Ceiling Insulation NEW (R22) - Cold | SCG ¦ Cold | SCG | All | Electric & Gas | Code level R22 attic insulation for NEW | Average Existing and Code | 0 | Conventional | BldgEnv | Res - Single Family | Res | NEW Only | 0 | Residential Households | sq ft of insulation | 20 | DEER:Res_BldgShell_Ins | -0.0075182 | -1e-05 | -0.0058809 | DEER2020 | 0.39909 | 2014 | 0 | 0.81 | 2014 | 0 | 0 | ITRON 2010-2012 Itron W0017 Ex-Ante Measure Cost Study | Attic/Ceiling Insulation - NEW - Cold ¦ SCG ¦ Cold | Attic/Ceiling Insulation - NEW - Cold | 1157.7161 | 0.5 | 0.68274 | MICS 2015; RECS 2009 | 0 | 2012 | 0.28 | Interpolation
RES-BLDGENV-20.6 | Res ¦ Attic/Ceiling Insulation NEW (R22) - Cold ¦ SCG ¦ Cold | Res ¦ Attic/Ceiling Insulation NEW (R22) - Cold | SCG ¦ Cold | SCG | All | Electric & Gas | Code level R22 attic insulation for NEW | Average Existing and Code | 0 | Conventional | BldgEnv | Res - Multi Family | Res | NEW Only | 0 | Residential Households | sq ft of insulation | 20 | DEER:Res_BldgShell_Ins | -0.058555 | -0.00076727 | -0.023091 | DEER2020 | 0.39909 | 2014 | 0 | 0.81 | 2014 | 0 | 0 | ITRON 2010-2012 Itron W0017 Ex-Ante Measure Cost Study | Attic/Ceiling Insulation - NEW - Cold ¦ SCG ¦ Cold | Attic/Ceiling Insulation - NEW - Cold | 236.7951 | 0.5 | 0.68274 | MICS 2015; RECS 2009 | 0 | 2012 | 0.28 | Interpolation
RES-BLDGENV-21.1 | Res ¦ Attic/Ceiling Insulation NEW (>=R30) - Marine ¦ SCG ¦ Marine | Res ¦ Attic/Ceiling Insulation NEW (>=R30) - Marine | SCG ¦ Marine | SCG | All | Electric & Gas | Efficient R30 or greater attic insulation for NEW | Efficient | 0 | Conventional | BldgEnv | Res - Single Family | Res | NEW Only | 0 | Residential Households | sq ft of insulation | 20 | DEER:Res_BldgShell_Ins | -0.0116 | -2e-05 | -0.00719 | DEER2020 | 0.53 | 2014 | 0 | 0.81 | 2014 | 0 | 0 | ITRON 2010-2012 Itron W0017 Ex-Ante Measure Cost Study | Attic/Ceiling Insulation - NEW - Marine ¦ SCG ¦ Marine | Attic/Ceiling Insulation - NEW - Marine | 1157.7161 | 0.5 | 0.31726 | MICS 2015; RECS 2009 | 0.30773 | 2032 | 0.28 | RB-BS-CeilIns-VintR-AddR30
RES-BLDGENV-21.2 | Res ¦ Attic/Ceiling Insulation NEW (>=R30) - Marine ¦ SCG ¦ Marine | Res ¦ Attic/Ceiling Insulation NEW (>=R30) - Marine | SCG ¦ Marine | SCG | All | Electric & Gas | Efficient R30 or greater attic insulation for NEW | Efficient | 0 | Conventional | BldgEnv | Res - Multi Family | Res | NEW Only | 0 | Residential Households | sq ft of insulation | 20 | DEER:Res_BldgShell_Ins | -0.0262 | -0.00038 | -0.0149 | DEER2020 | 0.53 | 2014 | 0 | 0.81 | 2014 | 0 | 0 | ITRON 2010-2012 Itron W0017 Ex-Ante Measure Cost Study | Attic/Ceiling Insulation - NEW - Marine ¦ SCG ¦ Marine | Attic/Ceiling Insulation - NEW - Marine | 236.7951 | 0.5 | 0.31726 | MICS 2015; RECS 2009 | 0 | 2012 | 0.28 | RB-BS-CeilIns-VintR-AddR30
RES-BLDGENV-21.3 | Res ¦ Attic/Ceiling Insulation NEW (>=R30) - Hot-Dry ¦ SCG ¦ Hot-Dry | Res ¦ Attic/Ceiling Insulation NEW (>=R30) - Hot-Dry | SCG ¦ Hot-Dry | SCG | All | Electric & Gas | Efficient R30 or greater attic insulation for NEW | Efficient | 0 | Conventional | BldgEnv | Res - Single Family | Res | NEW Only | 0 | Residential Households | sq ft of insulation | 20 | DEER:Res_BldgShell_Ins | -0.0168 | -3e-05 | -0.00596 | DEER2020 | 0.53 | 2014 | 0 | 0.81 | 2014 | 0 | 0 | ITRON 2010-2012 Itron W0017 Ex-Ante Measure Cost Study | Attic/Ceiling Insulation - NEW - Hot-Dry ¦ SCG ¦ Hot-Dry | Attic/Ceiling Insulation - NEW - Hot-Dry | 1157.7161 | 0.5 | 0.31726 | MICS 2015; RECS 2009 | 0.30773 | 2032 | 0.28 | RB-BS-CeilIns-VintR-AddR30
RES-BLDGENV-21.4 | Res ¦ Attic/Ceiling Insulation NEW (>=R30) - Hot-Dry ¦ SCG ¦ Hot-Dry | Res ¦ Attic/Ceiling Insulation NEW (>=R30) - Hot-Dry | SCG ¦ Hot-Dry | SCG | All | Electric & Gas | Efficient R30 or greater attic insulation for NEW | Efficient | 0 | Conventional | BldgEnv | Res - Multi Family | Res | NEW Only | 0 | Residential Households | sq ft of insulation | 20 | DEER:Res_BldgShell_Ins | -0.0314 | -0.00053 | -0.012 | DEER2020 | 0.53 | 2014 | 0 | 0.81 | 2014 | 0 | 0 | ITRON 2010-2012 Itron W0017 Ex-Ante Measure Cost Study | Attic/Ceiling Insulation - NEW - Hot-Dry ¦ SCG ¦ Hot-Dry | Attic/Ceiling Insulation - NEW - Hot-Dry | 236.7951 | 0.5 | 0.31726 | MICS 2015; RECS 2009 | 0 | 2012 | 0.28 | RB-BS-CeilIns-VintR-AddR30
RES-BLDGENV-21.5 | Res ¦ Attic/Ceiling Insulation NEW (>=R30) - Cold ¦ SCG ¦ Cold | Res ¦ Attic/Ceiling Insulation NEW (>=R30) - Cold | SCG ¦ Cold | SCG | All | Electric & Gas | Efficient R30 or greater attic insulation for NEW | Efficient | 0 | Conventional | BldgEnv | Res - Single Family | Res | NEW Only | 0 | Residential Households | sq ft of insulation | 20 | DEER:Res_BldgShell_Ins | -0.00922 | -1e-05 | -0.00719 | DEER2020 | 0.53 | 2014 | 0 | 0.81 | 2014 | 0 | 0 | ITRON 2010-2012 Itron W0017 Ex-Ante Measure Cost Study | Attic/Ceiling Insulation - NEW - Cold ¦ SCG ¦ Cold | Attic/Ceiling Insulation - NEW - Cold | 1157.7161 | 0.5 | 0.31726 | MICS 2015; RECS 2009 | 0.30773 | 2032 | 0.28 | RB-BS-CeilIns-VintR-AddR30
RES-BLDGENV-21.6 | Res ¦ Attic/Ceiling Insulation NEW (>=R30) - Cold ¦ SCG ¦ Cold | Res ¦ Attic/Ceiling Insulation NEW (>=R30) - Cold | SCG ¦ Cold | SCG | All | Electric & Gas | Efficient R30 or greater attic insulation for NEW | Efficient | 0 | Conventional | BldgEnv | Res - Multi Family | Res | NEW Only | 0 | Residential Households | sq ft of insulation | 20 | DEER:Res_BldgShell_Ins | -0.0699 | -0.00092 | -0.0276 | DEER2020 | 0.53 | 2014 | 0 | 0.81 | 2014 | 0 | 0 | ITRON 2010-2012 Itron W0017 Ex-Ante Measure Cost Study | Attic/Ceiling Insulation - NEW - Cold ¦ SCG ¦ Cold | Attic/Ceiling Insulation - NEW - Cold | 236.7951 | 0.5 | 0.31726 | MICS 2015; RECS 2009 | 0 | 2012 | 0.28 | RB-BS-CeilIns-VintR-AddR30
RES-BLDGENV-25.1 | Res ¦ Attic/Ceiling Insulation RET (R0 to R4) - Marine ¦ SDG&E ¦ Marine | Res ¦ Attic/Ceiling Insulation RET (R0 to R4) - Marine | SDG&E ¦ Marine | SDG&E | All | Electric & Gas | None or minimal existing attic insulation | Average Existing | 0 | Conventional | BldgEnv | Res - Single Family | Res | RET Only | 0 | Residential Households | sq ft of insulation | 20 | DEER:Res_BldgShell_Ins | 0 | 0 | 0 | DEER2020 | 0 | 2014 | 0 | 0 | 2014 | 0 | 0 | ITRON 2010-2012 Itron W0017 Ex-Ante Measure Cost Study | Attic/Ceiling Insulation - RET - Marine ¦ SDG&E ¦ Marine | Attic/Ceiling Insulation - RET - Marine | 1157.7161 | 0.5 | 0.19289 | MICS 2015; RECS 2009 | 0 | 2012 | 0.28 | None
RES-BLDGENV-25.2 | Res ¦ Attic/Ceiling Insulation RET (R0 to R4) - Marine ¦ SDG&E ¦ Marine | Res ¦ Attic/Ceiling Insulation RET (R0 to R4) - Marine | SDG&E ¦ Marine | SDG&E | All | Electric & Gas | None or minimal existing attic insulation | Average Existing | 0 | Conventional | BldgEnv | Res - Multi Family | Res | RET Only | 0 | Residential Households | sq ft of insulation | 20 | DEER:Res_BldgShell_Ins | 0 | 0 | 0 | DEER2020 | 0 | 2014 | 0 | 0 | 2014 | 0 | 0 | ITRON 2010-2012 Itron W0017 Ex-Ante Measure Cost Study | Attic/Ceiling Insulation - RET - Marine ¦ SDG&E ¦ Marine | Attic/Ceiling Insulation - RET - Marine | 236.7951 | 0.5 | 0.19289 | MICS 2015; RECS 2009 | 0 | 2012 | 0.28 | None
RES-BLDGENV-25.3 | Res ¦ Attic/Ceiling Insulation RET (R0 to R4) - Hot-Dry ¦ SDG&E ¦ Hot-Dry | Res ¦ Attic/Ceiling Insulation RET (R0 to R4) - Hot-Dry | SDG&E ¦ Hot-Dry | SDG&E | All | Electric & Gas | None or minimal existing attic insulation | Average Existing | 0 | Conventional | BldgEnv | Res - Single Family | Res | RET Only | 0 | Residential Households | sq ft of insulation | 20 | DEER:Res_BldgShell_Ins | 0 | 0 | 0 | DEER2020 | 0 | 2014 | 0 | 0 | 2014 | 0 | 0 | ITRON 2010-2012 Itron W0017 Ex-Ante Measure Cost Study | Attic/Ceiling Insulation - RET - Hot-Dry ¦ SDG&E ¦ Hot-Dry | Attic/Ceiling Insulation - RET - Hot-Dry | 1157.7161 | 0.5 | 0.19289 | MICS 2015; RECS 2009 | 0 | 2012 | 0.28 | None
RES-BLDGENV-25.4 | Res ¦ Attic/Ceiling Insulation RET (R0 to R4) - Hot-Dry ¦ SDG&E ¦ Hot-Dry | Res ¦ Attic/Ceiling Insulation RET (R0 to R4) - Hot-Dry | SDG&E ¦ Hot-Dry | SDG&E | All | Electric & Gas | None or minimal existing attic insulation | Average Existing | 0 | Conventional | BldgEnv | Res - Multi Family | Res | RET Only | 0 | Residential Households | sq ft of insulation | 20 | DEER:Res_BldgShell_Ins | 0 | 0 | 0 | DEER2020 | 0 | 2014 | 0 | 0 | 2014 | 0 | 0 | ITRON 2010-2012 Itron W0017 Ex-Ante Measure Cost Study | Attic/Ceiling Insulation - RET - Hot-Dry ¦ SDG&E ¦ Hot-Dry | Attic/Ceiling Insulation - RET - Hot-Dry | 236.7951 | 0.5 | 0.19289 | MICS 2015; RECS 2009 | 0 | 2012 | 0.28 | None
RES-BLDGENV-26.1 | Res ¦ Attic/Ceiling Insulation RET (R19) - Marine ¦ SDG&E ¦ Marine | Res ¦ Attic/Ceiling Insulation RET (R19) - Marine | SDG&E ¦ Marine | SDG&E | All | Electric & Gas | Code level R19 attic insulation for RET | Code | 0 | Conventional | BldgEnv | Res - Single Family | Res | RET Only | 0 | Residential Households | sq ft of insulation | 20 | DEER:Res_BldgShell_Ins | -0.00777 | -2e-05 | -0.00525 | DEER2020 | 0.35 | 2014 | 0 | 0.81 | 2014 | 0 | 0 | ITRON 2010-2012 Itron W0017 Ex-Ante Measure Cost Study | Attic/Ceiling Insulation - RET - Marine ¦ SDG&E ¦ Marine | Attic/Ceiling Insulation - RET - Marine | 1157.7161 | 0.5 | 0.48985 | MICS 2015; RECS 2009 | 0 | 2012 | 0.28 | RB-BS-CeilIns-VintR-AddR19
RES-BLDGENV-26.2 | Res ¦ Attic/Ceiling Insulation RET (R19) - Marine ¦ SDG&E ¦ Marine | Res ¦ Attic/Ceiling Insulation RET (R19) - Marine | SDG&E ¦ Marine | SDG&E | All | Electric & Gas | Code level R19 attic insulation for RET | Code | 0 | Conventional | BldgEnv | Res - Multi Family | Res | RET Only | 0 | Residential Households | sq ft of insulation | 20 | DEER:Res_BldgShell_Ins | -0.0205 | -0.00026 | -0.0117 | DEER2020 | 0.35 | 2014 | 0 | 0.81 | 2014 | 0 | 0 | ITRON 2010-2012 Itron W0017 Ex-Ante Measure Cost Study | Attic/Ceiling Insulation - RET - Marine ¦ SDG&E ¦ Marine | Attic/Ceiling Insulation - RET - Marine | 236.7951 | 0.5 | 0.48985 | MICS 2015; RECS 2009 | 0 | 2012 | 0.28 | RB-BS-CeilIns-VintR-AddR19
RES-BLDGENV-26.3 | Res ¦ Attic/Ceiling Insulation RET (R19) - Hot-Dry ¦ SDG&E ¦ Hot-Dry | Res ¦ Attic/Ceiling Insulation RET (R19) - Hot-Dry | SDG&E ¦ Hot-Dry | SDG&E | All | Electric & Gas | Code level R19 attic insulation for RET | Code | 0 | Conventional | BldgEnv | Res - Single Family | Res | RET Only | 0 | Residential Households | sq ft of insulation | 20 | DEER:Res_BldgShell_Ins | -0.00721 | -1e-05 | -0.00435 | DEER2020 | 0.35 | 2014 | 0 | 0.81 | 2014 | 0 | 0 | ITRON 2010-2012 Itron W0017 Ex-Ante Measure Cost Study | Attic/Ceiling Insulation - RET - Hot-Dry ¦ SDG&E ¦ Hot-Dry | Attic/Ceiling Insulation - RET - Hot-Dry | 1157.7161 | 0.5 | 0.48985 | MICS 2015; RECS 2009 | 0 | 2012 | 0.28 | RB-BS-CeilIns-VintR-AddR19
RES-BLDGENV-26.4 | Res ¦ Attic/Ceiling Insulation RET (R19) - Hot-Dry ¦ SDG&E ¦ Hot-Dry | Res ¦ Attic/Ceiling Insulation RET (R19) - Hot-Dry | SDG&E ¦ Hot-Dry | SDG&E | All | Electric & Gas | Code level R19 attic insulation for RET | Code | 0 | Conventional | BldgEnv | Res - Multi Family | Res | RET Only | 0 | Residential Households | sq ft of insulation | 20 | DEER:Res_BldgShell_Ins | -0.0183 | -0.00021 | -0.00959 | DEER2020 | 0.35 | 2014 | 0 | 0.81 | 2014 | 0 | 0 | ITRON 2010-2012 Itron W0017 Ex-Ante Measure Cost Study | Attic/Ceiling Insulation - RET - Hot-Dry ¦ SDG&E ¦ Hot-Dry | Attic/Ceiling Insulation - RET - Hot-Dry | 236.7951 | 0.5 | 0.48985 | MICS 2015; RECS 2009 | 0 | 2012 | 0.28 | RB-BS-CeilIns-VintR-AddR19
RES-BLDGENV-27.1 | Res ¦ Attic/Ceiling Insulation RET (>=R30) - Marine ¦ SDG&E ¦ Marine | Res ¦ Attic/Ceiling Insulation RET (>=R30) - Marine | SDG&E ¦ Marine | SDG&E | All | Electric & Gas | Efficient R30 or greater attic insulation for RET | Efficient | 0 | Conventional | BldgEnv | Res - Single Family | Res | RET Only | 0 | Residential Households | sq ft of insulation | 20 | DEER:Res_BldgShell_Ins | -0.0119 | -3e-05 | -0.00719 | DEER2020 | 0.53 | 2014 | 0 | 0.81 | 2014 | 0 | 0 | ITRON 2010-2012 Itron W0017 Ex-Ante Measure Cost Study | Attic/Ceiling Insulation - RET - Marine ¦ SDG&E ¦ Marine | Attic/Ceiling Insulation - RET - Marine | 1157.7161 | 0.5 | 0.31726 | MICS 2015; RECS 2009 | 0.30773 | 2032 | 0.28 | RB-BS-CeilIns-VintR-AddR30
RES-BLDGENV-27.2 | Res ¦ Attic/Ceiling Insulation RET (>=R30) - Marine ¦ SDG&E ¦ Marine | Res ¦ Attic/Ceiling Insulation RET (>=R30) - Marine | SDG&E ¦ Marine | SDG&E | All | Electric & Gas | Efficient R30 or greater attic insulation for RET | Efficient | 0 | Conventional | BldgEnv | Res - Multi Family | Res | RET Only | 0 | Residential Households | sq ft of insulation | 20 | DEER:Res_BldgShell_Ins | -0.0263 | -0.00034 | -0.0149 | DEER2020 | 0.53 | 2014 | 0 | 0.81 | 2014 | 0 | 0 | ITRON 2010-2012 Itron W0017 Ex-Ante Measure Cost Study | Attic/Ceiling Insulation - RET - Marine ¦ SDG&E ¦ Marine | Attic/Ceiling Insulation - RET - Marine | 236.7951 | 0.5 | 0.31726 | MICS 2015; RECS 2009 | 0 | 2012 | 0.28 | RB-BS-CeilIns-VintR-AddR30
RES-BLDGENV-27.3 | Res ¦ Attic/Ceiling Insulation RET (>=R30) - Hot-Dry ¦ SDG&E ¦ Hot-Dry | Res ¦ Attic/Ceiling Insulation RET (>=R30) - Hot-Dry | SDG&E ¦ Hot-Dry | SDG&E | All | Electric & Gas | Efficient R30 or greater attic insulation for RET | Efficient | 0 | Conventional | BldgEnv | Res - Single Family | Res | RET Only | 0 | Residential Households | sq ft of insulation | 20 | DEER:Res_BldgShell_Ins | -0.00904 | -1e-05 | -0.00567 | DEER2020 | 0.53 | 2014 | 0 | 0.81 | 2014 | 0 | 0 | ITRON 2010-2012 Itron W0017 Ex-Ante Measure Cost Study | Attic/Ceiling Insulation - RET - Hot-Dry ¦ SDG&E ¦ Hot-Dry | Attic/Ceiling Insulation - RET - Hot-Dry | 1157.7161 | 0.5 | 0.31726 | MICS 2015; RECS 2009 | 0.30773 | 2032 | 0.28 | RB-BS-CeilIns-VintR-AddR30
RES-BLDGENV-27.4 | Res ¦ Attic/Ceiling Insulation RET (>=R30) - Hot-Dry ¦ SDG&E ¦ Hot-Dry | Res ¦ Attic/Ceiling Insulation RET (>=R30) - Hot-Dry | SDG&E ¦ Hot-Dry | SDG&E | All | Electric & Gas | Efficient R30 or greater attic insulation for RET | Efficient | 0 | Conventional | BldgEnv | Res - Multi Family | Res | RET Only | 0 | Residential Households | sq ft of insulation | 20 | DEER:Res_BldgShell_Ins | -0.0237 | -0.00027 | -0.0121 | DEER2020 | 0.53 | 2014 | 0 | 0.81 | 2014 | 0 | 0 | ITRON 2010-2012 Itron W0017 Ex-Ante Measure Cost Study | Attic/Ceiling Insulation - RET - Hot-Dry ¦ SDG&E ¦ Hot-Dry | Attic/Ceiling Insulation - RET - Hot-Dry | 236.7951 | 0.5 | 0.31726 | MICS 2015; RECS 2009 | 0 | 2012 | 0.28 | RB-BS-CeilIns-VintR-AddR30
RES-BLDGENV-20.1 | Res ¦ Attic/Ceiling Insulation NEW (R22) - Marine ¦ SDG&E ¦ Marine | Res ¦ Attic/Ceiling Insulation NEW (R22) - Marine | SDG&E ¦ Marine | SDG&E | All | Electric & Gas | Code level R22 attic insulation for NEW | Average Existing and Code | 0 | Conventional | BldgEnv | Res - Single Family | Res | NEW Only | 0 | Residential Households | sq ft of insulation | 20 | DEER:Res_BldgShell_Ins | -0.0088964 | -2.2727e-05 | -0.0057791 | DEER2020 | 0.39909 | 2014 | 0 | 0.81 | 2014 | 0 | 0 | ITRON 2010-2012 Itron W0017 Ex-Ante Measure Cost Study | Attic/Ceiling Insulation - NEW - Marine ¦ SDG&E ¦ Marine | Attic/Ceiling Insulation - NEW - Marine | 732.1946 | 0.5 | 0.68274 | MICS 2015; RECS 2009 | 0 | 2012 | 0.28 | Interpolation
RES-BLDGENV-20.2 | Res ¦ Attic/Ceiling Insulation NEW (R22) - Marine ¦ SDG&E ¦ Marine | Res ¦ Attic/Ceiling Insulation NEW (R22) - Marine | SDG&E ¦ Marine | SDG&E | All | Electric & Gas | Code level R22 attic insulation for NEW | Average Existing and Code | 0 | Conventional | BldgEnv | Res - Multi Family | Res | NEW Only | 0 | Residential Households | sq ft of insulation | 20 | DEER:Res_BldgShell_Ins | -0.022082 | -0.00028182 | -0.012573 | DEER2020 | 0.39909 | 2014 | 0 | 0.81 | 2014 | 0 | 0 | ITRON 2010-2012 Itron W0017 Ex-Ante Measure Cost Study | Attic/Ceiling Insulation - NEW - Marine ¦ SDG&E ¦ Marine | Attic/Ceiling Insulation - NEW - Marine | 202.4872 | 0.5 | 0.68274 | MICS 2015; RECS 2009 | 0 | 2012 | 0.28 | Interpolation
RES-BLDGENV-20.3 | Res ¦ Attic/Ceiling Insulation NEW (R22) - Hot-Dry ¦ SDG&E ¦ Hot-Dry | Res ¦ Attic/Ceiling Insulation NEW (R22) - Hot-Dry | SDG&E ¦ Hot-Dry | SDG&E | All | Electric & Gas | Code level R22 attic insulation for NEW | Average Existing and Code | 0 | Conventional | BldgEnv | Res - Single Family | Res | NEW Only | 0 | Residential Households | sq ft of insulation | 20 | DEER:Res_BldgShell_Ins | -0.0077091 | -1e-05 | -0.00471 | DEER2020 | 0.39909 | 2014 | 0 | 0.81 | 2014 | 0 | 0 | ITRON 2010-2012 Itron W0017 Ex-Ante Measure Cost Study | Attic/Ceiling Insulation - NEW - Hot-Dry ¦ SDG&E ¦ Hot-Dry | Attic/Ceiling Insulation - NEW - Hot-Dry | 732.1946 | 0.5 | 0.68274 | MICS 2015; RECS 2009 | 0 | 2012 | 0.28 | Interpolation
RES-BLDGENV-20.4 | Res ¦ Attic/Ceiling Insulation NEW (R22) - Hot-Dry ¦ SDG&E ¦ Hot-Dry | Res ¦ Attic/Ceiling Insulation NEW (R22) - Hot-Dry | SDG&E ¦ Hot-Dry | SDG&E | All | Electric & Gas | Code level R22 attic insulation for NEW | Average Existing and Code | 0 | Conventional | BldgEnv | Res - Multi Family | Res | NEW Only | 0 | Residential Households | sq ft of insulation | 20 | DEER:Res_BldgShell_Ins | -0.019773 | -0.00022636 | -0.010275 | DEER2020 | 0.39909 | 2014 | 0 | 0.81 | 2014 | 0 | 0 | ITRON 2010-2012 Itron W0017 Ex-Ante Measure Cost Study | Attic/Ceiling Insulation - NEW - Hot-Dry ¦ SDG&E ¦ Hot-Dry | Attic/Ceiling Insulation - NEW - Hot-Dry | 202.4872 | 0.5 | 0.68274 | MICS 2015; RECS 2009 | 0 | 2012 | 0.28 | Interpolation
RES-BLDGENV-21.1 | Res ¦ Attic/Ceiling Insulation NEW (>=R30) - Marine ¦ SDG&E ¦ Marine | Res ¦ Attic/Ceiling Insulation NEW (>=R30) - Marine | SDG&E ¦ Marine | SDG&E | All | Electric & Gas | Efficient R30 or greater attic insulation for NEW | Efficient | 0 | Conventional | BldgEnv | Res - Single Family | Res | NEW Only | 0 | Residential Households | sq ft of insulation | 20 | DEER:Res_BldgShell_Ins | -0.0119 | -3e-05 | -0.00719 | DEER2020 | 0.53 | 2014 | 0 | 0.81 | 2014 | 0 | 0 | ITRON 2010-2012 Itron W0017 Ex-Ante Measure Cost Study | Attic/Ceiling Insulation - NEW - Marine ¦ SDG&E ¦ Marine | Attic/Ceiling Insulation - NEW - Marine | 732.1946 | 0.5 | 0.31726 | MICS 2015; RECS 2009 | 0.30773 | 2032 | 0.28 | RB-BS-CeilIns-VintR-AddR30
RES-BLDGENV-21.2 | Res ¦ Attic/Ceiling Insulation NEW (>=R30) - Marine ¦ SDG&E ¦ Marine | Res ¦ Attic/Ceiling Insulation NEW (>=R30) - Marine | SDG&E ¦ Marine | SDG&E | All | Electric & Gas | Efficient R30 or greater attic insulation for NEW | Efficient | 0 | Conventional | BldgEnv | Res - Multi Family | Res | NEW Only | 0 | Residential Households | sq ft of insulation | 20 | DEER:Res_BldgShell_Ins | -0.0263 | -0.00034 | -0.0149 | DEER2020 | 0.53 | 2014 | 0 | 0.81 | 2014 | 0 | 0 | ITRON 2010-2012 Itron W0017 Ex-Ante Measure Cost Study | Attic/Ceiling Insulation - NEW - Marine ¦ SDG&E ¦ Marine | Attic/Ceiling Insulation - NEW - Marine | 202.4872 | 0.5 | 0.31726 | MICS 2015; RECS 2009 | 0 | 2012 | 0.28 | RB-BS-CeilIns-VintR-AddR30
RES-BLDGENV-21.3 | Res ¦ Attic/Ceiling Insulation NEW (>=R30) - Hot-Dry ¦ SDG&E ¦ Hot-Dry | Res ¦ Attic/Ceiling Insulation NEW (>=R30) - Hot-Dry | SDG&E ¦ Hot-Dry | SDG&E | All | Electric & Gas | Efficient R30 or greater attic insulation for NEW | Efficient | 0 | Conventional | BldgEnv | Res - Single Family | Res | NEW Only | 0 | Residential Households | sq ft of insulation | 20 | DEER:Res_BldgShell_Ins | -0.00904 | -1e-05 | -0.00567 | DEER2020 | 0.53 | 2014 | 0 | 0.81 | 2014 | 0 | 0 | ITRON 2010-2012 Itron W0017 Ex-Ante Measure Cost Study | Attic/Ceiling Insulation - NEW - Hot-Dry ¦ SDG&E ¦ Hot-Dry | Attic/Ceiling Insulation - NEW - Hot-Dry | 732.1946 | 0.5 | 0.31726 | MICS 2015; RECS 2009 | 0.30773 | 2032 | 0.28 | RB-BS-CeilIns-VintR-AddR30
RES-BLDGENV-21.4 | Res ¦ Attic/Ceiling Insulation NEW (>=R30) - Hot-Dry ¦ SDG&E ¦ Hot-Dry | Res ¦ Attic/Ceiling Insulation NEW (>=R30) - Hot-Dry | SDG&E ¦ Hot-Dry | SDG&E | All | Electric & Gas | Efficient R30 or greater attic insulation for NEW | Efficient | 0 | Conventional | BldgEnv | Res - Multi Family | Res | NEW Only | 0 | Residential Households | sq ft of insulation | 20 | DEER:Res_BldgShell_Ins | -0.0237 | -0.00027 | -0.0121 | DEER2020 | 0.53 | 2014 | 0 | 0.81 | 2014 | 0 | 0 | ITRON 2010-2012 Itron W0017 Ex-Ante Measure Cost Study | Attic/Ceiling Insulation - NEW - Hot-Dry ¦ SDG&E ¦ Hot-Dry | Attic/Ceiling Insulation - NEW - Hot-Dry | 202.4872 | 0.5 | 0.31726 | MICS 2015; RECS 2009 | 0 | 2012 | 0.28 | RB-BS-CeilIns-VintR-AddR30
RES-BLDGENV-30.1 | Res ¦ Attic/Crawlspace Duct Insulation (R4) - Marine ¦ PG&E ¦ Marine | Res ¦ Attic/Crawlspace Duct Insulation (R4) - Marine | PG&E ¦ Marine | PG&E | All | Electric & Gas | R4 duct insulation in attic or crawlspace | Average Existing | 0 | Conventional | BldgEnv | Res - Single Family | Res | RET Only | 0 | Residential Households | household | 18 | DEER:HVAC_Duct_Sealing | 0 | 0 | 0 | DEER2005 | 0 | 2016 | 0 | 0 | 2016 | 0 | 0 | 2016 CASE Report: Residential DCS/HPA | Duct Insulation - Marine ¦ PG&E ¦ Marine | Duct Insulation - Marine | 1.1299 | 0.5 | 0.43902 | CLASS Web Tool - DNV GL 2012; RBSA 2012 | 0 | 2012 | 0.8 | D03-075
RES-BLDGENV-30.2 | Res ¦ Attic/Crawlspace Duct Insulation (R4) - Marine ¦ PG&E ¦ Marine | Res ¦ Attic/Crawlspace Duct Insulation (R4) - Marine | PG&E ¦ Marine | PG&E | All | Electric & Gas | R4 duct insulation in attic or crawlspace | Average Existing | 0 | Conventional | BldgEnv | Res - Multi Family | Res | RET Only | 0 | Residential Households | household | 18 | DEER:HVAC_Duct_Sealing | 0 | 0 | 0 | DEER2005 | 0 | 2016 | 0 | 0 | 2016 | 0 | 0 | 2016 CASE Report: Residential DCS/HPA | Duct Insulation - Marine ¦ PG&E ¦ Marine | Duct Insulation - Marine | 0.42847 | 0.5 | 0.43902 | CLASS Web Tool - DNV GL 2012; RBSA 2012 | 0 | 2012 | 0.8 | D03-075
RES-BLDGENV-30.3 | Res ¦ Attic/Crawlspace Duct Insulation (R4) - Hot-Dry ¦ PG&E ¦ Hot-Dry | Res ¦ Attic/Crawlspace Duct Insulation (R4) - Hot-Dry | PG&E ¦ Hot-Dry | PG&E | All | Electric & Gas | R4 duct insulation in attic or crawlspace | Average Existing | 0 | Conventional | BldgEnv | Res - Single Family | Res | RET Only | 0 | Residential Households | household | 18 | DEER:HVAC_Duct_Sealing | 0 | 0 | 0 | DEER2005 | 0 | 2016 | 0 | 0 | 2016 | 0 | 0 | 2016 CASE Report: Residential DCS/HPA | Duct Insulation - Hot-Dry ¦ PG&E ¦ Hot-Dry | Duct Insulation - Hot-Dry | 1.1299 | 0.5 | 0.43902 | CLASS Web Tool - DNV GL 2012; RBSA 2012 | 0 | 2012 | 0.8 | D03-075
RES-BLDGENV-30.4 | Res ¦ Attic/Crawlspace Duct Insulation (R4) - Hot-Dry ¦ PG&E ¦ Hot-Dry | Res ¦ Attic/Crawlspace Duct Insulation (R4) - Hot-Dry | PG&E ¦ Hot-Dry | PG&E | All | Electric & Gas | R4 duct insulation in attic or crawlspace | Average Existing | 0 | Conventional | BldgEnv | Res - Multi Family | Res | RET Only | 0 | Residential Households | household | 18 | DEER:HVAC_Duct_Sealing | 0 | 0 | 0 | DEER2005 | 0 | 2016 | 0 | 0 | 2016 | 0 | 0 | 2016 CASE Report: Residential DCS/HPA | Duct Insulation - Hot-Dry ¦ PG&E ¦ Hot-Dry | Duct Insulation - Hot-Dry | 0.42847 | 0.5 | 0.43902 | CLASS Web Tool - DNV GL 2012; RBSA 2012 | 0 | 2012 | 0.8 | D03-075
RES-BLDGENV-30.5 | Res ¦ Attic/Crawlspace Duct Insulation (R4) - Cold ¦ PG&E ¦ Cold | Res ¦ Attic/Crawlspace Duct Insulation (R4) - Cold | PG&E ¦ Cold | PG&E | All | Electric & Gas | R4 duct insulation in attic or crawlspace | Average Existing | 0 | Conventional | BldgEnv | Res - Single Family | Res | RET Only | 0 | Residential Households | household | 18 | DEER:HVAC_Duct_Sealing | 0 | 0 | 0 | DEER2005 | 0 | 2016 | 0 | 0 | 2016 | 0 | 0 | 2016 CASE Report: Residential DCS/HPA | Duct Insulation - Cold ¦ PG&E ¦ Cold | Duct Insulation - Cold | 1.1299 | 0.5 | 0.43902 | CLASS Web Tool - DNV GL 2012; RBSA 2012 | 0 | 2012 | 0.8 | D03-075
RES-BLDGENV-30.6 | Res ¦ Attic/Crawlspace Duct Insulation (R4) - Cold ¦ PG&E ¦ Cold | Res ¦ Attic/Crawlspace Duct Insulation (R4) - Cold | PG&E ¦ Cold | PG&E | All | Electric & Gas | R4 duct insulation in attic or crawlspace | Average Existing | 0 | Conventional | BldgEnv | Res - Multi Family | Res | RET Only | 0 | Residential Households | household | 18 | DEER:HVAC_Duct_Sealing | 0 | 0 | 0 | DEER2005 | 0 | 2016 | 0 | 0 | 2016 | 0 | 0 | 2016 CASE Report: Residential DCS/HPA | Duct Insulation - Cold ¦ PG&E ¦ Cold | Duct Insulation - Cold | 0.42847 | 0.5 | 0.43902 | CLASS Web Tool - DNV GL 2012; RBSA 2012 | 0 | 2012 | 0.8 | D03-075
RES-BLDGENV-31.1 | Res ¦ Attic/Crawlspace Duct Insulation (R6) - Marine ¦ PG&E ¦ Marine | Res ¦ Attic/Crawlspace Duct Insulation (R6) - Marine | PG&E ¦ Marine | PG&E | All | Electric & Gas | R6 duct insulation in attic or crawlspace | Code | 0 | Conventional | BldgEnv | Res - Single Family | Res | RET and NEW | 0 | Residential Households | household | 18 | DEER:HVAC_Duct_Sealing | -176.4 | 0.069 | 81 | DEER2005 | 212.5 | 2016 | 0 | 0 | 2016 | 0 | 0 | 2016 CASE Report: Residential DCS/HPA | Duct Insulation - Marine ¦ PG&E ¦ Marine | Duct Insulation - Marine | 1.1299 | 0.5 | 0.34146 | CLASS Web Tool - DNV GL 2012; RBSA 2012 | 0 | 2012 | 0.8 | D03-075
RES-BLDGENV-31.2 | Res ¦ Attic/Crawlspace Duct Insulation (R6) - Marine ¦ PG&E ¦ Marine | Res ¦ Attic/Crawlspace Duct Insulation (R6) - Marine | PG&E ¦ Marine | PG&E | All | Electric & Gas | R6 duct insulation in attic or crawlspace | Code | 0 | Conventional | BldgEnv | Res - Multi Family | Res | RET and NEW | 0 | Residential Households | household | 18 | DEER:HVAC_Duct_Sealing | -176.4 | 0.069 | 81 | DEER2005 | 212.5 | 2016 | 0 | 0 | 2016 | 0 | 0 | 2016 CASE Report: Residential DCS/HPA | Duct Insulation - Marine ¦ PG&E ¦ Marine | Duct Insulation - Marine | 0.42847 | 0.5 | 0.34146 | CLASS Web Tool - DNV GL 2012; RBSA 2012 | 0 | 2012 | 0.8 | D03-075
RES-BLDGENV-31.3 | Res ¦ Attic/Crawlspace Duct Insulation (R6) - Hot-Dry ¦ PG&E ¦ Hot-Dry | Res ¦ Attic/Crawlspace Duct Insulation (R6) - Hot-Dry | PG&E ¦ Hot-Dry | PG&E | All | Electric & Gas | R6 duct insulation in attic or crawlspace | Code | 0 | Conventional | BldgEnv | Res - Single Family | Res | RET and NEW | 0 | Residential Households | household | 18 | DEER:HVAC_Duct_Sealing | 11.88 | 0.087 | 97.8 | DEER2005 | 212.5 | 2016 | 0 | 0 | 2016 | 0 | 0 | 2016 CASE Report: Residential DCS/HPA | Duct Insulation - Hot-Dry ¦ PG&E ¦ Hot-Dry | Duct Insulation - Hot-Dry | 1.1299 | 0.5 | 0.34146 | CLASS Web Tool - DNV GL 2012; RBSA 2012 | 0 | 2012 | 0.8 | D03-075
RES-BLDGENV-31.4 | Res ¦ Attic/Crawlspace Duct Insulation (R6) - Hot-Dry ¦ PG&E ¦ Hot-Dry | Res ¦ Attic/Crawlspace Duct Insulation (R6) - Hot-Dry | PG&E ¦ Hot-Dry | PG&E | All | Electric & Gas | R6 duct insulation in attic or crawlspace | Code | 0 | Conventional | BldgEnv | Res - Multi Family | Res | RET and NEW | 0 | Residential Households | household | 18 | DEER:HVAC_Duct_Sealing | 11.88 | 0.087 | 97.8 | DEER2005 | 212.5 | 2016 | 0 | 0 | 2016 | 0 | 0 | 2016 CASE Report: Residential DCS/HPA | Duct Insulation - Hot-Dry ¦ PG&E ¦ Hot-Dry | Duct Insulation - Hot-Dry | 0.42847 | 0.5 | 0.34146 | CLASS Web Tool - DNV GL 2012; RBSA 2012 | 0 | 2012 | 0.8 | D03-075
RES-BLDGENV-31.5 | Res ¦ Attic/Crawlspace Duct Insulation (R6) - Cold ¦ PG&E ¦ Cold | Res ¦ Attic/Crawlspace Duct Insulation (R6) - Cold | PG&E ¦ Cold | PG&E | All | Electric & Gas | R6 duct insulation in attic or crawlspace | Code | 0 | Conventional | BldgEnv | Res - Single Family | Res | RET and NEW | 0 | Residential Households | household | 18 | DEER:HVAC_Duct_Sealing | 78 | 0.1062 | 94.2 | DEER2005 | 212.5 | 2016 | 0 | 0 | 2016 | 0 | 0 | 2016 CASE Report: Residential DCS/HPA | Duct Insulation - Cold ¦ PG&E ¦ Cold | Duct Insulation - Cold | 1.1299 | 0.5 | 0.34146 | CLASS Web Tool - DNV GL 2012; RBSA 2012 | 0 | 2012 | 0.8 | D03-075
RES-BLDGENV-31.6 | Res ¦ Attic/Crawlspace Duct Insulation (R6) - Cold ¦ PG&E ¦ Cold | Res ¦ Attic/Crawlspace Duct Insulation (R6) - Cold | PG&E ¦ Cold | PG&E | All | Electric & Gas | R6 duct insulation in attic or crawlspace | Code | 0 | Conventional | BldgEnv | Res - Multi Family | Res | RET and NEW | 0 | Residential Households | household | 18 | DEER:HVAC_Duct_Sealing | 78 | 0.1062 | 94.2 | DEER2005 | 212.5 | 2016 | 0 | 0 | 2016 | 0 | 0 | 2016 CASE Report: Residential DCS/HPA | Duct Insulation - Cold ¦ PG&E ¦ Cold | Duct Insulation - Cold | 0.42847 | 0.5 | 0.34146 | CLASS Web Tool - DNV GL 2012; RBSA 2012 | 0 | 2012 | 0.8 | D03-075
RES-BLDGENV-32.1 | Res ¦ Attic/Crawlspace Duct Insulation (R8) - Marine ¦ PG&E ¦ Marine | Res ¦ Attic/Crawlspace Duct Insulation (R8) - Marine | PG&E ¦ Marine | PG&E | All | Electric & Gas | R8 duct insulation in attic or crawlspace | Efficient | 0 | Conventional | BldgEnv | Res - Single Family | Res | RET and NEW | 0 | Residential Households | household | 18 | DEER:HVAC_Duct_Sealing | -352.8 | 0.138 | 162 | DEER2005 | 425 | 2016 | 0 | 0 | 2016 | 0 | 0 | 2016 CASE Report: Residential DCS/HPA | Duct Insulation - Marine ¦ PG&E ¦ Marine | Duct Insulation - Marine | 1.1299 | 0.5 | 0.21951 | CLASS Web Tool - DNV GL 2012; RBSA 2012 | 97.6012 | 2032 | 0.8 | D03-075
RES-BLDGENV-32.2 | Res ¦ Attic/Crawlspace Duct Insulation (R8) - Marine ¦ PG&E ¦ Marine | Res ¦ Attic/Crawlspace Duct Insulation (R8) - Marine | PG&E ¦ Marine | PG&E | All | Electric & Gas | R8 duct insulation in attic or crawlspace | Efficient | 0 | Conventional | BldgEnv | Res - Multi Family | Res | RET and NEW | 0 | Residential Households | household | 18 | DEER:HVAC_Duct_Sealing | -352.8 | 0.138 | 162 | DEER2005 | 425 | 2016 | 0 | 0 | 2016 | 0 | 0 | 2016 CASE Report: Residential DCS/HPA | Duct Insulation - Marine ¦ PG&E ¦ Marine | Duct Insulation - Marine | 0.42847 | 0.5 | 0.21951 | CLASS Web Tool - DNV GL 2012; RBSA 2012 | 0 | 2012 | 0.8 | D03-075
RES-BLDGENV-32.3 | Res ¦ Attic/Crawlspace Duct Insulation (R8) - Hot-Dry ¦ PG&E ¦ Hot-Dry | Res ¦ Attic/Crawlspace Duct Insulation (R8) - Hot-Dry | PG&E ¦ Hot-Dry | PG&E | All | Electric & Gas | R8 duct insulation in attic or crawlspace | Efficient | 0 | Conventional | BldgEnv | Res - Single Family | Res | RET and NEW | 0 | Residential Households | household | 18 | DEER:HVAC_Duct_Sealing | 23.76 | 0.174 | 195.6 | DEER2005 | 425 | 2016 | 0 | 0 | 2016 | 0 | 0 | 2016 CASE Report: Residential DCS/HPA | Duct Insulation - Hot-Dry ¦ PG&E ¦ Hot-Dry | Duct Insulation - Hot-Dry | 1.1299 | 0.5 | 0.21951 | CLASS Web Tool - DNV GL 2012; RBSA 2012 | 97.6012 | 2032 | 0.8 | D03-075
RES-BLDGENV-32.4 | Res ¦ Attic/Crawlspace Duct Insulation (R8) - Hot-Dry ¦ PG&E ¦ Hot-Dry | Res ¦ Attic/Crawlspace Duct Insulation (R8) - Hot-Dry | PG&E ¦ Hot-Dry | PG&E | All | Electric & Gas | R8 duct insulation in attic or crawlspace | Efficient | 0 | Conventional | BldgEnv | Res - Multi Family | Res | RET and NEW | 0 | Residential Households | household | 18 | DEER:HVAC_Duct_Sealing | 23.76 | 0.174 | 195.6 | DEER2005 | 425 | 2016 | 0 | 0 | 2016 | 0 | 0 | 2016 CASE Report: Residential DCS/HPA | Duct Insulation - Hot-Dry ¦ PG&E ¦ Hot-Dry | Duct Insulation - Hot-Dry | 0.42847 | 0.5 | 0.21951 | CLASS Web Tool - DNV GL 2012; RBSA 2012 | 0 | 2012 | 0.8 | D03-075
RES-BLDGENV-32.5 | Res ¦ Attic/Crawlspace Duct Insulation (R8) - Cold ¦ PG&E ¦ Cold | Res ¦ Attic/Crawlspace Duct Insulation (R8) - Cold | PG&E ¦ Cold | PG&E | All | Electric & Gas | R8 duct insulation in attic or crawlspace | Efficient | 0 | Conventional | BldgEnv | Res - Single Family | Res | RET and NEW | 0 | Residential Households | household | 18 | DEER:HVAC_Duct_Sealing | 156 | 0.2124 | 188.4 | DEER2005 | 425 | 2016 | 0 | 0 | 2016 | 0 | 0 | 2016 CASE Report: Residential DCS/HPA | Duct Insulation - Cold ¦ PG&E ¦ Cold | Duct Insulation - Cold | 1.1299 | 0.5 | 0.21951 | CLASS Web Tool - DNV GL 2012; RBSA 2012 | 97.6012 | 2032 | 0.8 | D03-075
RES-BLDGENV-32.6 | Res ¦ Attic/Crawlspace Duct Insulation (R8) - Cold ¦ PG&E ¦ Cold | Res ¦ Attic/Crawlspace Duct Insulation (R8) - Cold | PG&E ¦ Cold | PG&E | All | Electric & Gas | R8 duct insulation in attic or crawlspace | Efficient | 0 | Conventional | BldgEnv | Res - Multi Family | Res | RET and NEW | 0 | Residential Households | household | 18 | DEER:HVAC_Duct_Sealing | 156 | 0.2124 | 188.4 | DEER2005 | 425 | 2016 | 0 | 0 | 2016 | 0 | 0 | 2016 CASE Report: Residential DCS/HPA | Duct Insulation - Cold ¦ PG&E ¦ Cold | Duct Insulation - Cold | 0.42847 | 0.5 | 0.21951 | CLASS Web Tool - DNV GL 2012; RBSA 2012 | 0 | 2012 | 0.8 | D03-075
RES-BLDGENV-30.1 | Res ¦ Attic/Crawlspace Duct Insulation (R4) - Marine ¦ SCE ¦ Marine | Res ¦ Attic/Crawlspace Duct Insulation (R4) - Marine | SCE ¦ Marine | SCE | All | Electric & Gas | R4 duct insulation in attic or crawlspace | Average Existing | 0 | Conventional | BldgEnv | Res - Single Family | Res | RET Only | 0 | Residential Households | household | 18 | DEER:HVAC_Duct_Sealing | 0 | 0 | 0 | DEER2005 | 0 | 2016 | 0 | 0 | 2016 | 0 | 0 | 2016 CASE Report: Residential DCS/HPA | Duct Insulation - Marine ¦ SCE ¦ Marine | Duct Insulation - Marine | 2.0063 | 0.5 | 0.43902 | CLASS Web Tool - DNV GL 2012; RBSA 2012 | 0 | 2012 | 0.8 | D03-075
RES-BLDGENV-30.2 | Res ¦ Attic/Crawlspace Duct Insulation (R4) - Marine ¦ SCE ¦ Marine | Res ¦ Attic/Crawlspace Duct Insulation (R4) - Marine | SCE ¦ Marine | SCE | All | Electric & Gas | R4 duct insulation in attic or crawlspace | Average Existing | 0 | Conventional | BldgEnv | Res - Multi Family | Res | RET Only | 0 | Residential Households | household | 18 | DEER:HVAC_Duct_Sealing | 0 | 0 | 0 | DEER2005 | 0 | 2016 | 0 | 0 | 2016 | 0 | 0 | 2016 CASE Report: Residential DCS/HPA | Duct Insulation - Marine ¦ SCE ¦ Marine | Duct Insulation - Marine | 0.70381 | 0.5 | 0.43902 | CLASS Web Tool - DNV GL 2012; RBSA 2012 | 0 | 2012 | 0.8 | D03-075
RES-BLDGENV-30.3 | Res ¦ Attic/Crawlspace Duct Insulation (R4) - Hot-Dry ¦ SCE ¦ Hot-Dry | Res ¦ Attic/Crawlspace Duct Insulation (R4) - Hot-Dry | SCE ¦ Hot-Dry | SCE | All | Electric & Gas | R4 duct insulation in attic or crawlspace | Average Existing | 0 | Conventional | BldgEnv | Res - Single Family | Res | RET Only | 0 | Residential Households | household | 18 | DEER:HVAC_Duct_Sealing | 0 | 0 | 0 | DEER2005 | 0 | 2016 | 0 | 0 | 2016 | 0 | 0 | 2016 CASE Report: Residential DCS/HPA | Duct Insulation - Hot-Dry ¦ SCE ¦ Hot-Dry | Duct Insulation - Hot-Dry | 2.0063 | 0.5 | 0.43902 | CLASS Web Tool - DNV GL 2012; RBSA 2012 | 0 | 2012 | 0.8 | D03-075
RES-BLDGENV-30.4 | Res ¦ Attic/Crawlspace Duct Insulation (R4) - Hot-Dry ¦ SCE ¦ Hot-Dry | Res ¦ Attic/Crawlspace Duct Insulation (R4) - Hot-Dry | SCE ¦ Hot-Dry | SCE | All | Electric & Gas | R4 duct insulation in attic or crawlspace | Average Existing | 0 | Conventional | BldgEnv | Res - Multi Family | Res | RET Only | 0 | Residential Households | household | 18 | DEER:HVAC_Duct_Sealing | 0 | 0 | 0 | DEER2005 | 0 | 2016 | 0 | 0 | 2016 | 0 | 0 | 2016 CASE Report: Residential DCS/HPA | Duct Insulation - Hot-Dry ¦ SCE ¦ Hot-Dry | Duct Insulation - Hot-Dry | 0.70381 | 0.5 | 0.43902 | CLASS Web Tool - DNV GL 2012; RBSA 2012 | 0 | 2012 | 0.8 | D03-075
RES-BLDGENV-30.5 | Res ¦ Attic/Crawlspace Duct Insulation (R4) - Cold ¦ SCE ¦ Cold | Res ¦ Attic/Crawlspace Duct Insulation (R4) - Cold | SCE ¦ Cold | SCE | All | Electric & Gas | R4 duct insulation in attic or crawlspace | Average Existing | 0 | Conventional | BldgEnv | Res - Single Family | Res | RET Only | 0 | Residential Households | household | 18 | DEER:HVAC_Duct_Sealing | 0 | 0 | 0 | DEER2005 | 0 | 2016 | 0 | 0 | 2016 | 0 | 0 | 2016 CASE Report: Residential DCS/HPA | Duct Insulation - Cold ¦ SCE ¦ Cold | Duct Insulation - Cold | 2.0063 | 0.5 | 0.43902 | CLASS Web Tool - DNV GL 2012; RBSA 2012 | 0 | 2012 | 0.8 | D03-075
RES-BLDGENV-30.6 | Res ¦ Attic/Crawlspace Duct Insulation (R4) - Cold ¦ SCE ¦ Cold | Res ¦ Attic/Crawlspace Duct Insulation (R4) - Cold | SCE ¦ Cold | SCE | All | Electric & Gas | R4 duct insulation in attic or crawlspace | Average Existing | 0 | Conventional | BldgEnv | Res - Multi Family | Res | RET Only | 0 | Residential Households | household | 18 | DEER:HVAC_Duct_Sealing | 0 | 0 | 0 | DEER2005 | 0 | 2016 | 0 | 0 | 2016 | 0 | 0 | 2016 CASE Report: Residential DCS/HPA | Duct Insulation - Cold ¦ SCE ¦ Cold | Duct Insulation - Cold | 0.70381 | 0.5 | 0.43902 | CLASS Web Tool - DNV GL 2012; RBSA 2012 | 0 | 2012 | 0.8 | D03-075
RES-BLDGENV-31.1 | Res ¦ Attic/Crawlspace Duct Insulation (R6) - Marine ¦ SCE ¦ Marine | Res ¦ Attic/Crawlspace Duct Insulation (R6) - Marine | SCE ¦ Marine | SCE | All | Electric & Gas | R6 duct insulation in attic or crawlspace | Code | 0 | Conventional | BldgEnv | Res - Single Family | Res | RET and NEW | 0 | Residential Households | household | 18 | DEER:HVAC_Duct_Sealing | -235.2 | -0.0312 | 63 | DEER2005 | 212.5 | 2016 | 0 | 0 | 2016 | 0 | 0 | 2016 CASE Report: Residential DCS/HPA | Duct Insulation - Marine ¦ SCE ¦ Marine | Duct Insulation - Marine | 2.0063 | 0.5 | 0.34146 | CLASS Web Tool - DNV GL 2012; RBSA 2012 | 0 | 2012 | 0.8 | D03-075
RES-BLDGENV-31.2 | Res ¦ Attic/Crawlspace Duct Insulation (R6) - Marine ¦ SCE ¦ Marine | Res ¦ Attic/Crawlspace Duct Insulation (R6) - Marine | SCE ¦ Marine | SCE | All | Electric & Gas | R6 duct insulation in attic or crawlspace | Code | 0 | Conventional | BldgEnv | Res - Multi Family | Res | RET and NEW | 0 | Residential Households | household | 18 | DEER:HVAC_Duct_Sealing | -235.2 | -0.0312 | 63 | DEER2005 | 212.5 | 2016 | 0 | 0 | 2016 | 0 | 0 | 2016 CASE Report: Residential DCS/HPA | Duct Insulation - Marine ¦ SCE ¦ Marine | Duct Insulation - Marine | 0.70381 | 0.5 | 0.34146 | CLASS Web Tool - DNV GL 2012; RBSA 2012 | 0 | 2012 | 0.8 | D03-075
RES-BLDGENV-31.3 | Res ¦ Attic/Crawlspace Duct Insulation (R6) - Hot-Dry ¦ SCE ¦ Hot-Dry | Res ¦ Attic/Crawlspace Duct Insulation (R6) - Hot-Dry | SCE ¦ Hot-Dry | SCE | All | Electric & Gas | R6 duct insulation in attic or crawlspace | Code | 0 | Conventional | BldgEnv | Res - Single Family | Res | RET and NEW | 0 | Residential Households | household | 18 | DEER:HVAC_Duct_Sealing | -145.8 | 0.04896 | 64.2 | DEER2005 | 212.5 | 2016 | 0 | 0 | 2016 | 0 | 0 | 2016 CASE Report: Residential DCS/HPA | Duct Insulation - Hot-Dry ¦ SCE ¦ Hot-Dry | Duct Insulation - Hot-Dry | 2.0063 | 0.5 | 0.34146 | CLASS Web Tool - DNV GL 2012; RBSA 2012 | 0 | 2012 | 0.8 | D03-075
RES-BLDGENV-31.4 | Res ¦ Attic/Crawlspace Duct Insulation (R6) - Hot-Dry ¦ SCE ¦ Hot-Dry | Res ¦ Attic/Crawlspace Duct Insulation (R6) - Hot-Dry | SCE ¦ Hot-Dry | SCE | All | Electric & Gas | R6 duct insulation in attic or crawlspace | Code | 0 | Conventional | BldgEnv | Res - Multi Family | Res | RET and NEW | 0 | Residential Households | household | 18 | DEER:HVAC_Duct_Sealing | -145.8 | 0.04896 | 64.2 | DEER2005 | 212.5 | 2016 | 0 | 0 | 2016 | 0 | 0 | 2016 CASE Report: Residential DCS/HPA | Duct Insulation - Hot-Dry ¦ SCE ¦ Hot-Dry | Duct Insulation - Hot-Dry | 0.70381 | 0.5 | 0.34146 | CLASS Web Tool - DNV GL 2012; RBSA 2012 | 0 | 2012 | 0.8 | D03-075
RES-BLDGENV-31.5 | Res ¦ Attic/Crawlspace Duct Insulation (R6) - Cold ¦ SCE ¦ Cold | Res ¦ Attic/Crawlspace Duct Insulation (R6) - Cold | SCE ¦ Cold | SCE | All | Electric & Gas | R6 duct insulation in attic or crawlspace | Code | 0 | Conventional | BldgEnv | Res - Single Family | Res | RET and NEW | 0 | Residential Households | household | 18 | DEER:HVAC_Duct_Sealing | 22.68 | 0.05556 | 72 | DEER2005 | 212.5 | 2016 | 0 | 0 | 2016 | 0 | 0 | 2016 CASE Report: Residential DCS/HPA | Duct Insulation - Cold ¦ SCE ¦ Cold | Duct Insulation - Cold | 2.0063 | 0.5 | 0.34146 | CLASS Web Tool - DNV GL 2012; RBSA 2012 | 0 | 2012 | 0.8 | D03-075
RES-BLDGENV-31.6 | Res ¦ Attic/Crawlspace Duct Insulation (R6) - Cold ¦ SCE ¦ Cold | Res ¦ Attic/Crawlspace Duct Insulation (R6) - Cold | SCE ¦ Cold | SCE | All | Electric & Gas | R6 duct insulation in attic or crawlspace | Code | 0 | Conventional | BldgEnv | Res - Multi Family | Res | RET and NEW | 0 | Residential Households | household | 18 | DEER:HVAC_Duct_Sealing | 22.68 | 0.05556 | 72 | DEER2005 | 212.5 | 2016 | 0 | 0 | 2016 | 0 | 0 | 2016 CASE Report: Residential DCS/HPA | Duct Insulation - Cold ¦ SCE ¦ Cold | Duct Insulation - Cold | 0.70381 | 0.5 | 0.34146 | CLASS Web Tool - DNV GL 2012; RBSA 2012 | 0 | 2012 | 0.8 | D03-075
RES-BLDGENV-32.1 | Res ¦ Attic/Crawlspace Duct Insulation (R8) - Marine ¦ SCE ¦ Marine | Res ¦ Attic/Crawlspace Duct Insulation (R8) - Marine | SCE ¦ Marine | SCE | All | Electric & Gas | R8 duct insulation in attic or crawlspace | Efficient | 0 | Conventional | BldgEnv | Res - Single Family | Res | RET and NEW | 0 | Residential Households | household | 18 | DEER:HVAC_Duct_Sealing | -470.4 | -0.0624 | 126 | DEER2005 | 425 | 2016 | 0 | 0 | 2016 | 0 | 0 | 2016 CASE Report: Residential DCS/HPA | Duct Insulation - Marine ¦ SCE ¦ Marine | Duct Insulation - Marine | 2.0063 | 0.5 | 0.21951 | CLASS Web Tool - DNV GL 2012; RBSA 2012 | 97.6012 | 2032 | 0.8 | D03-075
RES-BLDGENV-32.2 | Res ¦ Attic/Crawlspace Duct Insulation (R8) - Marine ¦ SCE ¦ Marine | Res ¦ Attic/Crawlspace Duct Insulation (R8) - Marine | SCE ¦ Marine | SCE | All | Electric & Gas | R8 duct insulation in attic or crawlspace | Efficient | 0 | Conventional | BldgEnv | Res - Multi Family | Res | RET and NEW | 0 | Residential Households | household | 18 | DEER:HVAC_Duct_Sealing | -470.4 | -0.0624 | 126 | DEER2005 | 425 | 2016 | 0 | 0 | 2016 | 0 | 0 | 2016 CASE Report: Residential DCS/HPA | Duct Insulation - Marine ¦ SCE ¦ Marine | Duct Insulation - Marine | 0.70381 | 0.5 | 0.21951 | CLASS Web Tool - DNV GL 2012; RBSA 2012 | 0 | 2012 | 0.8 | D03-075
RES-BLDGENV-32.3 | Res ¦ Attic/Crawlspace Duct Insulation (R8) - Hot-Dry ¦ SCE ¦ Hot-Dry | Res ¦ Attic/Crawlspace Duct Insulation (R8) - Hot-Dry | SCE ¦ Hot-Dry | SCE | All | Electric & Gas | R8 duct insulation in attic or crawlspace | Efficient | 0 | Conventional | BldgEnv | Res - Single Family | Res | RET and NEW | 0 | Residential Households | household | 18 | DEER:HVAC_Duct_Sealing | -291.6 | 0.09792 | 128.4 | DEER2005 | 425 | 2016 | 0 | 0 | 2016 | 0 | 0 | 2016 CASE Report: Residential DCS/HPA | Duct Insulation - Hot-Dry ¦ SCE ¦ Hot-Dry | Duct Insulation - Hot-Dry | 2.0063 | 0.5 | 0.21951 | CLASS Web Tool - DNV GL 2012; RBSA 2012 | 97.6012 | 2032 | 0.8 | D03-075
RES-BLDGENV-32.4 | Res ¦ Attic/Crawlspace Duct Insulation (R8) - Hot-Dry ¦ SCE ¦ Hot-Dry | Res ¦ Attic/Crawlspace Duct Insulation (R8) - Hot-Dry | SCE ¦ Hot-Dry | SCE | All | Electric & Gas | R8 duct insulation in attic or crawlspace | Efficient | 0 | Conventional | BldgEnv | Res - Multi Family | Res | RET and NEW | 0 | Residential Households | household | 18 | DEER:HVAC_Duct_Sealing | -291.6 | 0.09792 | 128.4 | DEER2005 | 425 | 2016 | 0 | 0 | 2016 | 0 | 0 | 2016 CASE Report: Residential DCS/HPA | Duct Insulation - Hot-Dry ¦ SCE ¦ Hot-Dry | Duct Insulation - Hot-Dry | 0.70381 | 0.5 | 0.21951 | CLASS Web Tool - DNV GL 2012; RBSA 2012 | 0 | 2012 | 0.8 | D03-075
RES-BLDGENV-32.5 | Res ¦ Attic/Crawlspace Duct Insulation (R8) - Cold ¦ SCE ¦ Cold | Res ¦ Attic/Crawlspace Duct Insulation (R8) - Cold | SCE ¦ Cold | SCE | All | Electric & Gas | R8 duct insulation in attic or crawlspace | Efficient | 0 | Conventional | BldgEnv | Res - Single Family | Res | RET and NEW | 0 | Residential Households | household | 18 | DEER:HVAC_Duct_Sealing | 45.36 | 0.11112 | 144 | DEER2005 | 425 | 2016 | 0 | 0 | 2016 | 0 | 0 | 2016 CASE Report: Residential DCS/HPA | Duct Insulation - Cold ¦ SCE ¦ Cold | Duct Insulation - Cold | 2.0063 | 0.5 | 0.21951 | CLASS Web Tool - DNV GL 2012; RBSA 2012 | 97.6012 | 2032 | 0.8 | D03-075
RES-BLDGENV-32.6 | Res ¦ Attic/Crawlspace Duct Insulation (R8) - Cold ¦ SCE ¦ Cold | Res ¦ Attic/Crawlspace Duct Insulation (R8) - Cold | SCE ¦ Cold | SCE | All | Electric & Gas | R8 duct insulation in attic or crawlspace | Efficient | 0 | Conventional | BldgEnv | Res - Multi Family | Res | RET and NEW | 0 | Residential Households | household | 18 | DEER:HVAC_Duct_Sealing | 45.36 | 0.11112 | 144 | DEER2005 | 425 | 2016 | 0 | 0 | 2016 | 0 | 0 | 2016 CASE Report: Residential DCS/HPA | Duct Insulation - Cold ¦ SCE ¦ Cold | Duct Insulation - Cold | 0.70381 | 0.5 | 0.21951 | CLASS Web Tool - DNV GL 2012; RBSA 2012 | 0 | 2012 | 0.8 | D03-075
RES-BLDGENV-30.1 | Res ¦ Attic/Crawlspace Duct Insulation (R4) - Marine ¦ SCG ¦ Marine | Res ¦ Attic/Crawlspace Duct Insulation (R4) - Marine | SCG ¦ Marine | SCG | All | Electric & Gas | R4 duct insulation in attic or crawlspace | Average Existing | 0 | Conventional | BldgEnv | Res - Single Family | Res | RET Only | 0 | Residential Households | household | 18 | DEER:HVAC_Duct_Sealing | 0 | 0 | 0 | DEER2005 | 0 | 2016 | 0 | 0 | 2016 | 0 | 0 | 2016 CASE Report: Residential DCS/HPA | Duct Insulation - Marine ¦ SCG ¦ Marine | Duct Insulation - Marine | 2.0063 | 0.5 | 0.43902 | CLASS Web Tool - DNV GL 2012; RBSA 2012 | 0 | 2012 | 0.8 | D03-075
RES-BLDGENV-30.2 | Res ¦ Attic/Crawlspace Duct Insulation (R4) - Marine ¦ SCG ¦ Marine | Res ¦ Attic/Crawlspace Duct Insulation (R4) - Marine | SCG ¦ Marine | SCG | All | Electric & Gas | R4 duct insulation in attic or crawlspace | Average Existing | 0 | Conventional | BldgEnv | Res - Multi Family | Res | RET Only | 0 | Residential Households | household | 18 | DEER:HVAC_Duct_Sealing | 0 | 0 | 0 | DEER2005 | 0 | 2016 | 0 | 0 | 2016 | 0 | 0 | 2016 CASE Report: Residential DCS/HPA | Duct Insulation - Marine ¦ SCG ¦ Marine | Duct Insulation - Marine | 0.70381 | 0.5 | 0.43902 | CLASS Web Tool - DNV GL 2012; RBSA 2012 | 0 | 2012 | 0.8 | D03-075
RES-BLDGENV-30.3 | Res ¦ Attic/Crawlspace Duct Insulation (R4) - Hot-Dry ¦ SCG ¦ Hot-Dry | Res ¦ Attic/Crawlspace Duct Insulation (R4) - Hot-Dry | SCG ¦ Hot-Dry | SCG | All | Electric & Gas | R4 duct insulation in attic or crawlspace | Average Existing | 0 | Conventional | BldgEnv | Res - Single Family | Res | RET Only | 0 | Residential Households | household | 18 | DEER:HVAC_Duct_Sealing | 0 | 0 | 0 | DEER2005 | 0 | 2016 | 0 | 0 | 2016 | 0 | 0 | 2016 CASE Report: Residential DCS/HPA | Duct Insulation - Hot-Dry ¦ SCG ¦ Hot-Dry | Duct Insulation - Hot-Dry | 2.0063 | 0.5 | 0.43902 | CLASS Web Tool - DNV GL 2012; RBSA 2012 | 0 | 2012 | 0.8 | D03-075
RES-BLDGENV-30.4 | Res ¦ Attic/Crawlspace Duct Insulation (R4) - Hot-Dry ¦ SCG ¦ Hot-Dry | Res ¦ Attic/Crawlspace Duct Insulation (R4) - Hot-Dry | SCG ¦ Hot-Dry | SCG | All | Electric & Gas | R4 duct insulation in attic or crawlspace | Average Existing | 0 | Conventional | BldgEnv | Res - Multi Family | Res | RET Only | 0 | Residential Households | household | 18 | DEER:HVAC_Duct_Sealing | 0 | 0 | 0 | DEER2005 | 0 | 2016 | 0 | 0 | 2016 | 0 | 0 | 2016 CASE Report: Residential DCS/HPA | Duct Insulation - Hot-Dry ¦ SCG ¦ Hot-Dry | Duct Insulation - Hot-Dry | 0.70381 | 0.5 | 0.43902 | CLASS Web Tool - DNV GL 2012; RBSA 2012 | 0 | 2012 | 0.8 | D03-075
RES-BLDGENV-30.5 | Res ¦ Attic/Crawlspace Duct Insulation (R4) - Cold ¦ SCG ¦ Cold | Res ¦ Attic/Crawlspace Duct Insulation (R4) - Cold | SCG ¦ Cold | SCG | All | Electric & Gas | R4 duct insulation in attic or crawlspace | Average Existing | 0 | Conventional | BldgEnv | Res - Single Family | Res | RET Only | 0 | Residential Households | household | 18 | DEER:HVAC_Duct_Sealing | 0 | 0 | 0 | DEER2005 | 0 | 2016 | 0 | 0 | 2016 | 0 | 0 | 2016 CASE Report: Residential DCS/HPA | Duct Insulation - Cold ¦ SCG ¦ Cold | Duct Insulation - Cold | 2.0063 | 0.5 | 0.43902 | CLASS Web Tool - DNV GL 2012; RBSA 2012 | 0 | 2012 | 0.8 | D03-075
RES-BLDGENV-30.6 | Res ¦ Attic/Crawlspace Duct Insulation (R4) - Cold ¦ SCG ¦ Cold | Res ¦ Attic/Crawlspace Duct Insulation (R4) - Cold | SCG ¦ Cold | SCG | All | Electric & Gas | R4 duct insulation in attic or crawlspace | Average Existing | 0 | Conventional | BldgEnv | Res - Multi Family | Res | RET Only | 0 | Residential Households | household | 18 | DEER:HVAC_Duct_Sealing | 0 | 0 | 0 | DEER2005 | 0 | 2016 | 0 | 0 | 2016 | 0 | 0 | 2016 CASE Report: Residential DCS/HPA | Duct Insulation - Cold ¦ SCG ¦ Cold | Duct Insulation - Cold | 0.70381 | 0.5 | 0.43902 | CLASS Web Tool - DNV GL 2012; RBSA 2012 | 0 | 2012 | 0.8 | D03-075
RES-BLDGENV-31.1 | Res ¦ Attic/Crawlspace Duct Insulation (R6) - Marine ¦ SCG ¦ Marine | Res ¦ Attic/Crawlspace Duct Insulation (R6) - Marine | SCG ¦ Marine | SCG | All | Electric & Gas | R6 duct insulation in attic or crawlspace | Code | 0 | Conventional | BldgEnv | Res - Single Family | Res | RET and NEW | 0 | Residential Households | household | 18 | DEER:HVAC_Duct_Sealing | -232.8 | -0.03006 | 64.2 | DEER2005 | 212.5 | 2016 | 0 | 0 | 2016 | 0 | 0 | 2016 CASE Report: Residential DCS/HPA | Duct Insulation - Marine ¦ SCG ¦ Marine | Duct Insulation - Marine | 2.0063 | 0.5 | 0.34146 | CLASS Web Tool - DNV GL 2012; RBSA 2012 | 0 | 2012 | 0.8 | D03-075
RES-BLDGENV-31.2 | Res ¦ Attic/Crawlspace Duct Insulation (R6) - Marine ¦ SCG ¦ Marine | Res ¦ Attic/Crawlspace Duct Insulation (R6) - Marine | SCG ¦ Marine | SCG | All | Electric & Gas | R6 duct insulation in attic or crawlspace | Code | 0 | Conventional | BldgEnv | Res - Multi Family | Res | RET and NEW | 0 | Residential Households | household | 18 | DEER:HVAC_Duct_Sealing | -232.8 | -0.03006 | 64.2 | DEER2005 | 212.5 | 2016 | 0 | 0 | 2016 | 0 | 0 | 2016 CASE Report: Residential DCS/HPA | Duct Insulation - Marine ¦ SCG ¦ Marine | Duct Insulation - Marine | 0.70381 | 0.5 | 0.34146 | CLASS Web Tool - DNV GL 2012; RBSA 2012 | 0 | 2012 | 0.8 | D03-075
RES-BLDGENV-31.3 | Res ¦ Attic/Crawlspace Duct Insulation (R6) - Hot-Dry ¦ SCG ¦ Hot-Dry | Res ¦ Attic/Crawlspace Duct Insulation (R6) - Hot-Dry | SCG ¦ Hot-Dry | SCG | All | Electric & Gas | R6 duct insulation in attic or crawlspace | Code | 0 | Conventional | BldgEnv | Res - Single Family | Res | RET and NEW | 0 | Residential Households | household | 18 | DEER:HVAC_Duct_Sealing | -61.2 | 0.05202 | 82.8 | DEER2005 | 212.5 | 2016 | 0 | 0 | 2016 | 0 | 0 | 2016 CASE Report: Residential DCS/HPA | Duct Insulation - Hot-Dry ¦ SCG ¦ Hot-Dry | Duct Insulation - Hot-Dry | 2.0063 | 0.5 | 0.34146 | CLASS Web Tool - DNV GL 2012; RBSA 2012 | 0 | 2012 | 0.8 | D03-075
RES-BLDGENV-31.4 | Res ¦ Attic/Crawlspace Duct Insulation (R6) - Hot-Dry ¦ SCG ¦ Hot-Dry | Res ¦ Attic/Crawlspace Duct Insulation (R6) - Hot-Dry | SCG ¦ Hot-Dry | SCG | All | Electric & Gas | R6 duct insulation in attic or crawlspace | Code | 0 | Conventional | BldgEnv | Res - Multi Family | Res | RET and NEW | 0 | Residential Households | household | 18 | DEER:HVAC_Duct_Sealing | -61.2 | 0.05202 | 82.8 | DEER2005 | 212.5 | 2016 | 0 | 0 | 2016 | 0 | 0 | 2016 CASE Report: Residential DCS/HPA | Duct Insulation - Hot-Dry ¦ SCG ¦ Hot-Dry | Duct Insulation - Hot-Dry | 0.70381 | 0.5 | 0.34146 | CLASS Web Tool - DNV GL 2012; RBSA 2012 | 0 | 2012 | 0.8 | D03-075
RES-BLDGENV-31.5 | Res ¦ Attic/Crawlspace Duct Insulation (R6) - Cold ¦ SCG ¦ Cold | Res ¦ Attic/Crawlspace Duct Insulation (R6) - Cold | SCG ¦ Cold | SCG | All | Electric & Gas | R6 duct insulation in attic or crawlspace | Code | 0 | Conventional | BldgEnv | Res - Single Family | Res | RET and NEW | 0 | Residential Households | household | 18 | DEER:HVAC_Duct_Sealing | 22.68 | 0.05556 | 72 | DEER2005 | 212.5 | 2016 | 0 | 0 | 2016 | 0 | 0 | 2016 CASE Report: Residential DCS/HPA | Duct Insulation - Cold ¦ SCG ¦ Cold | Duct Insulation - Cold | 2.0063 | 0.5 | 0.34146 | CLASS Web Tool - DNV GL 2012; RBSA 2012 | 0 | 2012 | 0.8 | D03-075
RES-BLDGENV-31.6 | Res ¦ Attic/Crawlspace Duct Insulation (R6) - Cold ¦ SCG ¦ Cold | Res ¦ Attic/Crawlspace Duct Insulation (R6) - Cold | SCG ¦ Cold | SCG | All | Electric & Gas | R6 duct insulation in attic or crawlspace | Code | 0 | Conventional | BldgEnv | Res - Multi Family | Res | RET and NEW | 0 | Residential Households | household | 18 | DEER:HVAC_Duct_Sealing | 22.68 | 0.05556 | 72 | DEER2005 | 212.5 | 2016 | 0 | 0 | 2016 | 0 | 0 | 2016 CASE Report: Residential DCS/HPA | Duct Insulation - Cold ¦ SCG ¦ Cold | Duct Insulation - Cold | 0.70381 | 0.5 | 0.34146 | CLASS Web Tool - DNV GL 2012; RBSA 2012 | 0 | 2012 | 0.8 | D03-075
RES-BLDGENV-32.1 | Res ¦ Attic/Crawlspace Duct Insulation (R8) - Marine ¦ SCG ¦ Marine | Res ¦ Attic/Crawlspace Duct Insulation (R8) - Marine | SCG ¦ Marine | SCG | All | Electric & Gas | R8 duct insulation in attic or crawlspace | Efficient | 0 | Conventional | BldgEnv | Res - Single Family | Res | RET and NEW | 0 | Residential Households | household | 18 | DEER:HVAC_Duct_Sealing | -465.6 | -0.06012 | 128.4 | DEER2005 | 425 | 2016 | 0 | 0 | 2016 | 0 | 0 | 2016 CASE Report: Residential DCS/HPA | Duct Insulation - Marine ¦ SCG ¦ Marine | Duct Insulation - Marine | 2.0063 | 0.5 | 0.21951 | CLASS Web Tool - DNV GL 2012; RBSA 2012 | 97.6012 | 2032 | 0.8 | D03-075
RES-BLDGENV-32.2 | Res ¦ Attic/Crawlspace Duct Insulation (R8) - Marine ¦ SCG ¦ Marine | Res ¦ Attic/Crawlspace Duct Insulation (R8) - Marine | SCG ¦ Marine | SCG | All | Electric & Gas | R8 duct insulation in attic or crawlspace | Efficient | 0 | Conventional | BldgEnv | Res - Multi Family | Res | RET and NEW | 0 | Residential Households | household | 18 | DEER:HVAC_Duct_Sealing | -465.6 | -0.06012 | 128.4 | DEER2005 | 425 | 2016 | 0 | 0 | 2016 | 0 | 0 | 2016 CASE Report: Residential DCS/HPA | Duct Insulation - Marine ¦ SCG ¦ Marine | Duct Insulation - Marine | 0.70381 | 0.5 | 0.21951 | CLASS Web Tool - DNV GL 2012; RBSA 2012 | 0 | 2012 | 0.8 | D03-075
RES-BLDGENV-32.3 | Res ¦ Attic/Crawlspace Duct Insulation (R8) - Hot-Dry ¦ SCG ¦ Hot-Dry | Res ¦ Attic/Crawlspace Duct Insulation (R8) - Hot-Dry | SCG ¦ Hot-Dry | SCG | All | Electric & Gas | R8 duct insulation in attic or crawlspace | Efficient | 0 | Conventional | BldgEnv | Res - Single Family | Res | RET and NEW | 0 | Residential Households | household | 18 | DEER:HVAC_Duct_Sealing | -122.4 | 0.10404 | 165.6 | DEER2005 | 425 | 2016 | 0 | 0 | 2016 | 0 | 0 | 2016 CASE Report: Residential DCS/HPA | Duct Insulation - Hot-Dry ¦ SCG ¦ Hot-Dry | Duct Insulation - Hot-Dry | 2.0063 | 0.5 | 0.21951 | CLASS Web Tool - DNV GL 2012; RBSA 2012 | 97.6012 | 2032 | 0.8 | D03-075
RES-BLDGENV-32.4 | Res ¦ Attic/Crawlspace Duct Insulation (R8) - Hot-Dry ¦ SCG ¦ Hot-Dry | Res ¦ Attic/Crawlspace Duct Insulation (R8) - Hot-Dry | SCG ¦ Hot-Dry | SCG | All | Electric & Gas | R8 duct insulation in attic or crawlspace | Efficient | 0 | Conventional | BldgEnv | Res - Multi Family | Res | RET and NEW | 0 | Residential Households | household | 18 | DEER:HVAC_Duct_Sealing | -122.4 | 0.10404 | 165.6 | DEER2005 | 425 | 2016 | 0 | 0 | 2016 | 0 | 0 | 2016 CASE Report: Residential DCS/HPA | Duct Insulation - Hot-Dry ¦ SCG ¦ Hot-Dry | Duct Insulation - Hot-Dry | 0.70381 | 0.5 | 0.21951 | CLASS Web Tool - DNV GL 2012; RBSA 2012 | 0 | 2012 | 0.8 | D03-075
RES-BLDGENV-32.5 | Res ¦ Attic/Crawlspace Duct Insulation (R8) - Cold ¦ SCG ¦ Cold | Res ¦ Attic/Crawlspace Duct Insulation (R8) - Cold | SCG ¦ Cold | SCG | All | Electric & Gas | R8 duct insulation in attic or crawlspace | Efficient | 0 | Conventional | BldgEnv | Res - Single Family | Res | RET and NEW | 0 | Residential Households | household | 18 | DEER:HVAC_Duct_Sealing | 45.36 | 0.11112 | 144 | DEER2005 | 425 | 2016 | 0 | 0 | 2016 | 0 | 0 | 2016 CASE Report: Residential DCS/HPA | Duct Insulation - Cold ¦ SCG ¦ Cold | Duct Insulation - Cold | 2.0063 | 0.5 | 0.21951 | CLASS Web Tool - DNV GL 2012; RBSA 2012 | 97.6012 | 2032 | 0.8 | D03-075
RES-BLDGENV-32.6 | Res ¦ Attic/Crawlspace Duct Insulation (R8) - Cold ¦ SCG ¦ Cold | Res ¦ Attic/Crawlspace Duct Insulation (R8) - Cold | SCG ¦ Cold | SCG | All | Electric & Gas | R8 duct insulation in attic or crawlspace | Efficient | 0 | Conventional | BldgEnv | Res - Multi Family | Res | RET and NEW | 0 | Residential Households | household | 18 | DEER:HVAC_Duct_Sealing | 45.36 | 0.11112 | 144 | DEER2005 | 425 | 2016 | 0 | 0 | 2016 | 0 | 0 | 2016 CASE Report: Residential DCS/HPA | Duct Insulation - Cold ¦ SCG ¦ Cold | Duct Insulation - Cold | 0.70381 | 0.5 | 0.21951 | CLASS Web Tool - DNV GL 2012; RBSA 2012 | 0 | 2012 | 0.8 | D03-075
RES-BLDGENV-30.1 | Res ¦ Attic/Crawlspace Duct Insulation (R4) - Marine ¦ SDG&E ¦ Marine | Res ¦ Attic/Crawlspace Duct Insulation (R4) - Marine | SDG&E ¦ Marine | SDG&E | All | Electric & Gas | R4 duct insulation in attic or crawlspace | Average Existing | 0 | Conventional | BldgEnv | Res - Single Family | Res | RET Only | 0 | Residential Households | household | 18 | DEER:HVAC_Duct_Sealing | 0 | 0 | 0 | DEER2005 | 0 | 2016 | 0 | 0 | 2016 | 0 | 0 | 2016 CASE Report: Residential DCS/HPA | Duct Insulation - Marine ¦ SDG&E ¦ Marine | Duct Insulation - Marine | 1.1357 | 0.5 | 0.43902 | CLASS Web Tool - DNV GL 2012; RBSA 2012 | 0 | 2012 | 0.8 | D03-075
RES-BLDGENV-30.2 | Res ¦ Attic/Crawlspace Duct Insulation (R4) - Marine ¦ SDG&E ¦ Marine | Res ¦ Attic/Crawlspace Duct Insulation (R4) - Marine | SDG&E ¦ Marine | SDG&E | All | Electric & Gas | R4 duct insulation in attic or crawlspace | Average Existing | 0 | Conventional | BldgEnv | Res - Multi Family | Res | RET Only | 0 | Residential Households | household | 18 | DEER:HVAC_Duct_Sealing | 0 | 0 | 0 | DEER2005 | 0 | 2016 | 0 | 0 | 2016 | 0 | 0 | 2016 CASE Report: Residential DCS/HPA | Duct Insulation - Marine ¦ SDG&E ¦ Marine | Duct Insulation - Marine | 0.45623 | 0.5 | 0.43902 | CLASS Web Tool - DNV GL 2012; RBSA 2012 | 0 | 2012 | 0.8 | D03-075
RES-BLDGENV-30.3 | Res ¦ Attic/Crawlspace Duct Insulation (R4) - Hot-Dry ¦ SDG&E ¦ Hot-Dry | Res ¦ Attic/Crawlspace Duct Insulation (R4) - Hot-Dry | SDG&E ¦ Hot-Dry | SDG&E | All | Electric & Gas | R4 duct insulation in attic or crawlspace | Average Existing | 0 | Conventional | BldgEnv | Res - Single Family | Res | RET Only | 0 | Residential Households | household | 18 | DEER:HVAC_Duct_Sealing | 0 | 0 | 0 | DEER2005 | 0 | 2016 | 0 | 0 | 2016 | 0 | 0 | 2016 CASE Report: Residential DCS/HPA | Duct Insulation - Hot-Dry ¦ SDG&E ¦ Hot-Dry | Duct Insulation - Hot-Dry | 1.1357 | 0.5 | 0.43902 | CLASS Web Tool - DNV GL 2012; RBSA 2012 | 0 | 2012 | 0.8 | D03-075
RES-BLDGENV-30.4 | Res ¦ Attic/Crawlspace Duct Insulation (R4) - Hot-Dry ¦ SDG&E ¦ Hot-Dry | Res ¦ Attic/Crawlspace Duct Insulation (R4) - Hot-Dry | SDG&E ¦ Hot-Dry | SDG&E | All | Electric & Gas | R4 duct insulation in attic or crawlspace | Average Existing | 0 | Conventional | BldgEnv | Res - Multi Family | Res | RET Only | 0 | Residential Households | household | 18 | DEER:HVAC_Duct_Sealing | 0 | 0 | 0 | DEER2005 | 0 | 2016 | 0 | 0 | 2016 | 0 | 0 | 2016 CASE Report: Residential DCS/HPA | Duct Insulation - Hot-Dry ¦ SDG&E ¦ Hot-Dry | Duct Insulation - Hot-Dry | 0.45623 | 0.5 | 0.43902 | CLASS Web Tool - DNV GL 2012; RBSA 2012 | 0 | 2012 | 0.8 | D03-075
RES-BLDGENV-31.1 | Res ¦ Attic/Crawlspace Duct Insulation (R6) - Marine ¦ SDG&E ¦ Marine | Res ¦ Attic/Crawlspace Duct Insulation (R6) - Marine | SDG&E ¦ Marine | SDG&E | All | Electric & Gas | R4 duct insulation in attic or crawlspace | Code | 0 | Conventional | BldgEnv | Res - Single Family | Res | RET and NEW | 0 | Residential Households | household | 18 | DEER:HVAC_Duct_Sealing | -258.6 | -0.0405 | 53.58 | DEER2005 | 212.5 | 2016 | 0 | 0 | 2016 | 0 | 0 | 2016 CASE Report: Residential DCS/HPA | Duct Insulation - Marine ¦ SDG&E ¦ Marine | Duct Insulation - Marine | 1.1357 | 0.5 | 0.34146 | CLASS Web Tool - DNV GL 2012; RBSA 2012 | 0 | 2012 | 0.8 | D03-075
RES-BLDGENV-31.2 | Res ¦ Attic/Crawlspace Duct Insulation (R6) - Marine ¦ SDG&E ¦ Marine | Res ¦ Attic/Crawlspace Duct Insulation (R6) - Marine | SDG&E ¦ Marine | SDG&E | All | Electric & Gas | R4 duct insulation in attic or crawlspace | Code | 0 | Conventional | BldgEnv | Res - Multi Family | Res | RET and NEW | 0 | Residential Households | household | 18 | DEER:HVAC_Duct_Sealing | -258.6 | -0.0405 | 53.58 | DEER2005 | 212.5 | 2016 | 0 | 0 | 2016 | 0 | 0 | 2016 CASE Report: Residential DCS/HPA | Duct Insulation - Marine ¦ SDG&E ¦ Marine | Duct Insulation - Marine | 0.45623 | 0.5 | 0.34146 | CLASS Web Tool - DNV GL 2012; RBSA 2012 | 0 | 2012 | 0.8 | D03-075
RES-BLDGENV-31.3 | Res ¦ Attic/Crawlspace Duct Insulation (R6) - Hot-Dry ¦ SDG&E ¦ Hot-Dry | Res ¦ Attic/Crawlspace Duct Insulation (R6) - Hot-Dry | SDG&E ¦ Hot-Dry | SDG&E | All | Electric & Gas | R6 duct insulation in attic or crawlspace | Code | 0 | Conventional | BldgEnv | Res - Single Family | Res | RET and NEW | 0 | Residential Households | household | 18 | DEER:HVAC_Duct_Sealing | -235.2 | 0.02304 | 50.7 | DEER2005 | 212.5 | 2016 | 0 | 0 | 2016 | 0 | 0 | 2016 CASE Report: Residential DCS/HPA | Duct Insulation - Hot-Dry ¦ SDG&E ¦ Hot-Dry | Duct Insulation - Hot-Dry | 1.1357 | 0.5 | 0.34146 | CLASS Web Tool - DNV GL 2012; RBSA 2012 | 0 | 2012 | 0.8 | D03-075
RES-BLDGENV-31.4 | Res ¦ Attic/Crawlspace Duct Insulation (R6) - Hot-Dry ¦ SDG&E ¦ Hot-Dry | Res ¦ Attic/Crawlspace Duct Insulation (R6) - Hot-Dry | SDG&E ¦ Hot-Dry | SDG&E | All | Electric & Gas | R6 duct insulation in attic or crawlspace | Code | 0 | Conventional | BldgEnv | Res - Multi Family | Res | RET and NEW | 0 | Residential Households | household | 18 | DEER:HVAC_Duct_Sealing | -235.2 | 0.02304 | 50.7 | DEER2005 | 212.5 | 2016 | 0 | 0 | 2016 | 0 | 0 | 2016 CASE Report: Residential DCS/HPA | Duct Insulation - Hot-Dry ¦ SDG&E ¦ Hot-Dry | Duct Insulation - Hot-Dry | 0.45623 | 0.5 | 0.34146 | CLASS Web Tool - DNV GL 2012; RBSA 2012 | 0 | 2012 | 0.8 | D03-075
RES-BLDGENV-32.1 | Res ¦ Attic/Crawlspace Duct Insulation (R8) - Marine ¦ SDG&E ¦ Marine | Res ¦ Attic/Crawlspace Duct Insulation (R8) - Marine | SDG&E ¦ Marine | SDG&E | All | Electric & Gas | R6 duct insulation in attic or crawlspace | Efficient | 0 | Conventional | BldgEnv | Res - Single Family | Res | RET and NEW | 0 | Residential Households | household | 18 | DEER:HVAC_Duct_Sealing | -517.2 | -0.081 | 107.16 | DEER2005 | 425 | 2016 | 0 | 0 | 2016 | 0 | 0 | 2016 CASE Report: Residential DCS/HPA | Duct Insulation - Marine ¦ SDG&E ¦ Marine | Duct Insulation - Marine | 1.1357 | 0.5 | 0.21951 | CLASS Web Tool - DNV GL 2012; RBSA 2012 | 97.6012 | 2032 | 0.8 | D03-075
RES-BLDGENV-32.2 | Res ¦ Attic/Crawlspace Duct Insulation (R8) - Marine ¦ SDG&E ¦ Marine | Res ¦ Attic/Crawlspace Duct Insulation (R8) - Marine | SDG&E ¦ Marine | SDG&E | All | Electric & Gas | R6 duct insulation in attic or crawlspace | Efficient | 0 | Conventional | BldgEnv | Res - Multi Family | Res | RET and NEW | 0 | Residential Households | household | 18 | DEER:HVAC_Duct_Sealing | -517.2 | -0.081 | 107.16 | DEER2005 | 425 | 2016 | 0 | 0 | 2016 | 0 | 0 | 2016 CASE Report: Residential DCS/HPA | Duct Insulation - Marine ¦ SDG&E ¦ Marine | Duct Insulation - Marine | 0.45623 | 0.5 | 0.21951 | CLASS Web Tool - DNV GL 2012; RBSA 2012 | 0 | 2012 | 0.8 | D03-075
RES-BLDGENV-32.3 | Res ¦ Attic/Crawlspace Duct Insulation (R8) - Hot-Dry ¦ SDG&E ¦ Hot-Dry | Res ¦ Attic/Crawlspace Duct Insulation (R8) - Hot-Dry | SDG&E ¦ Hot-Dry | SDG&E | All | Electric & Gas | R6 duct insulation in attic or crawlspace | Efficient | 0 | Conventional | BldgEnv | Res - Single Family | Res | RET and NEW | 0 | Residential Households | household | 18 | DEER:HVAC_Duct_Sealing | -470.4 | 0.04608 | 101.4 | DEER2005 | 425 | 2016 | 0 | 0 | 2016 | 0 | 0 | 2016 CASE Report: Residential DCS/HPA | Duct Insulation - Hot-Dry ¦ SDG&E ¦ Hot-Dry | Duct Insulation - Hot-Dry | 1.1357 | 0.5 | 0.21951 | CLASS Web Tool - DNV GL 2012; RBSA 2012 | 97.6012 | 2032 | 0.8 | D03-075
RES-BLDGENV-32.4 | Res ¦ Attic/Crawlspace Duct Insulation (R8) - Hot-Dry ¦ SDG&E ¦ Hot-Dry | Res ¦ Attic/Crawlspace Duct Insulation (R8) - Hot-Dry | SDG&E ¦ Hot-Dry | SDG&E | All | Electric & Gas | R6 duct insulation in attic or crawlspace | Efficient | 0 | Conventional | BldgEnv | Res - Multi Family | Res | RET and NEW | 0 | Residential Households | household | 18 | DEER:HVAC_Duct_Sealing | -470.4 | 0.04608 | 101.4 | DEER2005 | 425 | 2016 | 0 | 0 | 2016 | 0 | 0 | 2016 CASE Report: Residential DCS/HPA | Duct Insulation - Hot-Dry ¦ SDG&E ¦ Hot-Dry | Duct Insulation - Hot-Dry | 0.45623 | 0.5 | 0.21951 | CLASS Web Tool - DNV GL 2012; RBSA 2012 | 0 | 2012 | 0.8 | D03-075
RES-BLDGENV-40.1 | Res ¦ Wall Insulation (R0 to R11) - Marine ¦ PG&E ¦ Marine | Res ¦ Wall Insulation (R0 to R11) - Marine | PG&E ¦ Marine | PG&E | All | Electric & Gas | None or minimal existing wall insulation | Average Existing | 0 | Conventional | BldgEnv | Res - Single Family | Res | RET Only | 0 | Residential Households | sq ft of insulation | 20 | DEER:Res_BldgShell_Ins | 0 | 0 | 0 | DEER2020 | 0 | 2012 | 0 | 0 | 2012 | 0 | 0 | ITRON 2010-2012 Itron W0017 Ex-Ante Measure Cost Study | Wall Insulation - Marine ¦ PG&E ¦ Marine | Wall Insulation - Marine | 1154.5386 | 0.5 | 0.22687 | CLASS Web Tool - DNV GL 2012 | 0 | 2012 | 0.28 | None
RES-BLDGENV-40.2 | Res ¦ Wall Insulation (R0 to R11) - Marine ¦ PG&E ¦ Marine | Res ¦ Wall Insulation (R0 to R11) - Marine | PG&E ¦ Marine | PG&E | All | Electric & Gas | None or minimal existing wall insulation | Average Existing | 0 | Conventional | BldgEnv | Res - Multi Family | Res | RET Only | 0 | Residential Households | sq ft of insulation | 20 | DEER:Res_BldgShell_Ins | 0 | 0 | 0 | DEER2020 | 0 | 2012 | 0 | 0 | 2012 | 0 | 0 | ITRON 2010-2012 Itron W0017 Ex-Ante Measure Cost Study | Wall Insulation - Marine ¦ PG&E ¦ Marine | Wall Insulation - Marine | 207.126 | 0.5 | 0.31704 | CLASS Web Tool - DNV GL 2012 | 0 | 2012 | 0.28 | None
RES-BLDGENV-40.3 | Res ¦ Wall Insulation (R0 to R11) - Hot-Dry ¦ PG&E ¦ Hot-Dry | Res ¦ Wall Insulation (R0 to R11) - Hot-Dry | PG&E ¦ Hot-Dry | PG&E | All | Electric & Gas | None or minimal existing wall insulation | Average Existing | 0 | Conventional | BldgEnv | Res - Single Family | Res | RET Only | 0 | Residential Households | sq ft of insulation | 20 | DEER:Res_BldgShell_Ins | 0 | 0 | 0 | DEER2020 | 0 | 2012 | 0 | 0 | 2012 | 0 | 0 | ITRON 2010-2012 Itron W0017 Ex-Ante Measure Cost Study | Wall Insulation - Hot-Dry ¦ PG&E ¦ Hot-Dry | Wall Insulation - Hot-Dry | 1154.5386 | 0.5 | 0.22687 | CLASS Web Tool - DNV GL 2012 | 0 | 2012 | 0.28 | None
RES-BLDGENV-40.4 | Res ¦ Wall Insulation (R0 to R11) - Hot-Dry ¦ PG&E ¦ Hot-Dry | Res ¦ Wall Insulation (R0 to R11) - Hot-Dry | PG&E ¦ Hot-Dry | PG&E | All | Electric & Gas | None or minimal existing wall insulation | Average Existing | 0 | Conventional | BldgEnv | Res - Multi Family | Res | RET Only | 0 | Residential Households | sq ft of insulation | 20 | DEER:Res_BldgShell_Ins | 0 | 0 | 0 | DEER2020 | 0 | 2012 | 0 | 0 | 2012 | 0 | 0 | ITRON 2010-2012 Itron W0017 Ex-Ante Measure Cost Study | Wall Insulation - Hot-Dry ¦ PG&E ¦ Hot-Dry | Wall Insulation - Hot-Dry | 207.126 | 0.5 | 0.31704 | CLASS Web Tool - DNV GL 2012 | 0 | 2012 | 0.28 | None
RES-BLDGENV-40.5 | Res ¦ Wall Insulation (R0 to R11) - Cold ¦ PG&E ¦ Cold | Res ¦ Wall Insulation (R0 to R11) - Cold | PG&E ¦ Cold | PG&E | All | Electric & Gas | None or minimal existing wall insulation | Average Existing | 0 | Conventional | BldgEnv | Res - Single Family | Res | RET Only | 0 | Residential Households | sq ft of insulation | 20 | DEER:Res_BldgShell_Ins | 0 | 0 | 0 | DEER2020 | 0 | 2012 | 0 | 0 | 2012 | 0 | 0 | ITRON 2010-2012 Itron W0017 Ex-Ante Measure Cost Study | Wall Insulation - Cold ¦ PG&E ¦ Cold | Wall Insulation - Cold | 1154.5386 | 0.5 | 0.22687 | CLASS Web Tool - DNV GL 2012 | 0 | 2012 | 0.28 | None
RES-BLDGENV-40.6 | Res ¦ Wall Insulation (R0 to R11) - Cold ¦ PG&E ¦ Cold | Res ¦ Wall Insulation (R0 to R11) - Cold | PG&E ¦ Cold | PG&E | All | Electric & Gas | None or minimal existing wall insulation | Average Existing | 0 | Conventional | BldgEnv | Res - Multi Family | Res | RET Only | 0 | Residential Households | sq ft of insulation | 20 | DEER:Res_BldgShell_Ins | 0 | 0 | 0 | DEER2020 | 0 | 2012 | 0 | 0 | 2012 | 0 | 0 | ITRON 2010-2012 Itron W0017 Ex-Ante Measure Cost Study | Wall Insulation - Cold ¦ PG&E ¦ Cold | Wall Insulation - Cold | 207.126 | 0.5 | 0.31704 | CLASS Web Tool - DNV GL 2012 | 0 | 2012 | 0.28 | None
RES-BLDGENV-41.1 | Res ¦ Wall Insulation (R13) - Marine ¦ PG&E ¦ Marine | Res ¦ Wall Insulation (R13) - Marine | PG&E ¦ Marine | PG&E | All | Electric & Gas | Code level R13 wall insulation for RET | Code | 0 | Conventional | BldgEnv | Res - Single Family | Res | RET Only | 0 | Residential Households | sq ft of insulation | 20 | DEER:Res_BldgShell_Ins | -0.335 | -3e-05 | -0.214 | DEER2020 | 0.495 | 2012 | 0 | 0.219 | 2012 | 0 | 0 | ITRON 2010-2012 Itron W0017 Ex-Ante Measure Cost Study | Wall Insulation - Marine ¦ PG&E ¦ Marine | Wall Insulation - Marine | 1154.5386 | 0.5 | 0.77313 | CLASS Web Tool - DNV GL 2012 | 0 | 2012 | 0.28 | RB-BS-BlowInIns-R0-R13
RES-BLDGENV-41.2 | Res ¦ Wall Insulation (R13) - Marine ¦ PG&E ¦ Marine | Res ¦ Wall Insulation (R13) - Marine | PG&E ¦ Marine | PG&E | All | Electric & Gas | Code level R13 wall insulation for RET | Code | 0 | Conventional | BldgEnv | Res - Multi Family | Res | RET Only | 0 | Residential Households | sq ft of insulation | 20 | DEER:Res_BldgShell_Ins | -0.736 | 0.00012 | -0.208 | DEER2020 | 0.495 | 2012 | 0 | 0.219 | 2012 | 0 | 0 | ITRON 2010-2012 Itron W0017 Ex-Ante Measure Cost Study | Wall Insulation - Marine ¦ PG&E ¦ Marine | Wall Insulation - Marine | 207.126 | 0.5 | 0.68296 | CLASS Web Tool - DNV GL 2012 | 0 | 2012 | 0.28 | RB-BS-BlowInIns-R0-R13
RES-BLDGENV-41.3 | Res ¦ Wall Insulation (R13) - Hot-Dry ¦ PG&E ¦ Hot-Dry | Res ¦ Wall Insulation (R13) - Hot-Dry | PG&E ¦ Hot-Dry | PG&E | All | Electric & Gas | Code level R13 wall insulation for RET | Code | 0 | Conventional | BldgEnv | Res - Single Family | Res | RET Only | 0 | Residential Households | sq ft of insulation | 20 | DEER:Res_BldgShell_Ins | -0.454 | -0.00069 | -0.169 | DEER2020 | 0.495 | 2012 | 0 | 0.219 | 2012 | 0 | 0 | ITRON 2010-2012 Itron W0017 Ex-Ante Measure Cost Study | Wall Insulation - Hot-Dry ¦ PG&E ¦ Hot-Dry | Wall Insulation - Hot-Dry | 1154.5386 | 0.5 | 0.77313 | CLASS Web Tool - DNV GL 2012 | 0 | 2012 | 0.28 | RB-BS-BlowInIns-R0-R13
RES-BLDGENV-41.4 | Res ¦ Wall Insulation (R13) - Hot-Dry ¦ PG&E ¦ Hot-Dry | Res ¦ Wall Insulation (R13) - Hot-Dry | PG&E ¦ Hot-Dry | PG&E | All | Electric & Gas | Code level R13 wall insulation for RET | Code | 0 | Conventional | BldgEnv | Res - Multi Family | Res | RET Only | 0 | Residential Households | sq ft of insulation | 20 | DEER:Res_BldgShell_Ins | -0.25 | -0.0049 | -0.127 | DEER2020 | 0.495 | 2012 | 0 | 0.219 | 2012 | 0 | 0 | ITRON 2010-2012 Itron W0017 Ex-Ante Measure Cost Study | Wall Insulation - Hot-Dry ¦ PG&E ¦ Hot-Dry | Wall Insulation - Hot-Dry | 207.126 | 0.5 | 0.68296 | CLASS Web Tool - DNV GL 2012 | 0 | 2012 | 0.28 | RB-BS-BlowInIns-R0-R13
RES-BLDGENV-41.5 | Res ¦ Wall Insulation (R13) - Cold ¦ PG&E ¦ Cold | Res ¦ Wall Insulation (R13) - Cold | PG&E ¦ Cold | PG&E | All | Electric & Gas | Code level R13 wall insulation for RET | Code | 0 | Conventional | BldgEnv | Res - Single Family | Res | RET Only | 0 | Residential Households | sq ft of insulation | 20 | DEER:Res_BldgShell_Ins | -0.288 | -0.00022 | -0.196 | DEER2020 | 0.495 | 2012 | 0 | 0.219 | 2012 | 0 | 0 | ITRON 2010-2012 Itron W0017 Ex-Ante Measure Cost Study | Wall Insulation - Cold ¦ PG&E ¦ Cold | Wall Insulation - Cold | 1154.5386 | 0.5 | 0.77313 | CLASS Web Tool - DNV GL 2012 | 0 | 2012 | 0.28 | RB-BS-BlowInIns-R0-R13
RES-BLDGENV-41.6 | Res ¦ Wall Insulation (R13) - Cold ¦ PG&E ¦ Cold | Res ¦ Wall Insulation (R13) - Cold | PG&E ¦ Cold | PG&E | All | Electric & Gas | Code level R13 wall insulation for RET | Code | 0 | Conventional | BldgEnv | Res - Multi Family | Res | RET Only | 0 | Residential Households | sq ft of insulation | 20 | DEER:Res_BldgShell_Ins | -0.607 | -0.00134 | -0.251 | DEER2020 | 0.495 | 2012 | 0 | 0.219 | 2012 | 0 | 0 | ITRON 2010-2012 Itron W0017 Ex-Ante Measure Cost Study | Wall Insulation - Cold ¦ PG&E ¦ Cold | Wall Insulation - Cold | 207.126 | 0.5 | 0.68296 | CLASS Web Tool - DNV GL 2012 | 0 | 2012 | 0.28 | RB-BS-BlowInIns-R0-R13
RES-BLDGENV-40.1 | Res ¦ Wall Insulation (R0 to R11) - Marine ¦ SCE ¦ Marine | Res ¦ Wall Insulation (R0 to R11) - Marine | SCE ¦ Marine | SCE | All | Electric & Gas | None or minimal existing wall insulation | Average Existing | 0 | Conventional | BldgEnv | Res - Single Family | Res | RET Only | 0 | Residential Households | sq ft of insulation | 20 | DEER:Res_BldgShell_Ins | 0 | 0 | 0 | DEER2020 | 0 | 2012 | 0 | 0 | 2012 | 0 | 0 | ITRON 2010-2012 Itron W0017 Ex-Ante Measure Cost Study | Wall Insulation - Marine ¦ SCE ¦ Marine | Wall Insulation - Marine | 2200.2282 | 0.5 | 0.19636 | CLASS Web Tool - DNV GL 2012 | 0 | 2012 | 0.28 | None
RES-BLDGENV-40.2 | Res ¦ Wall Insulation (R0 to R11) - Marine ¦ SCE ¦ Marine | Res ¦ Wall Insulation (R0 to R11) - Marine | SCE ¦ Marine | SCE | All | Electric & Gas | None or minimal existing wall insulation | Average Existing | 0 | Conventional | BldgEnv | Res - Multi Family | Res | RET Only | 0 | Residential Households | sq ft of insulation | 20 | DEER:Res_BldgShell_Ins | 0 | 0 | 0 | DEER2020 | 0 | 2012 | 0 | 0 | 2012 | 0 | 0 | ITRON 2010-2012 Itron W0017 Ex-Ante Measure Cost Study | Wall Insulation - Marine ¦ SCE ¦ Marine | Wall Insulation - Marine | 572.2324 | 0.5 | 0.23807 | CLASS Web Tool - DNV GL 2012 | 0 | 2012 | 0.28 | None
RES-BLDGENV-40.3 | Res ¦ Wall Insulation (R0 to R11) - Hot-Dry ¦ SCE ¦ Hot-Dry | Res ¦ Wall Insulation (R0 to R11) - Hot-Dry | SCE ¦ Hot-Dry | SCE | All | Electric & Gas | None or minimal existing wall insulation | Average Existing | 0 | Conventional | BldgEnv | Res - Single Family | Res | RET Only | 0 | Residential Households | sq ft of insulation | 20 | DEER:Res_BldgShell_Ins | 0 | 0 | 0 | DEER2020 | 0 | 2012 | 0 | 0 | 2012 | 0 | 0 | ITRON 2010-2012 Itron W0017 Ex-Ante Measure Cost Study | Wall Insulation - Hot-Dry ¦ SCE ¦ Hot-Dry | Wall Insulation - Hot-Dry | 2200.2282 | 0.5 | 0.19636 | CLASS Web Tool - DNV GL 2012 | 0 | 2012 | 0.28 | None
RES-BLDGENV-40.4 | Res ¦ Wall Insulation (R0 to R11) - Hot-Dry ¦ SCE ¦ Hot-Dry | Res ¦ Wall Insulation (R0 to R11) - Hot-Dry | SCE ¦ Hot-Dry | SCE | All | Electric & Gas | None or minimal existing wall insulation | Average Existing | 0 | Conventional | BldgEnv | Res - Multi Family | Res | RET Only | 0 | Residential Households | sq ft of insulation | 20 | DEER:Res_BldgShell_Ins | 0 | 0 | 0 | DEER2020 | 0 | 2012 | 0 | 0 | 2012 | 0 | 0 | ITRON 2010-2012 Itron W0017 Ex-Ante Measure Cost Study | Wall Insulation - Hot-Dry ¦ SCE ¦ Hot-Dry | Wall Insulation - Hot-Dry | 572.2324 | 0.5 | 0.23807 | CLASS Web Tool - DNV GL 2012 | 0 | 2012 | 0.28 | None
RES-BLDGENV-40.5 | Res ¦ Wall Insulation (R0 to R11) - Cold ¦ SCE ¦ Cold | Res ¦ Wall Insulation (R0 to R11) - Cold | SCE ¦ Cold | SCE | All | Electric & Gas | None or minimal existing wall insulation | Average Existing | 0 | Conventional | BldgEnv | Res - Single Family | Res | RET Only | 0 | Residential Households | sq ft of insulation | 20 | DEER:Res_BldgShell_Ins | 0 | 0 | 0 | DEER2020 | 0 | 2012 | 0 | 0 | 2012 | 0 | 0 | ITRON 2010-2012 Itron W0017 Ex-Ante Measure Cost Study | Wall Insulation - Cold ¦ SCE ¦ Cold | Wall Insulation - Cold | 2200.2282 | 0.5 | 0.19636 | CLASS Web Tool - DNV GL 2012 | 0 | 2012 | 0.28 | None
RES-BLDGENV-40.6 | Res ¦ Wall Insulation (R0 to R11) - Cold ¦ SCE ¦ Cold | Res ¦ Wall Insulation (R0 to R11) - Cold | SCE ¦ Cold | SCE | All | Electric & Gas | None or minimal existing wall insulation | Average Existing | 0 | Conventional | BldgEnv | Res - Multi Family | Res | RET Only | 0 | Residential Households | sq ft of insulation | 20 | DEER:Res_BldgShell_Ins | 0 | 0 | 0 | DEER2020 | 0 | 2012 | 0 | 0 | 2012 | 0 | 0 | ITRON 2010-2012 Itron W0017 Ex-Ante Measure Cost Study | Wall Insulation - Cold ¦ SCE ¦ Cold | Wall Insulation - Cold | 572.2324 | 0.5 | 0.23807 | CLASS Web Tool - DNV GL 2012 | 0 | 2012 | 0.28 | None
RES-BLDGENV-41.1 | Res ¦ Wall Insulation (R13) - Marine ¦ SCE ¦ Marine | Res ¦ Wall Insulation (R13) - Marine | SCE ¦ Marine | SCE | All | Electric & Gas | Code level R13 wall insulation for RET | Code | 0 | Conventional | BldgEnv | Res - Single Family | Res | RET Only | 0 | Residential Households | sq ft of insulation | 20 | DEER:Res_BldgShell_Ins | -0.192 | -0.0002 | -0.141 | DEER2020 | 0.495 | 2012 | 0 | 0.219 | 2012 | 0 | 0 | ITRON 2010-2012 Itron W0017 Ex-Ante Measure Cost Study | Wall Insulation - Marine ¦ SCE ¦ Marine | Wall Insulation - Marine | 2200.2282 | 0.5 | 0.80364 | CLASS Web Tool - DNV GL 2012 | 0 | 2012 | 0.28 | RB-BS-BlowInIns-R0-R13
RES-BLDGENV-41.2 | Res ¦ Wall Insulation (R13) - Marine ¦ SCE ¦ Marine | Res ¦ Wall Insulation (R13) - Marine | SCE ¦ Marine | SCE | All | Electric & Gas | Code level R13 wall insulation for RET | Code | 0 | Conventional | BldgEnv | Res - Multi Family | Res | RET Only | 0 | Residential Households | sq ft of insulation | 20 | DEER:Res_BldgShell_Ins | -0.303 | 0.00011 | -0.131 | DEER2020 | 0.495 | 2012 | 0 | 0.219 | 2012 | 0 | 0 | ITRON 2010-2012 Itron W0017 Ex-Ante Measure Cost Study | Wall Insulation - Marine ¦ SCE ¦ Marine | Wall Insulation - Marine | 572.2324 | 0.5 | 0.76193 | CLASS Web Tool - DNV GL 2012 | 0 | 2012 | 0.28 | RB-BS-BlowInIns-R0-R13
RES-BLDGENV-41.3 | Res ¦ Wall Insulation (R13) - Hot-Dry ¦ SCE ¦ Hot-Dry | Res ¦ Wall Insulation (R13) - Hot-Dry | SCE ¦ Hot-Dry | SCE | All | Electric & Gas | Code level R13 wall insulation for RET | Code | 0 | Conventional | BldgEnv | Res - Single Family | Res | RET Only | 0 | Residential Households | sq ft of insulation | 20 | DEER:Res_BldgShell_Ins | -0.219 | -0.00038 | -0.0913 | DEER2020 | 0.495 | 2012 | 0 | 0.219 | 2012 | 0 | 0 | ITRON 2010-2012 Itron W0017 Ex-Ante Measure Cost Study | Wall Insulation - Hot-Dry ¦ SCE ¦ Hot-Dry | Wall Insulation - Hot-Dry | 2200.2282 | 0.5 | 0.80364 | CLASS Web Tool - DNV GL 2012 | 0 | 2012 | 0.28 | RB-BS-BlowInIns-R0-R13
RES-BLDGENV-41.4 | Res ¦ Wall Insulation (R13) - Hot-Dry ¦ SCE ¦ Hot-Dry | Res ¦ Wall Insulation (R13) - Hot-Dry | SCE ¦ Hot-Dry | SCE | All | Electric & Gas | Code level R13 wall insulation for RET | Code | 0 | Conventional | BldgEnv | Res - Multi Family | Res | RET Only | 0 | Residential Households | sq ft of insulation | 20 | DEER:Res_BldgShell_Ins | -0.133 | -0.00132 | -0.0933 | DEER2020 | 0.495 | 2012 | 0 | 0.219 | 2012 | 0 | 0 | ITRON 2010-2012 Itron W0017 Ex-Ante Measure Cost Study | Wall Insulation - Hot-Dry ¦ SCE ¦ Hot-Dry | Wall Insulation - Hot-Dry | 572.2324 | 0.5 | 0.76193 | CLASS Web Tool - DNV GL 2012 | 0 | 2012 | 0.28 | RB-BS-BlowInIns-R0-R13
RES-BLDGENV-41.5 | Res ¦ Wall Insulation (R13) - Cold ¦ SCE ¦ Cold | Res ¦ Wall Insulation (R13) - Cold | SCE ¦ Cold | SCE | All | Electric & Gas | Code level R13 wall insulation for RET | Code | 0 | Conventional | BldgEnv | Res - Single Family | Res | RET Only | 0 | Residential Households | sq ft of insulation | 20 | DEER:Res_BldgShell_Ins | -0.282 | -0.00026 | -0.196 | DEER2020 | 0.495 | 2012 | 0 | 0.219 | 2012 | 0 | 0 | ITRON 2010-2012 Itron W0017 Ex-Ante Measure Cost Study | Wall Insulation - Cold ¦ SCE ¦ Cold | Wall Insulation - Cold | 2200.2282 | 0.5 | 0.80364 | CLASS Web Tool - DNV GL 2012 | 0 | 2012 | 0.28 | RB-BS-BlowInIns-R0-R13
RES-BLDGENV-41.6 | Res ¦ Wall Insulation (R13) - Cold ¦ SCE ¦ Cold | Res ¦ Wall Insulation (R13) - Cold | SCE ¦ Cold | SCE | All | Electric & Gas | Code level R13 wall insulation for RET | Code | 0 | Conventional | BldgEnv | Res - Multi Family | Res | RET Only | 0 | Residential Households | sq ft of insulation | 20 | DEER:Res_BldgShell_Ins | -0.589 | -0.00142 | -0.251 | DEER2020 | 0.495 | 2012 | 0 | 0.219 | 2012 | 0 | 0 | ITRON 2010-2012 Itron W0017 Ex-Ante Measure Cost Study | Wall Insulation - Cold ¦ SCE ¦ Cold | Wall Insulation - Cold | 572.2324 | 0.5 | 0.76193 | CLASS Web Tool - DNV GL 2012 | 0 | 2012 | 0.28 | RB-BS-BlowInIns-R0-R13
RES-BLDGENV-40.1 | Res ¦ Wall Insulation (R0 to R11) - Marine ¦ SCG ¦ Marine | Res ¦ Wall Insulation (R0 to R11) - Marine | SCG ¦ Marine | SCG | All | Electric & Gas | None or minimal existing wall insulation | Average Existing | 0 | Conventional | BldgEnv | Res - Single Family | Res | RET Only | 0 | Residential Households | sq ft of insulation | 20 | DEER:Res_BldgShell_Ins | 0 | 0 | 0 | DEER2020 | 0 | 2012 | 0 | 0 | 2012 | 0 | 0 | ITRON 2010-2012 Itron W0017 Ex-Ante Measure Cost Study | Wall Insulation - Marine ¦ SCG ¦ Marine | Wall Insulation - Marine | 2200.2282 | 0.5 | 0.19636 | CLASS Web Tool - DNV GL 2012 | 0 | 2012 | 0.28 | None
RES-BLDGENV-40.2 | Res ¦ Wall Insulation (R0 to R11) - Marine ¦ SCG ¦ Marine | Res ¦ Wall Insulation (R0 to R11) - Marine | SCG ¦ Marine | SCG | All | Electric & Gas | None or minimal existing wall insulation | Average Existing | 0 | Conventional | BldgEnv | Res - Multi Family | Res | RET Only | 0 | Residential Households | sq ft of insulation | 20 | DEER:Res_BldgShell_Ins | 0 | 0 | 0 | DEER2020 | 0 | 2012 | 0 | 0 | 2012 | 0 | 0 | ITRON 2010-2012 Itron W0017 Ex-Ante Measure Cost Study | Wall Insulation - Marine ¦ SCG ¦ Marine | Wall Insulation - Marine | 572.2324 | 0.5 | 0.23807 | CLASS Web Tool - DNV GL 2012 | 0 | 2012 | 0.28 | None
RES-BLDGENV-40.3 | Res ¦ Wall Insulation (R0 to R11) - Hot-Dry ¦ SCG ¦ Hot-Dry | Res ¦ Wall Insulation (R0 to R11) - Hot-Dry | SCG ¦ Hot-Dry | SCG | All | Electric & Gas | None or minimal existing wall insulation | Average Existing | 0 | Conventional | BldgEnv | Res - Single Family | Res | RET Only | 0 | Residential Households | sq ft of insulation | 20 | DEER:Res_BldgShell_Ins | 0 | 0 | 0 | DEER2020 | 0 | 2012 | 0 | 0 | 2012 | 0 | 0 | ITRON 2010-2012 Itron W0017 Ex-Ante Measure Cost Study | Wall Insulation - Hot-Dry ¦ SCG ¦ Hot-Dry | Wall Insulation - Hot-Dry | 2200.2282 | 0.5 | 0.19636 | CLASS Web Tool - DNV GL 2012 | 0 | 2012 | 0.28 | None
RES-BLDGENV-40.4 | Res ¦ Wall Insulation (R0 to R11) - Hot-Dry ¦ SCG ¦ Hot-Dry | Res ¦ Wall Insulation (R0 to R11) - Hot-Dry | SCG ¦ Hot-Dry | SCG | All | Electric & Gas | None or minimal existing wall insulation | Average Existing | 0 | Conventional | BldgEnv | Res - Multi Family | Res | RET Only | 0 | Residential Households | sq ft of insulation | 20 | DEER:Res_BldgShell_Ins | 0 | 0 | 0 | DEER2020 | 0 | 2012 | 0 | 0 | 2012 | 0 | 0 | ITRON 2010-2012 Itron W0017 Ex-Ante Measure Cost Study | Wall Insulation - Hot-Dry ¦ SCG ¦ Hot-Dry | Wall Insulation - Hot-Dry | 572.2324 | 0.5 | 0.23807 | CLASS Web Tool - DNV GL 2012 | 0 | 2012 | 0.28 | None
RES-BLDGENV-40.5 | Res ¦ Wall Insulation (R0 to R11) - Cold ¦ SCG ¦ Cold | Res ¦ Wall Insulation (R0 to R11) - Cold | SCG ¦ Cold | SCG | All | Electric & Gas | None or minimal existing wall insulation | Average Existing | 0 | Conventional | BldgEnv | Res - Single Family | Res | RET Only | 0 | Residential Households | sq ft of insulation | 20 | DEER:Res_BldgShell_Ins | 0 | 0 | 0 | DEER2020 | 0 | 2012 | 0 | 0 | 2012 | 0 | 0 | ITRON 2010-2012 Itron W0017 Ex-Ante Measure Cost Study | Wall Insulation - Cold ¦ SCG ¦ Cold | Wall Insulation - Cold | 2200.2282 | 0.5 | 0.19636 | CLASS Web Tool - DNV GL 2012 | 0 | 2012 | 0.28 | None
RES-BLDGENV-40.6 | Res ¦ Wall Insulation (R0 to R11) - Cold ¦ SCG ¦ Cold | Res ¦ Wall Insulation (R0 to R11) - Cold | SCG ¦ Cold | SCG | All | Electric & Gas | None or minimal existing wall insulation | Average Existing | 0 | Conventional | BldgEnv | Res - Multi Family | Res | RET Only | 0 | Residential Households | sq ft of insulation | 20 | DEER:Res_BldgShell_Ins | 0 | 0 | 0 | DEER2020 | 0 | 2012 | 0 | 0 | 2012 | 0 | 0 | ITRON 2010-2012 Itron W0017 Ex-Ante Measure Cost Study | Wall Insulation - Cold ¦ SCG ¦ Cold | Wall Insulation - Cold | 572.2324 | 0.5 | 0.23807 | CLASS Web Tool - DNV GL 2012 | 0 | 2012 | 0.28 | None
RES-BLDGENV-41.1 | Res ¦ Wall Insulation (R13) - Marine ¦ SCG ¦ Marine | Res ¦ Wall Insulation (R13) - Marine | SCG ¦ Marine | SCG | All | Electric & Gas | Code level R13 wall insulation for RET | Code | 0 | Conventional | BldgEnv | Res - Single Family | Res | RET Only | 0 | Residential Households | sq ft of insulation | 20 | DEER:Res_BldgShell_Ins | -0.19 | -0.00022 | -0.141 | DEER2020 | 0.495 | 2012 | 0 | 0.219 | 2012 | 0 | 0 | ITRON 2010-2012 Itron W0017 Ex-Ante Measure Cost Study | Wall Insulation - Marine ¦ SCG ¦ Marine | Wall Insulation - Marine | 2200.2282 | 0.5 | 0.80364 | CLASS Web Tool - DNV GL 2012 | 0 | 2012 | 0.28 | RB-BS-BlowInIns-R0-R13
RES-BLDGENV-41.2 | Res ¦ Wall Insulation (R13) - Marine ¦ SCG ¦ Marine | Res ¦ Wall Insulation (R13) - Marine | SCG ¦ Marine | SCG | All | Electric & Gas | Code level R13 wall insulation for RET | Code | 0 | Conventional | BldgEnv | Res - Multi Family | Res | RET Only | 0 | Residential Households | sq ft of insulation | 20 | DEER:Res_BldgShell_Ins | -0.267 | 0.00012 | -0.131 | DEER2020 | 0.495 | 2012 | 0 | 0.219 | 2012 | 0 | 0 | ITRON 2010-2012 Itron W0017 Ex-Ante Measure Cost Study | Wall Insulation - Marine ¦ SCG ¦ Marine | Wall Insulation - Marine | 572.2324 | 0.5 | 0.76193 | CLASS Web Tool - DNV GL 2012 | 0 | 2012 | 0.28 | RB-BS-BlowInIns-R0-R13
RES-BLDGENV-41.3 | Res ¦ Wall Insulation (R13) - Hot-Dry ¦ SCG ¦ Hot-Dry | Res ¦ Wall Insulation (R13) - Hot-Dry | SCG ¦ Hot-Dry | SCG | All | Electric & Gas | Code level R13 wall insulation for RET | Code | 0 | Conventional | BldgEnv | Res - Single Family | Res | RET Only | 0 | Residential Households | sq ft of insulation | 20 | DEER:Res_BldgShell_Ins | -0.316 | -0.00048 | -0.116 | DEER2020 | 0.495 | 2012 | 0 | 0.219 | 2012 | 0 | 0 | ITRON 2010-2012 Itron W0017 Ex-Ante Measure Cost Study | Wall Insulation - Hot-Dry ¦ SCG ¦ Hot-Dry | Wall Insulation - Hot-Dry | 2200.2282 | 0.5 | 0.80364 | CLASS Web Tool - DNV GL 2012 | 0 | 2012 | 0.28 | RB-BS-BlowInIns-R0-R13
RES-BLDGENV-41.4 | Res ¦ Wall Insulation (R13) - Hot-Dry ¦ SCG ¦ Hot-Dry | Res ¦ Wall Insulation (R13) - Hot-Dry | SCG ¦ Hot-Dry | SCG | All | Electric & Gas | Code level R13 wall insulation for RET | Code | 0 | Conventional | BldgEnv | Res - Multi Family | Res | RET Only | 0 | Residential Households | sq ft of insulation | 20 | DEER:Res_BldgShell_Ins | -0.179 | -0.00323 | -0.105 | DEER2020 | 0.495 | 2012 | 0 | 0.219 | 2012 | 0 | 0 | ITRON 2010-2012 Itron W0017 Ex-Ante Measure Cost Study | Wall Insulation - Hot-Dry ¦ SCG ¦ Hot-Dry | Wall Insulation - Hot-Dry | 572.2324 | 0.5 | 0.76193 | CLASS Web Tool - DNV GL 2012 | 0 | 2012 | 0.28 | RB-BS-BlowInIns-R0-R13
RES-BLDGENV-41.5 | Res ¦ Wall Insulation (R13) - Cold ¦ SCG ¦ Cold | Res ¦ Wall Insulation (R13) - Cold | SCG ¦ Cold | SCG | All | Electric & Gas | Code level R13 wall insulation for RET | Code | 0 | Conventional | BldgEnv | Res - Single Family | Res | RET Only | 0 | Residential Households | sq ft of insulation | 20 | DEER:Res_BldgShell_Ins | -0.283 | -0.00026 | -0.196 | DEER2020 | 0.495 | 2012 | 0 | 0.219 | 2012 | 0 | 0 | ITRON 2010-2012 Itron W0017 Ex-Ante Measure Cost Study | Wall Insulation - Cold ¦ SCG ¦ Cold | Wall Insulation - Cold | 2200.2282 | 0.5 | 0.80364 | CLASS Web Tool - DNV GL 2012 | 0 | 2012 | 0.28 | RB-BS-BlowInIns-R0-R13
RES-BLDGENV-41.6 | Res ¦ Wall Insulation (R13) - Cold ¦ SCG ¦ Cold | Res ¦ Wall Insulation (R13) - Cold | SCG ¦ Cold | SCG | All | Electric & Gas | Code level R13 wall insulation for RET | Code | 0 | Conventional | BldgEnv | Res - Multi Family | Res | RET Only | 0 | Residential Households | sq ft of insulation | 20 | DEER:Res_BldgShell_Ins | -0.477 | -0.00193 | -0.25 | DEER2020 | 0.495 | 2012 | 0 | 0.219 | 2012 | 0 | 0 | ITRON 2010-2012 Itron W0017 Ex-Ante Measure Cost Study | Wall Insulation - Cold ¦ SCG ¦ Cold | Wall Insulation - Cold | 572.2324 | 0.5 | 0.76193 | CLASS Web Tool - DNV GL 2012 | 0 | 2012 | 0.28 | RB-BS-BlowInIns-R0-R13
RES-BLDGENV-40.1 | Res ¦ Wall Insulation (R0 to R11) - Marine ¦ SDG&E ¦ Marine | Res ¦ Wall Insulation (R0 to R11) - Marine | SDG&E ¦ Marine | SDG&E | All | Electric & Gas | None or minimal existing wall insulation | Average Existing | 0 | Conventional | BldgEnv | Res - Single Family | Res | RET Only | 0 | Residential Households | sq ft of insulation | 20 | DEER:Res_BldgShell_Ins | 0 | 0 | 0 | DEER2020 | 0 | 2012 | 0 | 0 | 2012 | 0 | 0 | ITRON 2010-2012 Itron W0017 Ex-Ante Measure Cost Study | Wall Insulation - Marine ¦ SDG&E ¦ Marine | Wall Insulation - Marine | 1561.828 | 0.5 | 0.26234 | CLASS Web Tool - DNV GL 2012 | 0 | 2012 | 0.28 | None
RES-BLDGENV-40.2 | Res ¦ Wall Insulation (R0 to R11) - Marine ¦ SDG&E ¦ Marine | Res ¦ Wall Insulation (R0 to R11) - Marine | SDG&E ¦ Marine | SDG&E | All | Electric & Gas | None or minimal existing wall insulation | Average Existing | 0 | Conventional | BldgEnv | Res - Multi Family | Res | RET Only | 0 | Residential Households | sq ft of insulation | 20 | DEER:Res_BldgShell_Ins | 0 | 0 | 0 | DEER2020 | 0 | 2012 | 0 | 0 | 2012 | 0 | 0 | ITRON 2010-2012 Itron W0017 Ex-Ante Measure Cost Study | Wall Insulation - Marine ¦ SDG&E ¦ Marine | Wall Insulation - Marine | 332.6184 | 0.5 | 0.32607 | CLASS Web Tool - DNV GL 2012 | 0 | 2012 | 0.28 | None
RES-BLDGENV-40.3 | Res ¦ Wall Insulation (R0 to R11) - Hot-Dry ¦ SDG&E ¦ Hot-Dry | Res ¦ Wall Insulation (R0 to R11) - Hot-Dry | SDG&E ¦ Hot-Dry | SDG&E | All | Electric & Gas | None or minimal existing wall insulation | Average Existing | 0 | Conventional | BldgEnv | Res - Single Family | Res | RET Only | 0 | Residential Households | sq ft of insulation | 20 | DEER:Res_BldgShell_Ins | 0 | 0 | 0 | DEER2020 | 0 | 2012 | 0 | 0 | 2012 | 0 | 0 | ITRON 2010-2012 Itron W0017 Ex-Ante Measure Cost Study | Wall Insulation - Hot-Dry ¦ SDG&E ¦ Hot-Dry | Wall Insulation - Hot-Dry | 1561.828 | 0.5 | 0.26234 | CLASS Web Tool - DNV GL 2012 | 0 | 2012 | 0.28 | None
RES-BLDGENV-40.4 | Res ¦ Wall Insulation (R0 to R11) - Hot-Dry ¦ SDG&E ¦ Hot-Dry | Res ¦ Wall Insulation (R0 to R11) - Hot-Dry | SDG&E ¦ Hot-Dry | SDG&E | All | Electric & Gas | None or minimal existing wall insulation | Average Existing | 0 | Conventional | BldgEnv | Res - Multi Family | Res | RET Only | 0 | Residential Households | sq ft of insulation | 20 | DEER:Res_BldgShell_Ins | 0 | 0 | 0 | DEER2020 | 0 | 2012 | 0 | 0 | 2012 | 0 | 0 | ITRON 2010-2012 Itron W0017 Ex-Ante Measure Cost Study | Wall Insulation - Hot-Dry ¦ SDG&E ¦ Hot-Dry | Wall Insulation - Hot-Dry | 332.6184 | 0.5 | 0.32607 | CLASS Web Tool - DNV GL 2012 | 0 | 2012 | 0.28 | None
RES-BLDGENV-41.1 | Res ¦ Wall Insulation (R13) - Marine ¦ SDG&E ¦ Marine | Res ¦ Wall Insulation (R13) - Marine | SDG&E ¦ Marine | SDG&E | All | Electric & Gas | Code level R13 wall insulation for RET | Code | 0 | Conventional | BldgEnv | Res - Single Family | Res | RET Only | 0 | Residential Households | sq ft of insulation | 20 | DEER:Res_BldgShell_Ins | -0.184 | -0.00027 | -0.141 | DEER2020 | 0.495 | 2012 | 0 | 0.219 | 2012 | 0 | 0 | ITRON 2010-2012 Itron W0017 Ex-Ante Measure Cost Study | Wall Insulation - Marine ¦ SDG&E ¦ Marine | Wall Insulation - Marine | 1561.828 | 0.5 | 0.73766 | CLASS Web Tool - DNV GL 2012 | 0 | 2012 | 0.28 | RB-BS-BlowInIns-R0-R13
RES-BLDGENV-41.2 | Res ¦ Wall Insulation (R13) - Marine ¦ SDG&E ¦ Marine | Res ¦ Wall Insulation (R13) - Marine | SDG&E ¦ Marine | SDG&E | All | Electric & Gas | Code level R13 wall insulation for RET | Code | 0 | Conventional | BldgEnv | Res - Multi Family | Res | RET Only | 0 | Residential Households | sq ft of insulation | 20 | DEER:Res_BldgShell_Ins | -0.283 | 0.00011 | -0.131 | DEER2020 | 0.495 | 2012 | 0 | 0.219 | 2012 | 0 | 0 | ITRON 2010-2012 Itron W0017 Ex-Ante Measure Cost Study | Wall Insulation - Marine ¦ SDG&E ¦ Marine | Wall Insulation - Marine | 332.6184 | 0.5 | 0.67393 | CLASS Web Tool - DNV GL 2012 | 0 | 2012 | 0.28 | RB-BS-BlowInIns-R0-R13
RES-BLDGENV-41.3 | Res ¦ Wall Insulation (R13) - Hot-Dry ¦ SDG&E ¦ Hot-Dry | Res ¦ Wall Insulation (R13) - Hot-Dry | SDG&E ¦ Hot-Dry | SDG&E | All | Electric & Gas | Code level R13 wall insulation for RET | Code | 0 | Conventional | BldgEnv | Res - Single Family | Res | RET Only | 0 | Residential Households | sq ft of insulation | 20 | DEER:Res_BldgShell_Ins | -0.151 | -0.00011 | -0.103 | DEER2020 | 0.495 | 2012 | 0 | 0.219 | 2012 | 0 | 0 | ITRON 2010-2012 Itron W0017 Ex-Ante Measure Cost Study | Wall Insulation - Hot-Dry ¦ SDG&E ¦ Hot-Dry | Wall Insulation - Hot-Dry | 1561.828 | 0.5 | 0.73766 | CLASS Web Tool - DNV GL 2012 | 0 | 2012 | 0.28 | RB-BS-BlowInIns-R0-R13
RES-BLDGENV-41.4 | Res ¦ Wall Insulation (R13) - Hot-Dry ¦ SDG&E ¦ Hot-Dry | Res ¦ Wall Insulation (R13) - Hot-Dry | SDG&E ¦ Hot-Dry | SDG&E | All | Electric & Gas | Code level R13 wall insulation for RET | Code | 0 | Conventional | BldgEnv | Res - Multi Family | Res | RET Only | 0 | Residential Households | sq ft of insulation | 20 | DEER:Res_BldgShell_Ins | -0.231 | 0 | -0.101 | DEER2020 | 0.495 | 2012 | 0 | 0.219 | 2012 | 0 | 0 | ITRON 2010-2012 Itron W0017 Ex-Ante Measure Cost Study | Wall Insulation - Hot-Dry ¦ SDG&E ¦ Hot-Dry | Wall Insulation - Hot-Dry | 332.6184 | 0.5 | 0.67393 | CLASS Web Tool - DNV GL 2012 | 0 | 2012 | 0.28 | RB-BS-BlowInIns-R0-R13
RES-HVAC-FS-20-PU.1 | Res ¦ Res Furnace FS (AFUE and HIR at Code Level) - Panel Upgrade - Marine ¦ PG&E ¦ Marine | Res ¦ Res Furnace FS (AFUE and HIR at Code Level) - Panel Upgrade - Marine | PG&E ¦ Marine | PG&E | All | Electric & Gas | Res TE 80% Furnace (heating only) - Panel Upgrade Group | Average Existing and Code | 0 | Conventional | HVAC | Res - Single Family | Res | ROB and NEW | 0 | Residential Households | Household | 20 | DEER:HVAC_Eff_AC | 0 | 0 | 272.612 | SWHC031-03, SWHC045-01 | 1068.3225 | 2022 | 0 | 428.1769 | 2022 | 0 | 0 | SWHC031-03, SWHC045-01 | Res Central Furnace Only - Fuel Sub - Panel Upgrade - Marine ¦ PG&E ¦ Marine | Res Central Furnace Only - Fuel Sub - Panel Upgrade - Marine | 0.13113 | 1 | 1 | RASS 2019 | 0 | 2012 | 0.55 | SWHC031-03, SWHC045-01
RES-HVAC-FS-20-PU.2 | Res ¦ Res Furnace FS (AFUE and HIR at Code Level) - Panel Upgrade - Marine ¦ PG&E ¦ Marine | Res ¦ Res Furnace FS (AFUE and HIR at Code Level) - Panel Upgrade - Marine | PG&E ¦ Marine | PG&E | All | Electric & Gas | Res TE 80% Furnace (heating only) - Panel Upgrade Group | Average Existing and Code | 0 | Conventional | HVAC | Res - Multi Family | Res | ROB and NEW | 0 | Residential Households | Household | 20 | DEER:HVAC_Eff_AC | 0 | 0 | 82.4 | SWHC031-03, SWHC045-01 | 330.75 | 2022 | 0 | 132.5625 | 2022 | 0 | 0 | SWHC031-03, SWHC045-01 | Res Central Furnace Only - Fuel Sub - Panel Upgrade - Marine ¦ PG&E ¦ Marine | Res Central Furnace Only - Fuel Sub - Panel Upgrade - Marine | 0.013553 | 1 | 1 | RASS 2019 | 0 | 2012 | 0.55 | SWHC031-03, SWHC045-01
RES-HVAC-FS-20-PU.3 | Res ¦ Res Furnace FS (AFUE and HIR at Code Level) - Panel Upgrade - Hot-Dry ¦ PG&E ¦ Hot-Dry | Res ¦ Res Furnace FS (AFUE and HIR at Code Level) - Panel Upgrade - Hot-Dry | PG&E ¦ Hot-Dry | PG&E | All | Electric & Gas | Res TE 80% Furnace (heating only) - Panel Upgrade Group | Average Existing and Code | 0 | Conventional | HVAC | Res - Single Family | Res | ROB and NEW | 0 | Residential Households | Household | 20 | DEER:HVAC_Eff_AC | 0 | 0 | 223.782 | SWHC031-03, SWHC045-01 | 816.9525 | 2022 | 0 | 327.4294 | 2022 | 0 | 0 | SWHC031-03, SWHC045-01 | Res Central Furnace Only - Fuel Sub - Panel Upgrade - Hot-Dry ¦ PG&E ¦ Hot-Dry | Res Central Furnace Only - Fuel Sub - Panel Upgrade - Hot-Dry | 0.01709 | 1 | 1 | RASS 2019 | 0 | 2012 | 0.55 | SWHC031-03, SWHC045-01
RES-HVAC-FS-20-PU.4 | Res ¦ Res Furnace FS (AFUE and HIR at Code Level) - Panel Upgrade - Hot-Dry ¦ PG&E ¦ Hot-Dry | Res ¦ Res Furnace FS (AFUE and HIR at Code Level) - Panel Upgrade - Hot-Dry | PG&E ¦ Hot-Dry | PG&E | All | Electric & Gas | Res TE 80% Furnace (heating only) - Panel Upgrade Group | Average Existing and Code | 0 | Conventional | HVAC | Res - Multi Family | Res | ROB and NEW | 0 | Residential Households | Household | 20 | DEER:HVAC_Eff_AC | 0 | 0 | 60.6 | SWHC031-03, SWHC045-01 | 330.75 | 2022 | 0 | 132.5625 | 2022 | 0 | 0 | SWHC031-03, SWHC045-01 | Res Central Furnace Only - Fuel Sub - Panel Upgrade - Hot-Dry ¦ PG&E ¦ Hot-Dry | Res Central Furnace Only - Fuel Sub - Panel Upgrade - Hot-Dry | 0.0019914 | 1 | 1 | RASS 2019 | 0 | 2012 | 0.55 | SWHC031-03, SWHC045-01
RES-HVAC-FS-20-PU.5 | Res ¦ Res Furnace FS (AFUE and HIR at Code Level) - Panel Upgrade - Cold ¦ PG&E ¦ Cold | Res ¦ Res Furnace FS (AFUE and HIR at Code Level) - Panel Upgrade - Cold | PG&E ¦ Cold | PG&E | All | Electric & Gas | Res TE 80% Furnace (heating only) - Panel Upgrade Group | Average Existing and Code | 0 | Conventional | HVAC | Res - Single Family | Res | ROB and NEW | 0 | Residential Households | Household | 20 | DEER:HVAC_Eff_AC | 0 | 0 | 241.148 | SWHC031-03, SWHC045-01 | 1194.0075 | 2022 | 0 | 478.5506 | 2022 | 0 | 0 | SWHC031-03, SWHC045-01 | Res Central Furnace Only - Fuel Sub - Panel Upgrade - Cold ¦ PG&E ¦ Cold | Res Central Furnace Only - Fuel Sub - Panel Upgrade - Cold | 0.0027245 | 1 | 1 | RASS 2019 | 0 | 2012 | 0.55 | SWHC031-03, SWHC045-01
RES-HVAC-FS-20-PU.6 | Res ¦ Res Furnace FS (AFUE and HIR at Code Level) - Panel Upgrade - Cold ¦ PG&E ¦ Cold | Res ¦ Res Furnace FS (AFUE and HIR at Code Level) - Panel Upgrade - Cold | PG&E ¦ Cold | PG&E | All | Electric & Gas | Res TE 80% Furnace (heating only) - Panel Upgrade Group | Average Existing and Code | 0 | Conventional | HVAC | Res - Multi Family | Res | ROB and NEW | 0 | Residential Households | Household | 20 | DEER:HVAC_Eff_AC | 0 | 0 | 147 | SWHC031-03, SWHC045-01 | 330.75 | 2022 | 0 | 132.5625 | 2022 | 0 | 0 | SWHC031-03, SWHC045-01 | Res Central Furnace Only - Fuel Sub - Panel Upgrade - Cold ¦ PG&E ¦ Cold | Res Central Furnace Only - Fuel Sub - Panel Upgrade - Cold | 0.0010772 | 1 | 1 | RASS 2019 | 0 | 2012 | 0.55 | SWHC031-03, SWHC045-01
RES-HVAC-FS-20-PU.7 | Res ¦ Res Furnace FS (AFUE and HIR at Code Level) - Panel Upgrade - Marine ¦ SCG ¦ Marine | Res ¦ Res Furnace FS (AFUE and HIR at Code Level) - Panel Upgrade - Marine | SCG ¦ Marine | SCG | All | Electric & Gas | Res TE 80% Furnace (heating only) - Panel Upgrade Group | Average Existing and Code | 0 | Conventional | HVAC | Res - Single Family | Res | ROB and NEW | 0 | Residential Households | Household | 20 | DEER:HVAC_Eff_AC | 0 | 0 | 166.816 | SWHC031-03, SWHC045-01 | 1326.3075 | 2022 | 0 | 531.5756 | 2022 | 0 | 0 | SWHC031-03, SWHC045-01 | Res Central Furnace Only - Fuel Sub - Panel Upgrade - Marine ¦ SCG ¦ Marine | Res Central Furnace Only - Fuel Sub - Panel Upgrade - Marine | 0.14328 | 1 | 1 | RASS 2019 | 0 | 2012 | 0.55 | SWHC031-03, SWHC045-01
RES-HVAC-FS-20-PU.8 | Res ¦ Res Furnace FS (AFUE and HIR at Code Level) - Panel Upgrade - Marine ¦ SCG ¦ Marine | Res ¦ Res Furnace FS (AFUE and HIR at Code Level) - Panel Upgrade - Marine | SCG ¦ Marine | SCG | All | Electric & Gas | Res TE 80% Furnace (heating only) - Panel Upgrade Group | Average Existing and Code | 0 | Conventional | HVAC | Res - Multi Family | Res | ROB and NEW | 0 | Residential Households | Household | 20 | DEER:HVAC_Eff_AC | 0 | 0 | 52.864 | SWHC031-03, SWHC045-01 | 423.36 | 2022 | 0 | 169.68 | 2022 | 0 | 0 | SWHC031-03, SWHC045-01 | Res Central Furnace Only - Fuel Sub - Panel Upgrade - Marine ¦ SCG ¦ Marine | Res Central Furnace Only - Fuel Sub - Panel Upgrade - Marine | 0.011339 | 1 | 1 | RASS 2019 | 0 | 2012 | 0.55 | SWHC031-03, SWHC045-01
RES-HVAC-FS-20-PU.9 | Res ¦ Res Furnace FS (AFUE and HIR at Code Level) - Panel Upgrade - Hot-Dry ¦ SCG ¦ Hot-Dry | Res ¦ Res Furnace FS (AFUE and HIR at Code Level) - Panel Upgrade - Hot-Dry | SCG ¦ Hot-Dry | SCG | All | Electric & Gas | Res TE 80% Furnace (heating only) - Panel Upgrade Group | Average Existing and Code | 0 | Conventional | HVAC | Res - Single Family | Res | ROB and NEW | 0 | Residential Households | Household | 20 | DEER:HVAC_Eff_AC | 0 | 0 | 185.687 | SWHC031-03, SWHC045-01 | 1114.6275 | 2022 | 0 | 446.7356 | 2022 | 0 | 0 | SWHC031-03, SWHC045-01 | Res Central Furnace Only - Fuel Sub - Panel Upgrade - Hot-Dry ¦ SCG ¦ Hot-Dry | Res Central Furnace Only - Fuel Sub - Panel Upgrade - Hot-Dry | 0.018698 | 1 | 1 | RASS 2019 | 0 | 2012 | 0.55 | SWHC031-03, SWHC045-01
RES-HVAC-FS-20-PU.10 | Res ¦ Res Furnace FS (AFUE and HIR at Code Level) - Panel Upgrade - Hot-Dry ¦ SCG ¦ Hot-Dry | Res ¦ Res Furnace FS (AFUE and HIR at Code Level) - Panel Upgrade - Hot-Dry | SCG ¦ Hot-Dry | SCG | All | Electric & Gas | Res TE 80% Furnace (heating only) - Panel Upgrade Group | Average Existing and Code | 0 | Conventional | HVAC | Res - Multi Family | Res | ROB and NEW | 0 | Residential Households | Household | 20 | DEER:HVAC_Eff_AC | 0 | 0 | 55.8 | SWHC031-03, SWHC045-01 | 330.75 | 2022 | 0 | 132.5625 | 2022 | 0 | 0 | SWHC031-03, SWHC045-01 | Res Central Furnace Only - Fuel Sub - Panel Upgrade - Hot-Dry ¦ SCG ¦ Hot-Dry | Res Central Furnace Only - Fuel Sub - Panel Upgrade - Hot-Dry | 0.0014379 | 1 | 1 | RASS 2019 | 0 | 2012 | 0.55 | SWHC031-03, SWHC045-01
RES-HVAC-FS-20-PU.11 | Res ¦ Res Furnace FS (AFUE and HIR at Code Level) - Panel Upgrade - Cold ¦ SCG ¦ Cold | Res ¦ Res Furnace FS (AFUE and HIR at Code Level) - Panel Upgrade - Cold | SCG ¦ Cold | SCG | All | Electric & Gas | Res TE 80% Furnace (heating only) - Panel Upgrade Group | Average Existing and Code | 0 | Conventional | HVAC | Res - Single Family | Res | ROB and NEW | 0 | Residential Households | Household | 20 | DEER:HVAC_Eff_AC | 0 | 0 | 241.148 | SWHC031-03, SWHC045-01 | 1194.0075 | 2022 | 0 | 478.5506 | 2022 | 0 | 0 | SWHC031-03, SWHC045-01 | Res Central Furnace Only - Fuel Sub - Panel Upgrade - Cold ¦ SCG ¦ Cold | Res Central Furnace Only - Fuel Sub - Panel Upgrade - Cold | 0.031659 | 1 | 1 | RASS 2019 | 0 | 2012 | 0.55 | SWHC031-03, SWHC045-01
RES-HVAC-FS-20-PU.12 | Res ¦ Res Furnace FS (AFUE and HIR at Code Level) - Panel Upgrade - Cold ¦ SCG ¦ Cold | Res ¦ Res Furnace FS (AFUE and HIR at Code Level) - Panel Upgrade - Cold | SCG ¦ Cold | SCG | All | Electric & Gas | Res TE 80% Furnace (heating only) - Panel Upgrade Group | Average Existing and Code | 0 | Conventional | HVAC | Res - Multi Family | Res | ROB and NEW | 0 | Residential Households | Household | 20 | DEER:HVAC_Eff_AC | 0 | 0 | 147 | SWHC031-03, SWHC045-01 | 330.75 | 2022 | 0 | 132.5625 | 2022 | 0 | 0 | SWHC031-03, SWHC045-01 | Res Central Furnace Only - Fuel Sub - Panel Upgrade - Cold ¦ SCG ¦ Cold | Res Central Furnace Only - Fuel Sub - Panel Upgrade - Cold | 0.0010772 | 1 | 1 | RASS 2019 | 0 | 2012 | 0.55 | SWHC031-03, SWHC045-01
RES-HVAC-FS-20-PU.13 | Res ¦ Res Furnace FS (AFUE and HIR at Code Level) - Panel Upgrade - Marine ¦ SDG&E ¦ Marine | Res ¦ Res Furnace FS (AFUE and HIR at Code Level) - Panel Upgrade - Marine | SDG&E ¦ Marine | SDG&E | All | Electric & Gas | Res TE 80% Furnace (heating only) - Panel Upgrade Group | Average Existing and Code | 0 | Conventional | HVAC | Res - Single Family | Res | ROB and NEW | 0 | Residential Households | Household | 20 | DEER:HVAC_Eff_AC | 0 | 0 | 166.816 | SWHC031-03, SWHC045-01 | 1326.3075 | 2022 | 0 | 531.5756 | 2022 | 0 | 0 | SWHC031-03, SWHC045-01 | Res Central Furnace Only - Fuel Sub - Panel Upgrade - Marine ¦ SDG&E ¦ Marine | Res Central Furnace Only - Fuel Sub - Panel Upgrade - Marine | 0.053404 | 1 | 1 | RASS 2019 | 0 | 2012 | 0.55 | SWHC031-03, SWHC045-01
RES-HVAC-FS-20-PU.14 | Res ¦ Res Furnace FS (AFUE and HIR at Code Level) - Panel Upgrade - Marine ¦ SDG&E ¦ Marine | Res ¦ Res Furnace FS (AFUE and HIR at Code Level) - Panel Upgrade - Marine | SDG&E ¦ Marine | SDG&E | All | Electric & Gas | Res TE 80% Furnace (heating only) - Panel Upgrade Group | Average Existing and Code | 0 | Conventional | HVAC | Res - Multi Family | Res | ROB and NEW | 0 | Residential Households | Household | 20 | DEER:HVAC_Eff_AC | 0 | 0 | 52.864 | SWHC031-03, SWHC045-01 | 423.36 | 2022 | 0 | 169.68 | 2022 | 0 | 0 | SWHC031-03, SWHC045-01 | Res Central Furnace Only - Fuel Sub - Panel Upgrade - Marine ¦ SDG&E ¦ Marine | Res Central Furnace Only - Fuel Sub - Panel Upgrade - Marine | 0.017779 | 1 | 1 | RASS 2019 | 0 | 2012 | 0.55 | SWHC031-03, SWHC045-01
RES-HVAC-FS-20-PU.15 | Res ¦ Res Furnace FS (AFUE and HIR at Code Level) - Panel Upgrade - Hot-Dry ¦ SDG&E ¦ Hot-Dry | Res ¦ Res Furnace FS (AFUE and HIR at Code Level) - Panel Upgrade - Hot-Dry | SDG&E ¦ Hot-Dry | SDG&E | All | Electric & Gas | Res TE 80% Furnace (heating only) - Panel Upgrade Group | Average Existing and Code | 0 | Conventional | HVAC | Res - Single Family | Res | ROB and NEW | 0 | Residential Households | Household | 20 | DEER:HVAC_Eff_AC | 0 | 0 | 80.25 | SWHC031-03, SWHC045-01 | 1061.7075 | 2022 | 0 | 425.5256 | 2022 | 0 | 0 | SWHC031-03, SWHC045-01 | Res Central Furnace Only - Fuel Sub - Panel Upgrade - Hot-Dry ¦ SDG&E ¦ Hot-Dry | Res Central Furnace Only - Fuel Sub - Panel Upgrade - Hot-Dry | 0.060801 | 1 | 1 | RASS 2019 | 0 | 2012 | 0.55 | SWHC031-03, SWHC045-01
RES-HVAC-FS-20-PU.16 | Res ¦ Res Furnace FS (AFUE and HIR at Code Level) - Panel Upgrade - Hot-Dry ¦ SDG&E ¦ Hot-Dry | Res ¦ Res Furnace FS (AFUE and HIR at Code Level) - Panel Upgrade - Hot-Dry | SDG&E ¦ Hot-Dry | SDG&E | All | Electric & Gas | Res TE 80% Furnace (heating only) - Panel Upgrade Group | Average Existing and Code | 0 | Conventional | HVAC | Res - Multi Family | Res | ROB and NEW | 0 | Residential Households | Household | 20 | DEER:HVAC_Eff_AC | 0 | 0 | 43.734 | SWHC031-03, SWHC045-01 | 367.1325 | 2022 | 0 | 147.1444 | 2022 | 0 | 0 | SWHC031-03, SWHC045-01 | Res Central Furnace Only - Fuel Sub - Panel Upgrade - Hot-Dry ¦ SDG&E ¦ Hot-Dry | Res Central Furnace Only - Fuel Sub - Panel Upgrade - Hot-Dry | 0.0032132 | 1 | 1 | RASS 2019 | 0 | 2012 | 0.55 | SWHC031-03, SWHC045-01
RES-HVAC-FS-21-PU.1 | Res ¦ Res Efficient Condensing Furnace FS (AFUE = 97) - Panel Upgrade - Marine ¦ PG&E ¦ Marine | Res ¦ Res Efficient Condensing Furnace FS (AFUE = 97) - Panel Upgrade - Marine | PG&E ¦ Marine | PG&E | All | Electric & Gas | Efficient AFUE97 furnace - Panel Upgrade Group | Efficient | 0 | Conventional | HVAC | Res - Single Family | Res | ROB and NEW | 0 | Residential Households | Household | 20 | DEER:HVAC_Eff_AC | 0 | 0 | 255.4123 | SWHC031-03, SWHC045-01 | 2725.9181 | 2022 | 0 | 428.1769 | 2022 | 0 | 0 | SWHC031-03, SWHC045-01 | Res Central Furnace Only - Fuel Sub - Panel Upgrade - Marine ¦ PG&E ¦ Marine | Res Central Furnace Only - Fuel Sub - Panel Upgrade - Marine | 0.13113 | 1 | 0 | RASS 2019 | 459.3 | 2032 | 0.55 | SWHC031-03, SWHC045-01
RES-HVAC-FS-21-PU.2 | Res ¦ Res Efficient Condensing Furnace FS (AFUE = 97) - Panel Upgrade - Marine ¦ PG&E ¦ Marine | Res ¦ Res Efficient Condensing Furnace FS (AFUE = 97) - Panel Upgrade - Marine | PG&E ¦ Marine | PG&E | All | Electric & Gas | Efficient AFUE97 furnace - Panel Upgrade Group | Efficient | 0 | Conventional | HVAC | Res - Multi Family | Res | ROB and NEW | 0 | Residential Households | Household | 20 | DEER:HVAC_Eff_AC | 0 | 0 | 78.6125 | SWHC031-03, SWHC045-01 | 843.9375 | 2022 | 0 | 132.5625 | 2022 | 0 | 0 | SWHC031-03, SWHC045-01 | Res Central Furnace Only - Fuel Sub - Panel Upgrade - Marine ¦ PG&E ¦ Marine | Res Central Furnace Only - Fuel Sub - Panel Upgrade - Marine | 0.013553 | 1 | 0 | RASS 2019 | 0 | 2012 | 0.55 | SWHC031-03, SWHC045-01
RES-HVAC-FS-21-PU.3 | Res ¦ Res Efficient Condensing Furnace FS (AFUE = 97) - Panel Upgrade - Hot-Dry ¦ PG&E ¦ Hot-Dry | Res ¦ Res Efficient Condensing Furnace FS (AFUE = 97) - Panel Upgrade - Hot-Dry | PG&E ¦ Hot-Dry | PG&E | All | Electric & Gas | Efficient AFUE97 furnace - Panel Upgrade Group | Efficient | 0 | Conventional | HVAC | Res - Single Family | Res | ROB and NEW | 0 | Residential Households | Household | 20 | DEER:HVAC_Eff_AC | 0 | 0 | 208.4989 | SWHC031-03, SWHC045-01 | 2084.5256 | 2022 | 0 | 327.4294 | 2022 | 0 | 0 | SWHC031-03, SWHC045-01 | Res Central Furnace Only - Fuel Sub - Panel Upgrade - Hot-Dry ¦ PG&E ¦ Hot-Dry | Res Central Furnace Only - Fuel Sub - Panel Upgrade - Hot-Dry | 0.01709 | 1 | 0 | RASS 2019 | 459.3 | 2032 | 0.55 | SWHC031-03, SWHC045-01
RES-HVAC-FS-21-PU.4 | Res ¦ Res Efficient Condensing Furnace FS (AFUE = 97) - Panel Upgrade - Hot-Dry ¦ PG&E ¦ Hot-Dry | Res ¦ Res Efficient Condensing Furnace FS (AFUE = 97) - Panel Upgrade - Hot-Dry | PG&E ¦ Hot-Dry | PG&E | All | Electric & Gas | Efficient AFUE97 furnace - Panel Upgrade Group | Efficient | 0 | Conventional | HVAC | Res - Multi Family | Res | ROB and NEW | 0 | Residential Households | Household | 20 | DEER:HVAC_Eff_AC | 0 | 0 | 57.375 | SWHC031-03, SWHC045-01 | 843.9375 | 2022 | 0 | 132.5625 | 2022 | 0 | 0 | SWHC031-03, SWHC045-01 | Res Central Furnace Only - Fuel Sub - Panel Upgrade - Hot-Dry ¦ PG&E ¦ Hot-Dry | Res Central Furnace Only - Fuel Sub - Panel Upgrade - Hot-Dry | 0.0019914 | 1 | 0 | RASS 2019 | 0 | 2012 | 0.55 | SWHC031-03, SWHC045-01
RES-HVAC-FS-21-PU.5 | Res ¦ Res Efficient Condensing Furnace FS (AFUE = 97) - Panel Upgrade - Cold ¦ PG&E ¦ Cold | Res ¦ Res Efficient Condensing Furnace FS (AFUE = 97) - Panel Upgrade - Cold | PG&E ¦ Cold | PG&E | All | Electric & Gas | Efficient AFUE97 furnace - Panel Upgrade Group | Efficient | 0 | Conventional | HVAC | Res - Single Family | Res | ROB and NEW | 0 | Residential Households | Household | 20 | DEER:HVAC_Eff_AC | 0 | 0 | 226.3921 | SWHC031-03, SWHC045-01 | 3046.6144 | 2022 | 0 | 478.5506 | 2022 | 0 | 0 | SWHC031-03, SWHC045-01 | Res Central Furnace Only - Fuel Sub - Panel Upgrade - Cold ¦ PG&E ¦ Cold | Res Central Furnace Only - Fuel Sub - Panel Upgrade - Cold | 0.0027245 | 1 | 0 | RASS 2019 | 459.3 | 2032 | 0.55 | SWHC031-03, SWHC045-01
RES-HVAC-FS-21-PU.6 | Res ¦ Res Efficient Condensing Furnace FS (AFUE = 97) - Panel Upgrade - Cold ¦ PG&E ¦ Cold | Res ¦ Res Efficient Condensing Furnace FS (AFUE = 97) - Panel Upgrade - Cold | PG&E ¦ Cold | PG&E | All | Electric & Gas | Efficient AFUE97 furnace - Panel Upgrade Group | Efficient | 0 | Conventional | HVAC | Res - Multi Family | Res | ROB and NEW | 0 | Residential Households | Household | 20 | DEER:HVAC_Eff_AC | 0 | 0 | 141.8812 | SWHC031-03, SWHC045-01 | 843.9375 | 2022 | 0 | 132.5625 | 2022 | 0 | 0 | SWHC031-03, SWHC045-01 | Res Central Furnace Only - Fuel Sub - Panel Upgrade - Cold ¦ PG&E ¦ Cold | Res Central Furnace Only - Fuel Sub - Panel Upgrade - Cold | 0.0010772 | 1 | 0 | RASS 2019 | 0 | 2012 | 0.55 | SWHC031-03, SWHC045-01
RES-HVAC-FS-21-PU.7 | Res ¦ Res Efficient Condensing Furnace FS (AFUE = 97) - Panel Upgrade - Marine ¦ SCG ¦ Marine | Res ¦ Res Efficient Condensing Furnace FS (AFUE = 97) - Panel Upgrade - Marine | SCG ¦ Marine | SCG | All | Electric & Gas | Efficient AFUE97 furnace - Panel Upgrade Group | Efficient | 0 | Conventional | HVAC | Res - Single Family | Res | ROB and NEW | 0 | Residential Households | Household | 20 | DEER:HVAC_Eff_AC | 0 | 0 | 155.5379 | SWHC031-03, SWHC045-01 | 3384.1894 | 2022 | 0 | 531.5756 | 2022 | 0 | 0 | SWHC031-03, SWHC045-01 | Res Central Furnace Only - Fuel Sub - Panel Upgrade - Marine ¦ SCG ¦ Marine | Res Central Furnace Only - Fuel Sub - Panel Upgrade - Marine | 0.14328 | 1 | 0 | RASS 2019 | 459.3 | 2032 | 0.55 | SWHC031-03, SWHC045-01
RES-HVAC-FS-21-PU.8 | Res ¦ Res Efficient Condensing Furnace FS (AFUE = 97) - Panel Upgrade - Marine ¦ SCG ¦ Marine | Res ¦ Res Efficient Condensing Furnace FS (AFUE = 97) - Panel Upgrade - Marine | SCG ¦ Marine | SCG | All | Electric & Gas | Efficient AFUE97 furnace - Panel Upgrade Group | Efficient | 0 | Conventional | HVAC | Res - Multi Family | Res | ROB and NEW | 0 | Residential Households | Household | 20 | DEER:HVAC_Eff_AC | 0 | 0 | 50.2 | SWHC031-03, SWHC045-01 | 1080.24 | 2022 | 0 | 169.68 | 2022 | 0 | 0 | SWHC031-03, SWHC045-01 | Res Central Furnace Only - Fuel Sub - Panel Upgrade - Marine ¦ SCG ¦ Marine | Res Central Furnace Only - Fuel Sub - Panel Upgrade - Marine | 0.011339 | 1 | 0 | RASS 2019 | 0 | 2012 | 0.55 | SWHC031-03, SWHC045-01
RES-HVAC-FS-21-PU.9 | Res ¦ Res Efficient Condensing Furnace FS (AFUE = 97) - Panel Upgrade - Hot-Dry ¦ SCG ¦ Hot-Dry | Res ¦ Res Efficient Condensing Furnace FS (AFUE = 97) - Panel Upgrade - Hot-Dry | SCG ¦ Hot-Dry | SCG | All | Electric & Gas | Efficient AFUE97 furnace - Panel Upgrade Group | Efficient | 0 | Conventional | HVAC | Res - Single Family | Res | ROB and NEW | 0 | Residential Households | Household | 20 | DEER:HVAC_Eff_AC | 0 | 0 | 174.2501 | SWHC031-03, SWHC045-01 | 2844.0694 | 2022 | 0 | 446.7356 | 2022 | 0 | 0 | SWHC031-03, SWHC045-01 | Res Central Furnace Only - Fuel Sub - Panel Upgrade - Hot-Dry ¦ SCG ¦ Hot-Dry | Res Central Furnace Only - Fuel Sub - Panel Upgrade - Hot-Dry | 0.018698 | 1 | 0 | RASS 2019 | 459.3 | 2032 | 0.55 | SWHC031-03, SWHC045-01
RES-HVAC-FS-21-PU.10 | Res ¦ Res Efficient Condensing Furnace FS (AFUE = 97) - Panel Upgrade - Hot-Dry ¦ SCG ¦ Hot-Dry | Res ¦ Res Efficient Condensing Furnace FS (AFUE = 97) - Panel Upgrade - Hot-Dry | SCG ¦ Hot-Dry | SCG | All | Electric & Gas | Efficient AFUE97 furnace - Panel Upgrade Group | Efficient | 0 | Conventional | HVAC | Res - Multi Family | Res | ROB and NEW | 0 | Residential Households | Household | 20 | DEER:HVAC_Eff_AC | 0 | 0 | 53.625 | SWHC031-03, SWHC045-01 | 843.9375 | 2022 | 0 | 132.5625 | 2022 | 0 | 0 | SWHC031-03, SWHC045-01 | Res Central Furnace Only - Fuel Sub - Panel Upgrade - Hot-Dry ¦ SCG ¦ Hot-Dry | Res Central Furnace Only - Fuel Sub - Panel Upgrade - Hot-Dry | 0.0014379 | 1 | 0 | RASS 2019 | 0 | 2012 | 0.55 | SWHC031-03, SWHC045-01
RES-HVAC-FS-21-PU.11 | Res ¦ Res Efficient Condensing Furnace FS (AFUE = 97) - Panel Upgrade - Cold ¦ SCG ¦ Cold | Res ¦ Res Efficient Condensing Furnace FS (AFUE = 97) - Panel Upgrade - Cold | SCG ¦ Cold | SCG | All | Electric & Gas | Efficient AFUE97 furnace - Panel Upgrade Group | Efficient | 0 | Conventional | HVAC | Res - Single Family | Res | ROB and NEW | 0 | Residential Households | Household | 20 | DEER:HVAC_Eff_AC | 0 | 0 | 226.3921 | SWHC031-03, SWHC045-01 | 3046.6144 | 2022 | 0 | 478.5506 | 2022 | 0 | 0 | SWHC031-03, SWHC045-01 | Res Central Furnace Only - Fuel Sub - Panel Upgrade - Cold ¦ SCG ¦ Cold | Res Central Furnace Only - Fuel Sub - Panel Upgrade - Cold | 0.031659 | 1 | 0 | RASS 2019 | 459.3 | 2032 | 0.55 | SWHC031-03, SWHC045-01
RES-HVAC-FS-21-PU.12 | Res ¦ Res Efficient Condensing Furnace FS (AFUE = 97) - Panel Upgrade - Cold ¦ SCG ¦ Cold | Res ¦ Res Efficient Condensing Furnace FS (AFUE = 97) - Panel Upgrade - Cold | SCG ¦ Cold | SCG | All | Electric & Gas | Efficient AFUE97 furnace - Panel Upgrade Group | Efficient | 0 | Conventional | HVAC | Res - Multi Family | Res | ROB and NEW | 0 | Residential Households | Household | 20 | DEER:HVAC_Eff_AC | 0 | 0 | 141.8812 | SWHC031-03, SWHC045-01 | 843.9375 | 2022 | 0 | 132.5625 | 2022 | 0 | 0 | SWHC031-03, SWHC045-01 | Res Central Furnace Only - Fuel Sub - Panel Upgrade - Cold ¦ SCG ¦ Cold | Res Central Furnace Only - Fuel Sub - Panel Upgrade - Cold | 0.0010772 | 1 | 0 | RASS 2019 | 0 | 2012 | 0.55 | SWHC031-03, SWHC045-01
RES-HVAC-FS-21-PU.13 | Res ¦ Res Efficient Condensing Furnace FS (AFUE = 97) - Panel Upgrade - Marine ¦ SDG&E ¦ Marine | Res ¦ Res Efficient Condensing Furnace FS (AFUE = 97) - Panel Upgrade - Marine | SDG&E ¦ Marine | SDG&E | All | Electric & Gas | Efficient AFUE97 furnace - Panel Upgrade Group | Efficient | 0 | Conventional | HVAC | Res - Single Family | Res | ROB and NEW | 0 | Residential Households | Household | 20 | DEER:HVAC_Eff_AC | 0 | 0 | 155.5379 | SWHC031-03, SWHC045-01 | 3384.1894 | 2022 | 0 | 531.5756 | 2022 | 0 | 0 | SWHC031-03, SWHC045-01 | Res Central Furnace Only - Fuel Sub - Panel Upgrade - Marine ¦ SDG&E ¦ Marine | Res Central Furnace Only - Fuel Sub - Panel Upgrade - Marine | 0.053404 | 1 | 0 | RASS 2019 | 459.3 | 2032 | 0.55 | SWHC031-03, SWHC045-01
RES-HVAC-FS-21-PU.14 | Res ¦ Res Efficient Condensing Furnace FS (AFUE = 97) - Panel Upgrade - Marine ¦ SDG&E ¦ Marine | Res ¦ Res Efficient Condensing Furnace FS (AFUE = 97) - Panel Upgrade - Marine | SDG&E ¦ Marine | SDG&E | All | Electric & Gas | Efficient AFUE97 furnace - Panel Upgrade Group | Efficient | 0 | Conventional | HVAC | Res - Multi Family | Res | ROB and NEW | 0 | Residential Households | Household | 20 | DEER:HVAC_Eff_AC | 0 | 0 | 50.2 | SWHC031-03, SWHC045-01 | 1080.24 | 2022 | 0 | 169.68 | 2022 | 0 | 0 | SWHC031-03, SWHC045-01 | Res Central Furnace Only - Fuel Sub - Panel Upgrade - Marine ¦ SDG&E ¦ Marine | Res Central Furnace Only - Fuel Sub - Panel Upgrade - Marine | 0.017779 | 1 | 0 | RASS 2019 | 0 | 2012 | 0.55 | SWHC031-03, SWHC045-01
RES-HVAC-FS-21-PU.15 | Res ¦ Res Efficient Condensing Furnace FS (AFUE = 97) - Panel Upgrade - Hot-Dry ¦ SDG&E ¦ Hot-Dry | Res ¦ Res Efficient Condensing Furnace FS (AFUE = 97) - Panel Upgrade - Hot-Dry | SDG&E ¦ Hot-Dry | SDG&E | All | Electric & Gas | Efficient AFUE97 furnace - Panel Upgrade Group | Efficient | 0 | Conventional | HVAC | Res - Single Family | Res | ROB and NEW | 0 | Residential Households | Household | 20 | DEER:HVAC_Eff_AC | 0 | 0 | 72.3053 | SWHC031-03, SWHC045-01 | 2709.0394 | 2022 | 0 | 425.5256 | 2022 | 0 | 0 | SWHC031-03, SWHC045-01 | Res Central Furnace Only - Fuel Sub - Panel Upgrade - Hot-Dry ¦ SDG&E ¦ Hot-Dry | Res Central Furnace Only - Fuel Sub - Panel Upgrade - Hot-Dry | 0.060801 | 1 | 0 | RASS 2019 | 459.3 | 2032 | 0.55 | SWHC031-03, SWHC045-01
RES-HVAC-FS-21-PU.16 | Res ¦ Res Efficient Condensing Furnace FS (AFUE = 97) - Panel Upgrade - Hot-Dry ¦ SDG&E ¦ Hot-Dry | Res ¦ Res Efficient Condensing Furnace FS (AFUE = 97) - Panel Upgrade - Hot-Dry | SDG&E ¦ Hot-Dry | SDG&E | All | Electric & Gas | Efficient AFUE97 furnace - Panel Upgrade Group | Efficient | 0 | Conventional | HVAC | Res - Multi Family | Res | ROB and NEW | 0 | Residential Households | Household | 20 | DEER:HVAC_Eff_AC | 0 | 0 | 41.7776 | SWHC031-03, SWHC045-01 | 936.7706 | 2022 | 0 | 147.1444 | 2022 | 0 | 0 | SWHC031-03, SWHC045-01 | Res Central Furnace Only - Fuel Sub - Panel Upgrade - Hot-Dry ¦ SDG&E ¦ Hot-Dry | Res Central Furnace Only - Fuel Sub - Panel Upgrade - Hot-Dry | 0.0032132 | 1 | 0 | RASS 2019 | 0 | 2012 | 0.55 | SWHC031-03, SWHC045-01
RES-HVAC-FS-020-PU.1 | Res ¦ Res Furnace Heat Pump Heating Only (SEER 14) - Fuel Sub Future Baseline - Panel Upgrade - Marine ¦ PG&E ¦ Marine | Res ¦ Res Furnace Heat Pump Heating Only (SEER 14) - Fuel Sub Future Baseline - Panel Upgrade - Marine | PG&E ¦ Marine | PG&E | All | Electric & Gas | Central ASHP, SEER14, future baseline - Panel Upgrade Group | Efficient | 2030 | Conventional | HVAC | Res - Single Family | Res | ROB and NEW | 0 | Residential Households | Household | 15 | DEER:HVAC_Eff_AC | 1980.313 | 0.043282 | 0 | SWHC049-02, relative to SWHC045-01 | 1817.8763 | 2019 | 0 | 1396.329 | 2019 | 0 | -55.6529 | SWHC049-02, relative to SWHC045-01 | Res Central Furnace Only - Fuel Sub - Panel Upgrade - Marine ¦ PG&E ¦ Marine | Res Central Furnace Only - Fuel Sub - Panel Upgrade - Marine | 0.13113 | 1 | 0 | RASS 2019 | 0 | 2012 | 0.6 | SWHC049-02, relative to SWHC045-01
RES-HVAC-FS-020-PU.2 | Res ¦ Res Furnace Heat Pump Heating Only (SEER 14) - Fuel Sub Future Baseline - Panel Upgrade - Marine ¦ PG&E ¦ Marine | Res ¦ Res Furnace Heat Pump Heating Only (SEER 14) - Fuel Sub Future Baseline - Panel Upgrade - Marine | PG&E ¦ Marine | PG&E | All | Electric & Gas | Central ASHP, SEER14, future baseline - Panel Upgrade Group | Efficient | 2030 | Conventional | HVAC | Res - Multi Family | Res | ROB and NEW | 0 | Residential Households | Household | 15 | DEER:HVAC_Eff_AC | 647.6 | 0.00602 | 0 | SWHC049-02, relative to SWHC045-01 | 562.81 | 2019 | 0 | 432.3 | 2019 | 0 | -17.23 | SWHC049-02, relative to SWHC045-01 | Res Central Furnace Only - Fuel Sub - Panel Upgrade - Marine ¦ PG&E ¦ Marine | Res Central Furnace Only - Fuel Sub - Panel Upgrade - Marine | 0.013553 | 1 | 0 | RASS 2019 | 0 | 2012 | 0.6 | SWHC049-02, relative to SWHC045-01
RES-HVAC-FS-020-PU.3 | Res ¦ Res Furnace Heat Pump Heating Only (SEER 14) - Fuel Sub Future Baseline - Panel Upgrade - Hot-Dry ¦ PG&E ¦ Hot-Dry | Res ¦ Res Furnace Heat Pump Heating Only (SEER 14) - Fuel Sub Future Baseline - Panel Upgrade - Hot-Dry | PG&E ¦ Hot-Dry | PG&E | All | Electric & Gas | Central ASHP, SEER14, future baseline - Panel Upgrade Group | Efficient | 2030 | Conventional | HVAC | Res - Single Family | Res | ROB and NEW | 0 | Residential Households | Household | 15 | DEER:HVAC_Eff_AC | 2883.972 | 0.10572 | 0 | SWHC049-02, relative to SWHC045-01 | 1390.1407 | 2019 | 0 | 1067.781 | 2019 | 0 | -42.5581 | SWHC049-02, relative to SWHC045-01 | Res Central Furnace Only - Fuel Sub - Panel Upgrade - Hot-Dry ¦ PG&E ¦ Hot-Dry | Res Central Furnace Only - Fuel Sub - Panel Upgrade - Hot-Dry | 0.01709 | 1 | 0 | RASS 2019 | 0 | 2012 | 0.6 | SWHC049-02, relative to SWHC045-01
RES-HVAC-FS-020-PU.4 | Res ¦ Res Furnace Heat Pump Heating Only (SEER 14) - Fuel Sub Future Baseline - Panel Upgrade - Hot-Dry ¦ PG&E ¦ Hot-Dry | Res ¦ Res Furnace Heat Pump Heating Only (SEER 14) - Fuel Sub Future Baseline - Panel Upgrade - Hot-Dry | PG&E ¦ Hot-Dry | PG&E | All | Electric & Gas | Central ASHP, SEER14, future baseline - Panel Upgrade Group | Efficient | 2030 | Conventional | HVAC | Res - Multi Family | Res | ROB and NEW | 0 | Residential Households | Household | 15 | DEER:HVAC_Eff_AC | 1087 | 0.0447 | 0 | SWHC049-02, relative to SWHC045-01 | 562.81 | 2019 | 0 | 432.3 | 2019 | 0 | -17.23 | SWHC049-02, relative to SWHC045-01 | Res Central Furnace Only - Fuel Sub - Panel Upgrade - Hot-Dry ¦ PG&E ¦ Hot-Dry | Res Central Furnace Only - Fuel Sub - Panel Upgrade - Hot-Dry | 0.0019914 | 1 | 0 | RASS 2019 | 0 | 2012 | 0.6 | SWHC049-02, relative to SWHC045-01
RES-HVAC-FS-020-PU.5 | Res ¦ Res Furnace Heat Pump Heating Only (SEER 14) - Fuel Sub Future Baseline - Panel Upgrade - Cold ¦ PG&E ¦ Cold | Res ¦ Res Furnace Heat Pump Heating Only (SEER 14) - Fuel Sub Future Baseline - Panel Upgrade - Cold | PG&E ¦ Cold | PG&E | All | Electric & Gas | Central ASHP, SEER14, future baseline - Panel Upgrade Group | Efficient | 2030 | Conventional | HVAC | Res - Single Family | Res | ROB and NEW | 0 | Residential Households | Household | 15 | DEER:HVAC_Eff_AC | 2858.037 | 0.04693 | 0 | SWHC049-02, relative to SWHC045-01 | 2031.7441 | 2019 | 0 | 1560.603 | 2019 | 0 | -62.2003 | SWHC049-02, relative to SWHC045-01 | Res Central Furnace Only - Fuel Sub - Panel Upgrade - Cold ¦ PG&E ¦ Cold | Res Central Furnace Only - Fuel Sub - Panel Upgrade - Cold | 0.0027245 | 1 | 0 | RASS 2019 | 0 | 2012 | 0.6 | SWHC049-02, relative to SWHC045-01
RES-HVAC-FS-020-PU.6 | Res ¦ Res Furnace Heat Pump Heating Only (SEER 14) - Fuel Sub Future Baseline - Panel Upgrade - Cold ¦ PG&E ¦ Cold | Res ¦ Res Furnace Heat Pump Heating Only (SEER 14) - Fuel Sub Future Baseline - Panel Upgrade - Cold | PG&E ¦ Cold | PG&E | All | Electric & Gas | Central ASHP, SEER14, future baseline - Panel Upgrade Group | Efficient | 2030 | Conventional | HVAC | Res - Multi Family | Res | ROB and NEW | 0 | Residential Households | Household | 15 | DEER:HVAC_Eff_AC | 2057.3 | 0.0328 | 0 | SWHC049-02, relative to SWHC045-01 | 562.81 | 2019 | 0 | 432.3 | 2019 | 0 | -17.23 | SWHC049-02, relative to SWHC045-01 | Res Central Furnace Only - Fuel Sub - Panel Upgrade - Cold ¦ PG&E ¦ Cold | Res Central Furnace Only - Fuel Sub - Panel Upgrade - Cold | 0.0010772 | 1 | 0 | RASS 2019 | 0 | 2012 | 0.6 | SWHC049-02, relative to SWHC045-01
RES-HVAC-FS-020-PU.7 | Res ¦ Res Furnace Heat Pump Heating Only (SEER 14) - Fuel Sub Future Baseline - Panel Upgrade - Marine ¦ SCG ¦ Marine | Res ¦ Res Furnace Heat Pump Heating Only (SEER 14) - Fuel Sub Future Baseline - Panel Upgrade - Marine | SCG ¦ Marine | SCG | All | Electric & Gas | Central ASHP, SEER14, future baseline - Panel Upgrade Group | Efficient | 2030 | Conventional | HVAC | Res - Single Family | Res | ROB and NEW | 0 | Residential Households | Household | 15 | DEER:HVAC_Eff_AC | 1818.134 | 0.099448 | 0 | SWHC049-02, relative to SWHC045-01 | 2256.8681 | 2019 | 0 | 1733.523 | 2019 | 0 | -69.0923 | SWHC049-02, relative to SWHC045-01 | Res Central Furnace Only - Fuel Sub - Panel Upgrade - Marine ¦ SCG ¦ Marine | Res Central Furnace Only - Fuel Sub - Panel Upgrade - Marine | 0.14328 | 1 | 0 | RASS 2019 | 0 | 2012 | 0.6 | SWHC049-02, relative to SWHC045-01
RES-HVAC-FS-020-PU.8 | Res ¦ Res Furnace Heat Pump Heating Only (SEER 14) - Fuel Sub Future Baseline - Panel Upgrade - Marine ¦ SCG ¦ Marine | Res ¦ Res Furnace Heat Pump Heating Only (SEER 14) - Fuel Sub Future Baseline - Panel Upgrade - Marine | SCG ¦ Marine | SCG | All | Electric & Gas | Central ASHP, SEER14, future baseline - Panel Upgrade Group | Efficient | 2030 | Conventional | HVAC | Res - Multi Family | Res | ROB and NEW | 0 | Residential Households | Household | 15 | DEER:HVAC_Eff_AC | 586.752 | 0.02816 | 0 | SWHC049-02, relative to SWHC045-01 | 720.3968 | 2019 | 0 | 553.344 | 2019 | 0 | -22.0544 | SWHC049-02, relative to SWHC045-01 | Res Central Furnace Only - Fuel Sub - Panel Upgrade - Marine ¦ SCG ¦ Marine | Res Central Furnace Only - Fuel Sub - Panel Upgrade - Marine | 0.011339 | 1 | 0 | RASS 2019 | 0 | 2012 | 0.6 | SWHC049-02, relative to SWHC045-01
RES-HVAC-FS-020-PU.9 | Res ¦ Res Furnace Heat Pump Heating Only (SEER 14) - Fuel Sub Future Baseline - Panel Upgrade - Hot-Dry ¦ SCG ¦ Hot-Dry | Res ¦ Res Furnace Heat Pump Heating Only (SEER 14) - Fuel Sub Future Baseline - Panel Upgrade - Hot-Dry | SCG ¦ Hot-Dry | SCG | All | Electric & Gas | Central ASHP, SEER14, future baseline - Panel Upgrade Group | Efficient | 2030 | Conventional | HVAC | Res - Single Family | Res | ROB and NEW | 0 | Residential Households | Household | 15 | DEER:HVAC_Eff_AC | 2836.192 | 0.153 | 0 | SWHC049-02, relative to SWHC045-01 | 1896.6697 | 2019 | 0 | 1456.851 | 2019 | 0 | -58.0651 | SWHC049-02, relative to SWHC045-01 | Res Central Furnace Only - Fuel Sub - Panel Upgrade - Hot-Dry ¦ SCG ¦ Hot-Dry | Res Central Furnace Only - Fuel Sub - Panel Upgrade - Hot-Dry | 0.018698 | 1 | 0 | RASS 2019 | 0 | 2012 | 0.6 | SWHC049-02, relative to SWHC045-01
RES-HVAC-FS-020-PU.10 | Res ¦ Res Furnace Heat Pump Heating Only (SEER 14) - Fuel Sub Future Baseline - Panel Upgrade - Hot-Dry ¦ SCG ¦ Hot-Dry | Res ¦ Res Furnace Heat Pump Heating Only (SEER 14) - Fuel Sub Future Baseline - Panel Upgrade - Hot-Dry | SCG ¦ Hot-Dry | SCG | All | Electric & Gas | Central ASHP, SEER14, future baseline - Panel Upgrade Group | Efficient | 2030 | Conventional | HVAC | Res - Multi Family | Res | ROB and NEW | 0 | Residential Households | Household | 15 | DEER:HVAC_Eff_AC | 880.5 | 0.0399 | 0 | SWHC049-02, relative to SWHC045-01 | 562.81 | 2019 | 0 | 432.3 | 2019 | 0 | -17.23 | SWHC049-02, relative to SWHC045-01 | Res Central Furnace Only - Fuel Sub - Panel Upgrade - Hot-Dry ¦ SCG ¦ Hot-Dry | Res Central Furnace Only - Fuel Sub - Panel Upgrade - Hot-Dry | 0.0014379 | 1 | 0 | RASS 2019 | 0 | 2012 | 0.6 | SWHC049-02, relative to SWHC045-01
RES-HVAC-FS-020-PU.11 | Res ¦ Res Furnace Heat Pump Heating Only (SEER 14) - Fuel Sub Future Baseline - Panel Upgrade - Cold ¦ SCG ¦ Cold | Res ¦ Res Furnace Heat Pump Heating Only (SEER 14) - Fuel Sub Future Baseline - Panel Upgrade - Cold | SCG ¦ Cold | SCG | All | Electric & Gas | Central ASHP, SEER14, future baseline - Panel Upgrade Group | Efficient | 2030 | Conventional | HVAC | Res - Single Family | Res | ROB and NEW | 0 | Residential Households | Household | 15 | DEER:HVAC_Eff_AC | 2858.037 | 0.04693 | 0 | SWHC049-02, relative to SWHC045-01 | 2031.7441 | 2019 | 0 | 1560.603 | 2019 | 0 | -62.2003 | SWHC049-02, relative to SWHC045-01 | Res Central Furnace Only - Fuel Sub - Panel Upgrade - Cold ¦ SCG ¦ Cold | Res Central Furnace Only - Fuel Sub - Panel Upgrade - Cold | 0.031659 | 1 | 0 | RASS 2019 | 0 | 2012 | 0.6 | SWHC049-02, relative to SWHC045-01
RES-HVAC-FS-020-PU.12 | Res ¦ Res Furnace Heat Pump Heating Only (SEER 14) - Fuel Sub Future Baseline - Panel Upgrade - Cold ¦ SCG ¦ Cold | Res ¦ Res Furnace Heat Pump Heating Only (SEER 14) - Fuel Sub Future Baseline - Panel Upgrade - Cold | SCG ¦ Cold | SCG | All | Electric & Gas | Central ASHP, SEER14, future baseline - Panel Upgrade Group | Efficient | 2030 | Conventional | HVAC | Res - Multi Family | Res | ROB and NEW | 0 | Residential Households | Household | 15 | DEER:HVAC_Eff_AC | 2057.3 | 0.0328 | 0 | SWHC049-02, relative to SWHC045-01 | 562.81 | 2019 | 0 | 432.3 | 2019 | 0 | -17.23 | SWHC049-02, relative to SWHC045-01 | Res Central Furnace Only - Fuel Sub - Panel Upgrade - Cold ¦ SCG ¦ Cold | Res Central Furnace Only - Fuel Sub - Panel Upgrade - Cold | 0.0010772 | 1 | 0 | RASS 2019 | 0 | 2012 | 0.6 | SWHC049-02, relative to SWHC045-01
RES-HVAC-FS-020-PU.13 | Res ¦ Res Furnace Heat Pump Heating Only (SEER 14) - Fuel Sub Future Baseline - Panel Upgrade - Marine ¦ SDG&E ¦ Marine | Res ¦ Res Furnace Heat Pump Heating Only (SEER 14) - Fuel Sub Future Baseline - Panel Upgrade - Marine | SDG&E ¦ Marine | SDG&E | All | Electric & Gas | Central ASHP, SEER14, future baseline - Panel Upgrade Group | Efficient | 2030 | Conventional | HVAC | Res - Single Family | Res | ROB and NEW | 0 | Residential Households | Household | 15 | DEER:HVAC_Eff_AC | 1818.134 | 0.099448 | 0 | SWHC049-02, relative to SWHC045-01 | 2256.8681 | 2019 | 0 | 1733.523 | 2019 | 0 | -69.0923 | SWHC049-02, relative to SWHC045-01 | Res Central Furnace Only - Fuel Sub - Panel Upgrade - Marine ¦ SDG&E ¦ Marine | Res Central Furnace Only - Fuel Sub - Panel Upgrade - Marine | 0.053404 | 1 | 0 | RASS 2019 | 0 | 2012 | 0.6 | SWHC049-02, relative to SWHC045-01
RES-HVAC-FS-020-PU.14 | Res ¦ Res Furnace Heat Pump Heating Only (SEER 14) - Fuel Sub Future Baseline - Panel Upgrade - Marine ¦ SDG&E ¦ Marine | Res ¦ Res Furnace Heat Pump Heating Only (SEER 14) - Fuel Sub Future Baseline - Panel Upgrade - Marine | SDG&E ¦ Marine | SDG&E | All | Electric & Gas | Central ASHP, SEER14, future baseline - Panel Upgrade Group | Efficient | 2030 | Conventional | HVAC | Res - Multi Family | Res | ROB and NEW | 0 | Residential Households | Household | 15 | DEER:HVAC_Eff_AC | 586.752 | 0.02816 | 0 | SWHC049-02, relative to SWHC045-01 | 720.3968 | 2019 | 0 | 553.344 | 2019 | 0 | -22.0544 | SWHC049-02, relative to SWHC045-01 | Res Central Furnace Only - Fuel Sub - Panel Upgrade - Marine ¦ SDG&E ¦ Marine | Res Central Furnace Only - Fuel Sub - Panel Upgrade - Marine | 0.017779 | 1 | 0 | RASS 2019 | 0 | 2012 | 0.6 | SWHC049-02, relative to SWHC045-01
RES-HVAC-FS-020-PU.15 | Res ¦ Res Furnace Heat Pump Heating Only (SEER 14) - Fuel Sub Future Baseline - Panel Upgrade - Hot-Dry ¦ SDG&E ¦ Hot-Dry | Res ¦ Res Furnace Heat Pump Heating Only (SEER 14) - Fuel Sub Future Baseline - Panel Upgrade - Hot-Dry | SDG&E ¦ Hot-Dry | SDG&E | All | Electric & Gas | Central ASHP, SEER14, future baseline - Panel Upgrade Group | Efficient | 2030 | Conventional | HVAC | Res - Single Family | Res | ROB and NEW | 0 | Residential Households | Household | 15 | DEER:HVAC_Eff_AC | 1242.27 | 0.078324 | 0 | SWHC049-02, relative to SWHC045-01 | 1806.6201 | 2019 | 0 | 1387.683 | 2019 | 0 | -55.3083 | SWHC049-02, relative to SWHC045-01 | Res Central Furnace Only - Fuel Sub - Panel Upgrade - Hot-Dry ¦ SDG&E ¦ Hot-Dry | Res Central Furnace Only - Fuel Sub - Panel Upgrade - Hot-Dry | 0.060801 | 1 | 0 | RASS 2019 | 0 | 2012 | 0.6 | SWHC049-02, relative to SWHC045-01
RES-HVAC-FS-020-PU.16 | Res ¦ Res Furnace Heat Pump Heating Only (SEER 14) - Fuel Sub Future Baseline - Panel Upgrade - Hot-Dry ¦ SDG&E ¦ Hot-Dry | Res ¦ Res Furnace Heat Pump Heating Only (SEER 14) - Fuel Sub Future Baseline - Panel Upgrade - Hot-Dry | SDG&E ¦ Hot-Dry | SDG&E | All | Electric & Gas | Central ASHP, SEER14, future baseline - Panel Upgrade Group | Efficient | 2030 | Conventional | HVAC | Res - Multi Family | Res | ROB and NEW | 0 | Residential Households | Household | 15 | DEER:HVAC_Eff_AC | 534.798 | 0.023532 | 0 | SWHC049-02, relative to SWHC045-01 | 624.7191 | 2019 | 0 | 479.853 | 2019 | 0 | -19.1253 | SWHC049-02, relative to SWHC045-01 | Res Central Furnace Only - Fuel Sub - Panel Upgrade - Hot-Dry ¦ SDG&E ¦ Hot-Dry | Res Central Furnace Only - Fuel Sub - Panel Upgrade - Hot-Dry | 0.0032132 | 1 | 0 | RASS 2019 | 0 | 2012 | 0.6 | SWHC049-02, relative to SWHC045-01
RES-HVAC-FS-22-PU.1 | Res ¦ Res Furnace Heat Pump Heating Only (SEER 15) - Fuel Sub - Panel Upgrade - Marine ¦ PG&E ¦ Marine | Res ¦ Res Furnace Heat Pump Heating Only (SEER 15) - Fuel Sub - Panel Upgrade - Marine | PG&E ¦ Marine | PG&E | All | Electric & Gas | Central ASHP, SEER15, HSPF >=8.7 - Panel Upgrade Group | Efficient | 0 | Conventional | HVAC | Res - Single Family | Res | ROB Only | 1 | Residential Households | Household | 15 | DEER:HVAC_Eff_AC | 1876.63 | 0 | 0 | SWHC045-01 | 2488.1982 | 2019 | 0 | 1396.329 | 2019 | 4600 | -55.6529 | SWHC045-01 | Res Central Furnace Only - Fuel Sub - Panel Upgrade - Marine ¦ PG&E ¦ Marine | Res Central Furnace Only - Fuel Sub - Panel Upgrade - Marine | 0.13113 | 1 | 0 | RASS 2019 | 0 | 2012 | 1 | SWHC045-01
RES-HVAC-FS-22-PU.2 | Res ¦ Res Furnace Heat Pump Heating Only (SEER 15) - Fuel Sub - Panel Upgrade - Marine ¦ PG&E ¦ Marine | Res ¦ Res Furnace Heat Pump Heating Only (SEER 15) - Fuel Sub - Panel Upgrade - Marine | PG&E ¦ Marine | PG&E | All | Electric & Gas | Central ASHP, SEER15, HSPF >=8.7 - Panel Upgrade Group | Efficient | 0 | Conventional | HVAC | Res - Multi Family | Res | ROB Only | 1 | Residential Households | Household | 15 | DEER:HVAC_Eff_AC | 617 | 0 | 0 | SWHC045-01 | 770.34 | 2019 | 0 | 432.3 | 2019 | 4600 | -17.23 | SWHC045-01 | Res Central Furnace Only - Fuel Sub - Panel Upgrade - Marine ¦ PG&E ¦ Marine | Res Central Furnace Only - Fuel Sub - Panel Upgrade - Marine | 0.013553 | 1 | 0 | RASS 2019 | 0 | 2012 | 1 | SWHC045-01
RES-HVAC-FS-22-PU.3 | Res ¦ Res Furnace Heat Pump Heating Only (SEER 15) - Fuel Sub - Panel Upgrade - Hot-Dry ¦ PG&E ¦ Hot-Dry | Res ¦ Res Furnace Heat Pump Heating Only (SEER 15) - Fuel Sub - Panel Upgrade - Hot-Dry | PG&E ¦ Hot-Dry | PG&E | All | Electric & Gas | Central ASHP, SEER15, HSPF >=8.7 - Panel Upgrade Group | Efficient | 0 | Conventional | HVAC | Res - Single Family | Res | ROB Only | 1 | Residential Households | Household | 15 | DEER:HVAC_Eff_AC | 2741.7 | 0 | 0 | SWHC045-01 | 1902.7398 | 2019 | 0 | 1067.781 | 2019 | 4600 | -42.5581 | SWHC045-01 | Res Central Furnace Only - Fuel Sub - Panel Upgrade - Hot-Dry ¦ PG&E ¦ Hot-Dry | Res Central Furnace Only - Fuel Sub - Panel Upgrade - Hot-Dry | 0.01709 | 1 | 0 | RASS 2019 | 0 | 2012 | 1 | SWHC045-01
RES-HVAC-FS-22-PU.4 | Res ¦ Res Furnace Heat Pump Heating Only (SEER 15) - Fuel Sub - Panel Upgrade - Hot-Dry ¦ PG&E ¦ Hot-Dry | Res ¦ Res Furnace Heat Pump Heating Only (SEER 15) - Fuel Sub - Panel Upgrade - Hot-Dry | PG&E ¦ Hot-Dry | PG&E | All | Electric & Gas | Central ASHP, SEER15, HSPF >=8.7 - Panel Upgrade Group | Efficient | 0 | Conventional | HVAC | Res - Multi Family | Res | ROB Only | 1 | Residential Households | Household | 15 | DEER:HVAC_Eff_AC | 1030 | 0 | 0 | SWHC045-01 | 770.34 | 2019 | 0 | 432.3 | 2019 | 4600 | -17.23 | SWHC045-01 | Res Central Furnace Only - Fuel Sub - Panel Upgrade - Hot-Dry ¦ PG&E ¦ Hot-Dry | Res Central Furnace Only - Fuel Sub - Panel Upgrade - Hot-Dry | 0.0019914 | 1 | 0 | RASS 2019 | 0 | 2012 | 1 | SWHC045-01
RES-HVAC-FS-22-PU.5 | Res ¦ Res Furnace Heat Pump Heating Only (SEER 15) - Fuel Sub - Panel Upgrade - Cold ¦ PG&E ¦ Cold | Res ¦ Res Furnace Heat Pump Heating Only (SEER 15) - Fuel Sub - Panel Upgrade - Cold | PG&E ¦ Cold | PG&E | All | Electric & Gas | Central ASHP, SEER15, HSPF >=8.7 - Panel Upgrade Group | Efficient | 0 | Conventional | HVAC | Res - Single Family | Res | ROB Only | 1 | Residential Households | Household | 15 | DEER:HVAC_Eff_AC | 2750.82 | 0 | 0 | SWHC045-01 | 2780.9274 | 2019 | 0 | 1560.603 | 2019 | 4600 | -62.2003 | SWHC045-01 | Res Central Furnace Only - Fuel Sub - Panel Upgrade - Cold ¦ PG&E ¦ Cold | Res Central Furnace Only - Fuel Sub - Panel Upgrade - Cold | 0.0027245 | 1 | 0 | RASS 2019 | 0 | 2012 | 1 | SWHC045-01
RES-HVAC-FS-22-PU.6 | Res ¦ Res Furnace Heat Pump Heating Only (SEER 15) - Fuel Sub - Panel Upgrade - Cold ¦ PG&E ¦ Cold | Res ¦ Res Furnace Heat Pump Heating Only (SEER 15) - Fuel Sub - Panel Upgrade - Cold | PG&E ¦ Cold | PG&E | All | Electric & Gas | Central ASHP, SEER15, HSPF >=8.7 - Panel Upgrade Group | Efficient | 0 | Conventional | HVAC | Res - Multi Family | Res | ROB Only | 1 | Residential Households | Household | 15 | DEER:HVAC_Eff_AC | 1970 | 0 | 0 | SWHC045-01 | 770.34 | 2019 | 0 | 432.3 | 2019 | 4600 | -17.23 | SWHC045-01 | Res Central Furnace Only - Fuel Sub - Panel Upgrade - Cold ¦ PG&E ¦ Cold | Res Central Furnace Only - Fuel Sub - Panel Upgrade - Cold | 0.0010772 | 1 | 0 | RASS 2019 | 0 | 2012 | 1 | SWHC045-01
RES-HVAC-FS-22-PU.7 | Res ¦ Res Furnace Heat Pump Heating Only (SEER 15) - Fuel Sub - Panel Upgrade - Marine ¦ SCG ¦ Marine | Res ¦ Res Furnace Heat Pump Heating Only (SEER 15) - Fuel Sub - Panel Upgrade - Marine | SCG ¦ Marine | SCG | All | Electric & Gas | Central ASHP, SEER15, HSPF >=8.7 - Panel Upgrade Group | Efficient | 0 | Conventional | HVAC | Res - Single Family | Res | ROB Only | 1 | Residential Households | Household | 15 | DEER:HVAC_Eff_AC | 1732.32 | 0 | 0 | SWHC045-01 | 3089.0634 | 2019 | 0 | 1733.523 | 2019 | 4600 | -69.0923 | SWHC045-01 | Res Central Furnace Only - Fuel Sub - Panel Upgrade - Marine ¦ SCG ¦ Marine | Res Central Furnace Only - Fuel Sub - Panel Upgrade - Marine | 0.14328 | 1 | 0 | RASS 2019 | 0 | 2012 | 1 | SWHC045-01
RES-HVAC-FS-22-PU.8 | Res ¦ Res Furnace Heat Pump Heating Only (SEER 15) - Fuel Sub - Panel Upgrade - Marine ¦ SCG ¦ Marine | Res ¦ Res Furnace Heat Pump Heating Only (SEER 15) - Fuel Sub - Panel Upgrade - Marine | SCG ¦ Marine | SCG | All | Electric & Gas | Central ASHP, SEER15, HSPF >=8.7 - Panel Upgrade Group | Efficient | 0 | Conventional | HVAC | Res - Multi Family | Res | ROB Only | 1 | Residential Households | Household | 15 | DEER:HVAC_Eff_AC | 558.08 | 0 | 0 | SWHC045-01 | 986.0352 | 2019 | 0 | 553.344 | 2019 | 4600 | -22.0544 | SWHC045-01 | Res Central Furnace Only - Fuel Sub - Panel Upgrade - Marine ¦ SCG ¦ Marine | Res Central Furnace Only - Fuel Sub - Panel Upgrade - Marine | 0.011339 | 1 | 0 | RASS 2019 | 0 | 2012 | 1 | SWHC045-01
RES-HVAC-FS-22-PU.9 | Res ¦ Res Furnace Heat Pump Heating Only (SEER 15) - Fuel Sub - Panel Upgrade - Hot-Dry ¦ SCG ¦ Hot-Dry | Res ¦ Res Furnace Heat Pump Heating Only (SEER 15) - Fuel Sub - Panel Upgrade - Hot-Dry | SCG ¦ Hot-Dry | SCG | All | Electric & Gas | Central ASHP, SEER15, HSPF >=8.7 - Panel Upgrade Group | Efficient | 0 | Conventional | HVAC | Res - Single Family | Res | ROB Only | 1 | Residential Households | Household | 15 | DEER:HVAC_Eff_AC | 2682.52 | 0 | 0 | SWHC045-01 | 2596.0458 | 2019 | 0 | 1456.851 | 2019 | 4600 | -58.0651 | SWHC045-01 | Res Central Furnace Only - Fuel Sub - Panel Upgrade - Hot-Dry ¦ SCG ¦ Hot-Dry | Res Central Furnace Only - Fuel Sub - Panel Upgrade - Hot-Dry | 0.018698 | 1 | 0 | RASS 2019 | 0 | 2012 | 1 | SWHC045-01
RES-HVAC-FS-22-PU.10 | Res ¦ Res Furnace Heat Pump Heating Only (SEER 15) - Fuel Sub - Panel Upgrade - Hot-Dry ¦ SCG ¦ Hot-Dry | Res ¦ Res Furnace Heat Pump Heating Only (SEER 15) - Fuel Sub - Panel Upgrade - Hot-Dry | SCG ¦ Hot-Dry | SCG | All | Electric & Gas | Central ASHP, SEER15, HSPF >=8.7 - Panel Upgrade Group | Efficient | 0 | Conventional | HVAC | Res - Multi Family | Res | ROB Only | 1 | Residential Households | Household | 15 | DEER:HVAC_Eff_AC | 831 | 0 | 0 | SWHC045-01 | 770.34 | 2019 | 0 | 432.3 | 2019 | 4600 | -17.23 | SWHC045-01 | Res Central Furnace Only - Fuel Sub - Panel Upgrade - Hot-Dry ¦ SCG ¦ Hot-Dry | Res Central Furnace Only - Fuel Sub - Panel Upgrade - Hot-Dry | 0.0014379 | 1 | 0 | RASS 2019 | 0 | 2012 | 1 | SWHC045-01
RES-HVAC-FS-22-PU.11 | Res ¦ Res Furnace Heat Pump Heating Only (SEER 15) - Fuel Sub - Panel Upgrade - Cold ¦ SCG ¦ Cold | Res ¦ Res Furnace Heat Pump Heating Only (SEER 15) - Fuel Sub - Panel Upgrade - Cold | SCG ¦ Cold | SCG | All | Electric & Gas | Central ASHP, SEER15, HSPF >=8.7 - Panel Upgrade Group | Efficient | 0 | Conventional | HVAC | Res - Single Family | Res | ROB Only | 1 | Residential Households | Household | 15 | DEER:HVAC_Eff_AC | 2750.82 | 0 | 0 | SWHC045-01 | 2780.9274 | 2019 | 0 | 1560.603 | 2019 | 4600 | -62.2003 | SWHC045-01 | Res Central Furnace Only - Fuel Sub - Panel Upgrade - Cold ¦ SCG ¦ Cold | Res Central Furnace Only - Fuel Sub - Panel Upgrade - Cold | 0.031659 | 1 | 0 | RASS 2019 | 0 | 2012 | 1 | SWHC045-01
RES-HVAC-FS-22-PU.12 | Res ¦ Res Furnace Heat Pump Heating Only (SEER 15) - Fuel Sub - Panel Upgrade - Cold ¦ SCG ¦ Cold | Res ¦ Res Furnace Heat Pump Heating Only (SEER 15) - Fuel Sub - Panel Upgrade - Cold | SCG ¦ Cold | SCG | All | Electric & Gas | Central ASHP, SEER15, HSPF >=8.7 - Panel Upgrade Group | Efficient | 0 | Conventional | HVAC | Res - Multi Family | Res | ROB Only | 1 | Residential Households | Household | 15 | DEER:HVAC_Eff_AC | 1970 | 0 | 0 | SWHC045-01 | 770.34 | 2019 | 0 | 432.3 | 2019 | 4600 | -17.23 | SWHC045-01 | Res Central Furnace Only - Fuel Sub - Panel Upgrade - Cold ¦ SCG ¦ Cold | Res Central Furnace Only - Fuel Sub - Panel Upgrade - Cold | 0.0010772 | 1 | 0 | RASS 2019 | 0 | 2012 | 1 | SWHC045-01
RES-HVAC-FS-22-PU.13 | Res ¦ Res Furnace Heat Pump Heating Only (SEER 15) - Fuel Sub - Panel Upgrade - Marine ¦ SDG&E ¦ Marine | Res ¦ Res Furnace Heat Pump Heating Only (SEER 15) - Fuel Sub - Panel Upgrade - Marine | SDG&E ¦ Marine | SDG&E | All | Electric & Gas | Central ASHP, SEER15, HSPF >=8.7 - Panel Upgrade Group | Efficient | 0 | Conventional | HVAC | Res - Single Family | Res | ROB Only | 1 | Residential Households | Household | 15 | DEER:HVAC_Eff_AC | 1732.32 | 0 | 0 | SWHC045-01 | 3089.0634 | 2019 | 0 | 1733.523 | 2019 | 4600 | -69.0923 | SWHC045-01 | Res Central Furnace Only - Fuel Sub - Panel Upgrade - Marine ¦ SDG&E ¦ Marine | Res Central Furnace Only - Fuel Sub - Panel Upgrade - Marine | 0.053404 | 1 | 0 | RASS 2019 | 0 | 2012 | 1 | SWHC045-01
RES-HVAC-FS-22-PU.14 | Res ¦ Res Furnace Heat Pump Heating Only (SEER 15) - Fuel Sub - Panel Upgrade - Marine ¦ SDG&E ¦ Marine | Res ¦ Res Furnace Heat Pump Heating Only (SEER 15) - Fuel Sub - Panel Upgrade - Marine | SDG&E ¦ Marine | SDG&E | All | Electric & Gas | Central ASHP, SEER15, HSPF >=8.7 - Panel Upgrade Group | Efficient | 0 | Conventional | HVAC | Res - Multi Family | Res | ROB Only | 1 | Residential Households | Household | 15 | DEER:HVAC_Eff_AC | 558.08 | 0 | 0 | SWHC045-01 | 986.0352 | 2019 | 0 | 553.344 | 2019 | 4600 | -22.0544 | SWHC045-01 | Res Central Furnace Only - Fuel Sub - Panel Upgrade - Marine ¦ SDG&E ¦ Marine | Res Central Furnace Only - Fuel Sub - Panel Upgrade - Marine | 0.017779 | 1 | 0 | RASS 2019 | 0 | 2012 | 1 | SWHC045-01
RES-HVAC-FS-22-PU.15 | Res ¦ Res Furnace Heat Pump Heating Only (SEER 15) - Fuel Sub - Panel Upgrade - Hot-Dry ¦ SDG&E ¦ Hot-Dry | Res ¦ Res Furnace Heat Pump Heating Only (SEER 15) - Fuel Sub - Panel Upgrade - Hot-Dry | SDG&E ¦ Hot-Dry | SDG&E | All | Electric & Gas | Central ASHP, SEER15, HSPF >=8.7 - Panel Upgrade Group | Efficient | 0 | Conventional | HVAC | Res - Single Family | Res | ROB Only | 1 | Residential Households | Household | 15 | DEER:HVAC_Eff_AC | 1162.02 | 0 | 0 | SWHC045-01 | 2472.7914 | 2019 | 0 | 1387.683 | 2019 | 4600 | -55.3083 | SWHC045-01 | Res Central Furnace Only - Fuel Sub - Panel Upgrade - Hot-Dry ¦ SDG&E ¦ Hot-Dry | Res Central Furnace Only - Fuel Sub - Panel Upgrade - Hot-Dry | 0.060801 | 1 | 0 | RASS 2019 | 0 | 2012 | 1 | SWHC045-01
RES-HVAC-FS-22-PU.16 | Res ¦ Res Furnace Heat Pump Heating Only (SEER 15) - Fuel Sub - Panel Upgrade - Hot-Dry ¦ SDG&E ¦ Hot-Dry | Res ¦ Res Furnace Heat Pump Heating Only (SEER 15) - Fuel Sub - Panel Upgrade - Hot-Dry | SDG&E ¦ Hot-Dry | SDG&E | All | Electric & Gas | Central ASHP, SEER15, HSPF >=8.7 - Panel Upgrade Group | Efficient | 0 | Conventional | HVAC | Res - Multi Family | Res | ROB Only | 1 | Residential Households | Household | 15 | DEER:HVAC_Eff_AC | 503.94 | 0 | 0 | SWHC045-01 | 855.0774 | 2019 | 0 | 479.853 | 2019 | 4600 | -19.1253 | SWHC045-01 | Res Central Furnace Only - Fuel Sub - Panel Upgrade - Hot-Dry ¦ SDG&E ¦ Hot-Dry | Res Central Furnace Only - Fuel Sub - Panel Upgrade - Hot-Dry | 0.0032132 | 1 | 0 | RASS 2019 | 0 | 2012 | 1 | SWHC045-01
RES-HVAC-FS-23-PU.1 | Res ¦ Res Furnace Heat Pump Heating Only (SEER 16) - Fuel Sub - Panel Upgrade - Marine ¦ PG&E ¦ Marine | Res ¦ Res Furnace Heat Pump Heating Only (SEER 16) - Fuel Sub - Panel Upgrade - Marine | PG&E ¦ Marine | PG&E | All | Electric & Gas | Central ASHP, SEER16, HSPF >=9 - Panel Upgrade Group | Efficient | 0 | Conventional | HVAC | Res - Single Family | Res | ROB Only | 1 | Residential Households | Household | 15 | DEER:HVAC_Eff_AC | 1863.71 | 0 | 0 | SWHC045-01 | 3008.8096 | 2019 | 0 | 1396.329 | 2019 | 4600 | -55.6529 | SWHC045-01 | Res Central Furnace Only - Fuel Sub - Panel Upgrade - Marine ¦ PG&E ¦ Marine | Res Central Furnace Only - Fuel Sub - Panel Upgrade - Marine | 0.13113 | 1 | 0 | RASS 2019 | 459.3 | 2032 | 1 | SWHC045-01
RES-HVAC-FS-23-PU.2 | Res ¦ Res Furnace Heat Pump Heating Only (SEER 16) - Fuel Sub - Panel Upgrade - Marine ¦ PG&E ¦ Marine | Res ¦ Res Furnace Heat Pump Heating Only (SEER 16) - Fuel Sub - Panel Upgrade - Marine | PG&E ¦ Marine | PG&E | All | Electric & Gas | Central ASHP, SEER16, HSPF >=9 - Panel Upgrade Group | Efficient | 0 | Conventional | HVAC | Res - Multi Family | Res | ROB Only | 1 | Residential Households | Household | 15 | DEER:HVAC_Eff_AC | 617 | 0 | 0 | SWHC045-01 | 931.52 | 2019 | 0 | 432.3 | 2019 | 4600 | -17.23 | SWHC045-01 | Res Central Furnace Only - Fuel Sub - Panel Upgrade - Marine ¦ PG&E ¦ Marine | Res Central Furnace Only - Fuel Sub - Panel Upgrade - Marine | 0.013553 | 1 | 0 | RASS 2019 | 0 | 2012 | 1 | SWHC045-01
RES-HVAC-FS-23-PU.3 | Res ¦ Res Furnace Heat Pump Heating Only (SEER 16) - Fuel Sub - Panel Upgrade - Hot-Dry ¦ PG&E ¦ Hot-Dry | Res ¦ Res Furnace Heat Pump Heating Only (SEER 16) - Fuel Sub - Panel Upgrade - Hot-Dry | PG&E ¦ Hot-Dry | PG&E | All | Electric & Gas | Central ASHP, SEER16, HSPF >=9 - Panel Upgrade Group | Efficient | 0 | Conventional | HVAC | Res - Single Family | Res | ROB Only | 1 | Residential Households | Household | 15 | DEER:HVAC_Eff_AC | 2717 | 0 | 0 | SWHC045-01 | 2300.8544 | 2019 | 0 | 1067.781 | 2019 | 4600 | -42.5581 | SWHC045-01 | Res Central Furnace Only - Fuel Sub - Panel Upgrade - Hot-Dry ¦ PG&E ¦ Hot-Dry | Res Central Furnace Only - Fuel Sub - Panel Upgrade - Hot-Dry | 0.01709 | 1 | 0 | RASS 2019 | 459.3 | 2032 | 1 | SWHC045-01
RES-HVAC-FS-23-PU.4 | Res ¦ Res Furnace Heat Pump Heating Only (SEER 16) - Fuel Sub - Panel Upgrade - Hot-Dry ¦ PG&E ¦ Hot-Dry | Res ¦ Res Furnace Heat Pump Heating Only (SEER 16) - Fuel Sub - Panel Upgrade - Hot-Dry | PG&E ¦ Hot-Dry | PG&E | All | Electric & Gas | Central ASHP, SEER16, HSPF >=9 - Panel Upgrade Group | Efficient | 0 | Conventional | HVAC | Res - Multi Family | Res | ROB Only | 1 | Residential Households | Household | 15 | DEER:HVAC_Eff_AC | 1030 | 0 | 0 | SWHC045-01 | 931.52 | 2019 | 0 | 432.3 | 2019 | 4600 | -17.23 | SWHC045-01 | Res Central Furnace Only - Fuel Sub - Panel Upgrade - Hot-Dry ¦ PG&E ¦ Hot-Dry | Res Central Furnace Only - Fuel Sub - Panel Upgrade - Hot-Dry | 0.0019914 | 1 | 0 | RASS 2019 | 0 | 2012 | 1 | SWHC045-01
RES-HVAC-FS-23-PU.5 | Res ¦ Res Furnace Heat Pump Heating Only (SEER 16) - Fuel Sub - Panel Upgrade - Cold ¦ PG&E ¦ Cold | Res ¦ Res Furnace Heat Pump Heating Only (SEER 16) - Fuel Sub - Panel Upgrade - Cold | PG&E ¦ Cold | PG&E | All | Electric & Gas | Central ASHP, SEER16, HSPF >=9 - Panel Upgrade Group | Efficient | 0 | Conventional | HVAC | Res - Single Family | Res | ROB Only | 1 | Residential Households | Household | 15 | DEER:HVAC_Eff_AC | 2667.79 | 0 | 0 | SWHC045-01 | 3362.7872 | 2019 | 0 | 1560.603 | 2019 | 4600 | -62.2003 | SWHC045-01 | Res Central Furnace Only - Fuel Sub - Panel Upgrade - Cold ¦ PG&E ¦ Cold | Res Central Furnace Only - Fuel Sub - Panel Upgrade - Cold | 0.0027245 | 1 | 0 | RASS 2019 | 459.3 | 2032 | 1 | SWHC045-01
RES-HVAC-FS-23-PU.6 | Res ¦ Res Furnace Heat Pump Heating Only (SEER 16) - Fuel Sub - Panel Upgrade - Cold ¦ PG&E ¦ Cold | Res ¦ Res Furnace Heat Pump Heating Only (SEER 16) - Fuel Sub - Panel Upgrade - Cold | PG&E ¦ Cold | PG&E | All | Electric & Gas | Central ASHP, SEER16, HSPF >=9 - Panel Upgrade Group | Efficient | 0 | Conventional | HVAC | Res - Multi Family | Res | ROB Only | 1 | Residential Households | Household | 15 | DEER:HVAC_Eff_AC | 1950 | 0 | 0 | SWHC045-01 | 931.52 | 2019 | 0 | 432.3 | 2019 | 4600 | -17.23 | SWHC045-01 | Res Central Furnace Only - Fuel Sub - Panel Upgrade - Cold ¦ PG&E ¦ Cold | Res Central Furnace Only - Fuel Sub - Panel Upgrade - Cold | 0.0010772 | 1 | 0 | RASS 2019 | 0 | 2012 | 1 | SWHC045-01
RES-HVAC-FS-23-PU.7 | Res ¦ Res Furnace Heat Pump Heating Only (SEER 16) - Fuel Sub - Panel Upgrade - Marine ¦ SCG ¦ Marine | Res ¦ Res Furnace Heat Pump Heating Only (SEER 16) - Fuel Sub - Panel Upgrade - Marine | SCG ¦ Marine | SCG | All | Electric & Gas | Central ASHP, SEER16, HSPF >=9 - Panel Upgrade Group | Efficient | 0 | Conventional | HVAC | Res - Single Family | Res | ROB Only | 1 | Residential Households | Household | 15 | DEER:HVAC_Eff_AC | 1712.27 | 0 | 0 | SWHC045-01 | 3735.3952 | 2019 | 0 | 1733.523 | 2019 | 4600 | -69.0923 | SWHC045-01 | Res Central Furnace Only - Fuel Sub - Panel Upgrade - Marine ¦ SCG ¦ Marine | Res Central Furnace Only - Fuel Sub - Panel Upgrade - Marine | 0.14328 | 1 | 0 | RASS 2019 | 459.3 | 2032 | 1 | SWHC045-01
RES-HVAC-FS-23-PU.8 | Res ¦ Res Furnace Heat Pump Heating Only (SEER 16) - Fuel Sub - Panel Upgrade - Marine ¦ SCG ¦ Marine | Res ¦ Res Furnace Heat Pump Heating Only (SEER 16) - Fuel Sub - Panel Upgrade - Marine | SCG ¦ Marine | SCG | All | Electric & Gas | Central ASHP, SEER16, HSPF >=9 - Panel Upgrade Group | Efficient | 0 | Conventional | HVAC | Res - Multi Family | Res | ROB Only | 1 | Residential Households | Household | 15 | DEER:HVAC_Eff_AC | 560.64 | 0 | 0 | SWHC045-01 | 1192.3456 | 2019 | 0 | 553.344 | 2019 | 4600 | -22.0544 | SWHC045-01 | Res Central Furnace Only - Fuel Sub - Panel Upgrade - Marine ¦ SCG ¦ Marine | Res Central Furnace Only - Fuel Sub - Panel Upgrade - Marine | 0.011339 | 1 | 0 | RASS 2019 | 0 | 2012 | 1 | SWHC045-01
RES-HVAC-FS-23-PU.9 | Res ¦ Res Furnace Heat Pump Heating Only (SEER 16) - Fuel Sub - Panel Upgrade - Hot-Dry ¦ SCG ¦ Hot-Dry | Res ¦ Res Furnace Heat Pump Heating Only (SEER 16) - Fuel Sub - Panel Upgrade - Hot-Dry | SCG ¦ Hot-Dry | SCG | All | Electric & Gas | Central ASHP, SEER16, HSPF >=9 - Panel Upgrade Group | Efficient | 0 | Conventional | HVAC | Res - Single Family | Res | ROB Only | 1 | Residential Households | Household | 15 | DEER:HVAC_Eff_AC | 2658.93 | 0 | 0 | SWHC045-01 | 3139.2224 | 2019 | 0 | 1456.851 | 2019 | 4600 | -58.0651 | SWHC045-01 | Res Central Furnace Only - Fuel Sub - Panel Upgrade - Hot-Dry ¦ SCG ¦ Hot-Dry | Res Central Furnace Only - Fuel Sub - Panel Upgrade - Hot-Dry | 0.018698 | 1 | 0 | RASS 2019 | 459.3 | 2032 | 1 | SWHC045-01
RES-HVAC-FS-23-PU.10 | Res ¦ Res Furnace Heat Pump Heating Only (SEER 16) - Fuel Sub - Panel Upgrade - Hot-Dry ¦ SCG ¦ Hot-Dry | Res ¦ Res Furnace Heat Pump Heating Only (SEER 16) - Fuel Sub - Panel Upgrade - Hot-Dry | SCG ¦ Hot-Dry | SCG | All | Electric & Gas | Central ASHP, SEER16, HSPF >=9 - Panel Upgrade Group | Efficient | 0 | Conventional | HVAC | Res - Multi Family | Res | ROB Only | 1 | Residential Households | Household | 15 | DEER:HVAC_Eff_AC | 832 | 0 | 0 | SWHC045-01 | 931.52 | 2019 | 0 | 432.3 | 2019 | 4600 | -17.23 | SWHC045-01 | Res Central Furnace Only - Fuel Sub - Panel Upgrade - Hot-Dry ¦ SCG ¦ Hot-Dry | Res Central Furnace Only - Fuel Sub - Panel Upgrade - Hot-Dry | 0.0014379 | 1 | 0 | RASS 2019 | 0 | 2012 | 1 | SWHC045-01
RES-HVAC-FS-23-PU.11 | Res ¦ Res Furnace Heat Pump Heating Only (SEER 16) - Fuel Sub - Panel Upgrade - Cold ¦ SCG ¦ Cold | Res ¦ Res Furnace Heat Pump Heating Only (SEER 16) - Fuel Sub - Panel Upgrade - Cold | SCG ¦ Cold | SCG | All | Electric & Gas | Central ASHP, SEER16, HSPF >=9 - Panel Upgrade Group | Efficient | 0 | Conventional | HVAC | Res - Single Family | Res | ROB Only | 1 | Residential Households | Household | 15 | DEER:HVAC_Eff_AC | 2667.79 | 0 | 0 | SWHC045-01 | 3362.7872 | 2019 | 0 | 1560.603 | 2019 | 4600 | -62.2003 | SWHC045-01 | Res Central Furnace Only - Fuel Sub - Panel Upgrade - Cold ¦ SCG ¦ Cold | Res Central Furnace Only - Fuel Sub - Panel Upgrade - Cold | 0.031659 | 1 | 0 | RASS 2019 | 459.3 | 2032 | 1 | SWHC045-01
RES-HVAC-FS-23-PU.12 | Res ¦ Res Furnace Heat Pump Heating Only (SEER 16) - Fuel Sub - Panel Upgrade - Cold ¦ SCG ¦ Cold | Res ¦ Res Furnace Heat Pump Heating Only (SEER 16) - Fuel Sub - Panel Upgrade - Cold | SCG ¦ Cold | SCG | All | Electric & Gas | Central ASHP, SEER16, HSPF >=9 - Panel Upgrade Group | Efficient | 0 | Conventional | HVAC | Res - Multi Family | Res | ROB Only | 1 | Residential Households | Household | 15 | DEER:HVAC_Eff_AC | 1950 | 0 | 0 | SWHC045-01 | 931.52 | 2019 | 0 | 432.3 | 2019 | 4600 | -17.23 | SWHC045-01 | Res Central Furnace Only - Fuel Sub - Panel Upgrade - Cold ¦ SCG ¦ Cold | Res Central Furnace Only - Fuel Sub - Panel Upgrade - Cold | 0.0010772 | 1 | 0 | RASS 2019 | 0 | 2012 | 1 | SWHC045-01
RES-HVAC-FS-23-PU.13 | Res ¦ Res Furnace Heat Pump Heating Only (SEER 16) - Fuel Sub - Panel Upgrade - Marine ¦ SDG&E ¦ Marine | Res ¦ Res Furnace Heat Pump Heating Only (SEER 16) - Fuel Sub - Panel Upgrade - Marine | SDG&E ¦ Marine | SDG&E | All | Electric & Gas | Central ASHP, SEER16, HSPF >=9 - Panel Upgrade Group | Efficient | 0 | Conventional | HVAC | Res - Single Family | Res | ROB Only | 1 | Residential Households | Household | 15 | DEER:HVAC_Eff_AC | 1712.27 | 0 | 0 | SWHC045-01 | 3735.3952 | 2019 | 0 | 1733.523 | 2019 | 4600 | -69.0923 | SWHC045-01 | Res Central Furnace Only - Fuel Sub - Panel Upgrade - Marine ¦ SDG&E ¦ Marine | Res Central Furnace Only - Fuel Sub - Panel Upgrade - Marine | 0.053404 | 1 | 0 | RASS 2019 | 459.3 | 2032 | 1 | SWHC045-01
RES-HVAC-FS-23-PU.14 | Res ¦ Res Furnace Heat Pump Heating Only (SEER 16) - Fuel Sub - Panel Upgrade - Marine ¦ SDG&E ¦ Marine | Res ¦ Res Furnace Heat Pump Heating Only (SEER 16) - Fuel Sub - Panel Upgrade - Marine | SDG&E ¦ Marine | SDG&E | All | Electric & Gas | Central ASHP, SEER16, HSPF >=9 - Panel Upgrade Group | Efficient | 0 | Conventional | HVAC | Res - Multi Family | Res | ROB Only | 1 | Residential Households | Household | 15 | DEER:HVAC_Eff_AC | 560.64 | 0 | 0 | SWHC045-01 | 1192.3456 | 2019 | 0 | 553.344 | 2019 | 4600 | -22.0544 | SWHC045-01 | Res Central Furnace Only - Fuel Sub - Panel Upgrade - Marine ¦ SDG&E ¦ Marine | Res Central Furnace Only - Fuel Sub - Panel Upgrade - Marine | 0.017779 | 1 | 0 | RASS 2019 | 0 | 2012 | 1 | SWHC045-01
RES-HVAC-FS-23-PU.15 | Res ¦ Res Furnace Heat Pump Heating Only (SEER 16) - Fuel Sub - Panel Upgrade - Hot-Dry ¦ SDG&E ¦ Hot-Dry | Res ¦ Res Furnace Heat Pump Heating Only (SEER 16) - Fuel Sub - Panel Upgrade - Hot-Dry | SDG&E ¦ Hot-Dry | SDG&E | All | Electric & Gas | Central ASHP, SEER16, HSPF >=9 - Panel Upgrade Group | Efficient | 0 | Conventional | HVAC | Res - Single Family | Res | ROB Only | 1 | Residential Households | Household | 15 | DEER:HVAC_Eff_AC | 1174.86 | 0 | 0 | SWHC045-01 | 2990.1792 | 2019 | 0 | 1387.683 | 2019 | 4600 | -55.3083 | SWHC045-01 | Res Central Furnace Only - Fuel Sub - Panel Upgrade - Hot-Dry ¦ SDG&E ¦ Hot-Dry | Res Central Furnace Only - Fuel Sub - Panel Upgrade - Hot-Dry | 0.060801 | 1 | 0 | RASS 2019 | 459.3 | 2032 | 1 | SWHC045-01
RES-HVAC-FS-23-PU.16 | Res ¦ Res Furnace Heat Pump Heating Only (SEER 16) - Fuel Sub - Panel Upgrade - Hot-Dry ¦ SDG&E ¦ Hot-Dry | Res ¦ Res Furnace Heat Pump Heating Only (SEER 16) - Fuel Sub - Panel Upgrade - Hot-Dry | SDG&E ¦ Hot-Dry | SDG&E | All | Electric & Gas | Central ASHP, SEER16, HSPF >=9 - Panel Upgrade Group | Efficient | 0 | Conventional | HVAC | Res - Multi Family | Res | ROB Only | 1 | Residential Households | Household | 15 | DEER:HVAC_Eff_AC | 510.6 | 0 | 0 | SWHC045-01 | 1033.9872 | 2019 | 0 | 479.853 | 2019 | 4600 | -19.1253 | SWHC045-01 | Res Central Furnace Only - Fuel Sub - Panel Upgrade - Hot-Dry ¦ SDG&E ¦ Hot-Dry | Res Central Furnace Only - Fuel Sub - Panel Upgrade - Hot-Dry | 0.0032132 | 1 | 0 | RASS 2019 | 0 | 2012 | 1 | SWHC045-01
RES-HVAC-FS-24-PU.1 | Res ¦ Res Furnace Heat Pump Heating Only (SEER 17) - Fuel Sub - Panel Upgrade - Marine ¦ PG&E ¦ Marine | Res ¦ Res Furnace Heat Pump Heating Only (SEER 17) - Fuel Sub - Panel Upgrade - Marine | PG&E ¦ Marine | PG&E | All | Electric & Gas | Central ASHP, SEER17, HSPF >=9.4 - Panel Upgrade Group | Efficient | 0 | Conventional | HVAC | Res - Single Family | Res | ROB Only | 1 | Residential Households | Household | 15 | DEER:HVAC_Eff_AC | 1786.19 | 0 | 0 | SWHC045-01 | 3529.421 | 2019 | 0 | 1396.329 | 2019 | 4600 | -55.6529 | SWHC045-01 | Res Central Furnace Only - Fuel Sub - Panel Upgrade - Marine ¦ PG&E ¦ Marine | Res Central Furnace Only - Fuel Sub - Panel Upgrade - Marine | 0.13113 | 1 | 0 | RASS 2019 | 459.3 | 2032 | 1 | SWHC045-01
RES-HVAC-FS-24-PU.2 | Res ¦ Res Furnace Heat Pump Heating Only (SEER 17) - Fuel Sub - Panel Upgrade - Marine ¦ PG&E ¦ Marine | Res ¦ Res Furnace Heat Pump Heating Only (SEER 17) - Fuel Sub - Panel Upgrade - Marine | PG&E ¦ Marine | PG&E | All | Electric & Gas | Central ASHP, SEER17, HSPF >=9.4 - Panel Upgrade Group | Efficient | 0 | Conventional | HVAC | Res - Multi Family | Res | ROB Only | 1 | Residential Households | Household | 15 | DEER:HVAC_Eff_AC | 591 | 0 | 0 | SWHC045-01 | 1092.7 | 2019 | 0 | 432.3 | 2019 | 4600 | -17.23 | SWHC045-01 | Res Central Furnace Only - Fuel Sub - Panel Upgrade - Marine ¦ PG&E ¦ Marine | Res Central Furnace Only - Fuel Sub - Panel Upgrade - Marine | 0.013553 | 1 | 0 | RASS 2019 | 0 | 2012 | 1 | SWHC045-01
RES-HVAC-FS-24-PU.3 | Res ¦ Res Furnace Heat Pump Heating Only (SEER 17) - Fuel Sub - Panel Upgrade - Hot-Dry ¦ PG&E ¦ Hot-Dry | Res ¦ Res Furnace Heat Pump Heating Only (SEER 17) - Fuel Sub - Panel Upgrade - Hot-Dry | PG&E ¦ Hot-Dry | PG&E | All | Electric & Gas | Central ASHP, SEER17, HSPF >=9.4 - Panel Upgrade Group | Efficient | 0 | Conventional | HVAC | Res - Single Family | Res | ROB Only | 1 | Residential Households | Household | 15 | DEER:HVAC_Eff_AC | 2593.5 | 0 | 0 | SWHC045-01 | 2698.969 | 2019 | 0 | 1067.781 | 2019 | 4600 | -42.5581 | SWHC045-01 | Res Central Furnace Only - Fuel Sub - Panel Upgrade - Hot-Dry ¦ PG&E ¦ Hot-Dry | Res Central Furnace Only - Fuel Sub - Panel Upgrade - Hot-Dry | 0.01709 | 1 | 0 | RASS 2019 | 459.3 | 2032 | 1 | SWHC045-01
RES-HVAC-FS-24-PU.4 | Res ¦ Res Furnace Heat Pump Heating Only (SEER 17) - Fuel Sub - Panel Upgrade - Hot-Dry ¦ PG&E ¦ Hot-Dry | Res ¦ Res Furnace Heat Pump Heating Only (SEER 17) - Fuel Sub - Panel Upgrade - Hot-Dry | PG&E ¦ Hot-Dry | PG&E | All | Electric & Gas | Central ASHP, SEER17, HSPF >=9.4 - Panel Upgrade Group | Efficient | 0 | Conventional | HVAC | Res - Multi Family | Res | ROB Only | 1 | Residential Households | Household | 15 | DEER:HVAC_Eff_AC | 977 | 0 | 0 | SWHC045-01 | 1092.7 | 2019 | 0 | 432.3 | 2019 | 4600 | -17.23 | SWHC045-01 | Res Central Furnace Only - Fuel Sub - Panel Upgrade - Hot-Dry ¦ PG&E ¦ Hot-Dry | Res Central Furnace Only - Fuel Sub - Panel Upgrade - Hot-Dry | 0.0019914 | 1 | 0 | RASS 2019 | 0 | 2012 | 1 | SWHC045-01
RES-HVAC-FS-24-PU.5 | Res ¦ Res Furnace Heat Pump Heating Only (SEER 17) - Fuel Sub - Panel Upgrade - Cold ¦ PG&E ¦ Cold | Res ¦ Res Furnace Heat Pump Heating Only (SEER 17) - Fuel Sub - Panel Upgrade - Cold | PG&E ¦ Cold | PG&E | All | Electric & Gas | Central ASHP, SEER17, HSPF >=9.4 - Panel Upgrade Group | Efficient | 0 | Conventional | HVAC | Res - Single Family | Res | ROB Only | 1 | Residential Households | Household | 15 | DEER:HVAC_Eff_AC | 2584.76 | 0 | 0 | SWHC045-01 | 3944.647 | 2019 | 0 | 1560.603 | 2019 | 4600 | -62.2003 | SWHC045-01 | Res Central Furnace Only - Fuel Sub - Panel Upgrade - Cold ¦ PG&E ¦ Cold | Res Central Furnace Only - Fuel Sub - Panel Upgrade - Cold | 0.0027245 | 1 | 0 | RASS 2019 | 459.3 | 2032 | 1 | SWHC045-01
RES-HVAC-FS-24-PU.6 | Res ¦ Res Furnace Heat Pump Heating Only (SEER 17) - Fuel Sub - Panel Upgrade - Cold ¦ PG&E ¦ Cold | Res ¦ Res Furnace Heat Pump Heating Only (SEER 17) - Fuel Sub - Panel Upgrade - Cold | PG&E ¦ Cold | PG&E | All | Electric & Gas | Central ASHP, SEER17, HSPF >=9.4 - Panel Upgrade Group | Efficient | 0 | Conventional | HVAC | Res - Multi Family | Res | ROB Only | 1 | Residential Households | Household | 15 | DEER:HVAC_Eff_AC | 1880 | 0 | 0 | SWHC045-01 | 1092.7 | 2019 | 0 | 432.3 | 2019 | 4600 | -17.23 | SWHC045-01 | Res Central Furnace Only - Fuel Sub - Panel Upgrade - Cold ¦ PG&E ¦ Cold | Res Central Furnace Only - Fuel Sub - Panel Upgrade - Cold | 0.0010772 | 1 | 0 | RASS 2019 | 0 | 2012 | 1 | SWHC045-01
RES-HVAC-FS-24-PU.7 | Res ¦ Res Furnace Heat Pump Heating Only (SEER 17) - Fuel Sub - Panel Upgrade - Marine ¦ SCG ¦ Marine | Res ¦ Res Furnace Heat Pump Heating Only (SEER 17) - Fuel Sub - Panel Upgrade - Marine | SCG ¦ Marine | SCG | All | Electric & Gas | Central ASHP, SEER17, HSPF >=9.4 - Panel Upgrade Group | Efficient | 0 | Conventional | HVAC | Res - Single Family | Res | ROB Only | 1 | Residential Households | Household | 15 | DEER:HVAC_Eff_AC | 1632.07 | 0 | 0 | SWHC045-01 | 4381.727 | 2019 | 0 | 1733.523 | 2019 | 4600 | -69.0923 | SWHC045-01 | Res Central Furnace Only - Fuel Sub - Panel Upgrade - Marine ¦ SCG ¦ Marine | Res Central Furnace Only - Fuel Sub - Panel Upgrade - Marine | 0.14328 | 1 | 0 | RASS 2019 | 459.3 | 2032 | 1 | SWHC045-01
RES-HVAC-FS-24-PU.8 | Res ¦ Res Furnace Heat Pump Heating Only (SEER 17) - Fuel Sub - Panel Upgrade - Marine ¦ SCG ¦ Marine | Res ¦ Res Furnace Heat Pump Heating Only (SEER 17) - Fuel Sub - Panel Upgrade - Marine | SCG ¦ Marine | SCG | All | Electric & Gas | Central ASHP, SEER17, HSPF >=9.4 - Panel Upgrade Group | Efficient | 0 | Conventional | HVAC | Res - Multi Family | Res | ROB Only | 1 | Residential Households | Household | 15 | DEER:HVAC_Eff_AC | 535.04 | 0 | 0 | SWHC045-01 | 1398.656 | 2019 | 0 | 553.344 | 2019 | 4600 | -22.0544 | SWHC045-01 | Res Central Furnace Only - Fuel Sub - Panel Upgrade - Marine ¦ SCG ¦ Marine | Res Central Furnace Only - Fuel Sub - Panel Upgrade - Marine | 0.011339 | 1 | 0 | RASS 2019 | 0 | 2012 | 1 | SWHC045-01
RES-HVAC-FS-24-PU.9 | Res ¦ Res Furnace Heat Pump Heating Only (SEER 17) - Fuel Sub - Panel Upgrade - Hot-Dry ¦ SCG ¦ Hot-Dry | Res ¦ Res Furnace Heat Pump Heating Only (SEER 17) - Fuel Sub - Panel Upgrade - Hot-Dry | SCG ¦ Hot-Dry | SCG | All | Electric & Gas | Central ASHP, SEER17, HSPF >=9.4 - Panel Upgrade Group | Efficient | 0 | Conventional | HVAC | Res - Single Family | Res | ROB Only | 1 | Residential Households | Household | 15 | DEER:HVAC_Eff_AC | 2524.13 | 0 | 0 | SWHC045-01 | 3682.399 | 2019 | 0 | 1456.851 | 2019 | 4600 | -58.0651 | SWHC045-01 | Res Central Furnace Only - Fuel Sub - Panel Upgrade - Hot-Dry ¦ SCG ¦ Hot-Dry | Res Central Furnace Only - Fuel Sub - Panel Upgrade - Hot-Dry | 0.018698 | 1 | 0 | RASS 2019 | 459.3 | 2032 | 1 | SWHC045-01
RES-HVAC-FS-24-PU.10 | Res ¦ Res Furnace Heat Pump Heating Only (SEER 17) - Fuel Sub - Panel Upgrade - Hot-Dry ¦ SCG ¦ Hot-Dry | Res ¦ Res Furnace Heat Pump Heating Only (SEER 17) - Fuel Sub - Panel Upgrade - Hot-Dry | SCG ¦ Hot-Dry | SCG | All | Electric & Gas | Central ASHP, SEER17, HSPF >=9.4 - Panel Upgrade Group | Efficient | 0 | Conventional | HVAC | Res - Multi Family | Res | ROB Only | 1 | Residential Households | Household | 15 | DEER:HVAC_Eff_AC | 789 | 0 | 0 | SWHC045-01 | 1092.7 | 2019 | 0 | 432.3 | 2019 | 4600 | -17.23 | SWHC045-01 | Res Central Furnace Only - Fuel Sub - Panel Upgrade - Hot-Dry ¦ SCG ¦ Hot-Dry | Res Central Furnace Only - Fuel Sub - Panel Upgrade - Hot-Dry | 0.0014379 | 1 | 0 | RASS 2019 | 0 | 2012 | 1 | SWHC045-01
RES-HVAC-FS-24-PU.11 | Res ¦ Res Furnace Heat Pump Heating Only (SEER 17) - Fuel Sub - Panel Upgrade - Cold ¦ SCG ¦ Cold | Res ¦ Res Furnace Heat Pump Heating Only (SEER 17) - Fuel Sub - Panel Upgrade - Cold | SCG ¦ Cold | SCG | All | Electric & Gas | Central ASHP, SEER17, HSPF >=9.4 - Panel Upgrade Group | Efficient | 0 | Conventional | HVAC | Res - Single Family | Res | ROB Only | 1 | Residential Households | Household | 15 | DEER:HVAC_Eff_AC | 2584.76 | 0 | 0 | SWHC045-01 | 3944.647 | 2019 | 0 | 1560.603 | 2019 | 4600 | -62.2003 | SWHC045-01 | Res Central Furnace Only - Fuel Sub - Panel Upgrade - Cold ¦ SCG ¦ Cold | Res Central Furnace Only - Fuel Sub - Panel Upgrade - Cold | 0.031659 | 1 | 0 | RASS 2019 | 459.3 | 2032 | 1 | SWHC045-01
RES-HVAC-FS-24-PU.12 | Res ¦ Res Furnace Heat Pump Heating Only (SEER 17) - Fuel Sub - Panel Upgrade - Cold ¦ SCG ¦ Cold | Res ¦ Res Furnace Heat Pump Heating Only (SEER 17) - Fuel Sub - Panel Upgrade - Cold | SCG ¦ Cold | SCG | All | Electric & Gas | Central ASHP, SEER17, HSPF >=9.4 - Panel Upgrade Group | Efficient | 0 | Conventional | HVAC | Res - Multi Family | Res | ROB Only | 1 | Residential Households | Household | 15 | DEER:HVAC_Eff_AC | 1880 | 0 | 0 | SWHC045-01 | 1092.7 | 2019 | 0 | 432.3 | 2019 | 4600 | -17.23 | SWHC045-01 | Res Central Furnace Only - Fuel Sub - Panel Upgrade - Cold ¦ SCG ¦ Cold | Res Central Furnace Only - Fuel Sub - Panel Upgrade - Cold | 0.0010772 | 1 | 0 | RASS 2019 | 0 | 2012 | 1 | SWHC045-01
RES-HVAC-FS-24-PU.13 | Res ¦ Res Furnace Heat Pump Heating Only (SEER 17) - Fuel Sub - Panel Upgrade - Marine ¦ SDG&E ¦ Marine | Res ¦ Res Furnace Heat Pump Heating Only (SEER 17) - Fuel Sub - Panel Upgrade - Marine | SDG&E ¦ Marine | SDG&E | All | Electric & Gas | Central ASHP, SEER17, HSPF >=9.4 - Panel Upgrade Group | Efficient | 0 | Conventional | HVAC | Res - Single Family | Res | ROB Only | 1 | Residential Households | Household | 15 | DEER:HVAC_Eff_AC | 1632.07 | 0 | 0 | SWHC045-01 | 4381.727 | 2019 | 0 | 1733.523 | 2019 | 4600 | -69.0923 | SWHC045-01 | Res Central Furnace Only - Fuel Sub - Panel Upgrade - Marine ¦ SDG&E ¦ Marine | Res Central Furnace Only - Fuel Sub - Panel Upgrade - Marine | 0.053404 | 1 | 0 | RASS 2019 | 459.3 | 2032 | 1 | SWHC045-01
RES-HVAC-FS-24-PU.14 | Res ¦ Res Furnace Heat Pump Heating Only (SEER 17) - Fuel Sub - Panel Upgrade - Marine ¦ SDG&E ¦ Marine | Res ¦ Res Furnace Heat Pump Heating Only (SEER 17) - Fuel Sub - Panel Upgrade - Marine | SDG&E ¦ Marine | SDG&E | All | Electric & Gas | Central ASHP, SEER17, HSPF >=9.4 - Panel Upgrade Group | Efficient | 0 | Conventional | HVAC | Res - Multi Family | Res | ROB Only | 1 | Residential Households | Household | 15 | DEER:HVAC_Eff_AC | 535.04 | 0 | 0 | SWHC045-01 | 1398.656 | 2019 | 0 | 553.344 | 2019 | 4600 | -22.0544 | SWHC045-01 | Res Central Furnace Only - Fuel Sub - Panel Upgrade - Marine ¦ SDG&E ¦ Marine | Res Central Furnace Only - Fuel Sub - Panel Upgrade - Marine | 0.017779 | 1 | 0 | RASS 2019 | 0 | 2012 | 1 | SWHC045-01
RES-HVAC-FS-24-PU.15 | Res ¦ Res Furnace Heat Pump Heating Only (SEER 17) - Fuel Sub - Panel Upgrade - Hot-Dry ¦ SDG&E ¦ Hot-Dry | Res ¦ Res Furnace Heat Pump Heating Only (SEER 17) - Fuel Sub - Panel Upgrade - Hot-Dry | SDG&E ¦ Hot-Dry | SDG&E | All | Electric & Gas | Central ASHP, SEER17, HSPF >=9.4 - Panel Upgrade Group | Efficient | 0 | Conventional | HVAC | Res - Single Family | Res | ROB Only | 1 | Residential Households | Household | 15 | DEER:HVAC_Eff_AC | 1110.66 | 0 | 0 | SWHC045-01 | 3507.567 | 2019 | 0 | 1387.683 | 2019 | 4600 | -55.3083 | SWHC045-01 | Res Central Furnace Only - Fuel Sub - Panel Upgrade - Hot-Dry ¦ SDG&E ¦ Hot-Dry | Res Central Furnace Only - Fuel Sub - Panel Upgrade - Hot-Dry | 0.060801 | 1 | 0 | RASS 2019 | 459.3 | 2032 | 1 | SWHC045-01
RES-HVAC-FS-24-PU.16 | Res ¦ Res Furnace Heat Pump Heating Only (SEER 17) - Fuel Sub - Panel Upgrade - Hot-Dry ¦ SDG&E ¦ Hot-Dry | Res ¦ Res Furnace Heat Pump Heating Only (SEER 17) - Fuel Sub - Panel Upgrade - Hot-Dry | SDG&E ¦ Hot-Dry | SDG&E | All | Electric & Gas | Central ASHP, SEER17, HSPF >=9.4 - Panel Upgrade Group | Efficient | 0 | Conventional | HVAC | Res - Multi Family | Res | ROB Only | 1 | Residential Households | Household | 15 | DEER:HVAC_Eff_AC | 485.07 | 0 | 0 | SWHC045-01 | 1212.897 | 2019 | 0 | 479.853 | 2019 | 4600 | -19.1253 | SWHC045-01 | Res Central Furnace Only - Fuel Sub - Panel Upgrade - Hot-Dry ¦ SDG&E ¦ Hot-Dry | Res Central Furnace Only - Fuel Sub - Panel Upgrade - Hot-Dry | 0.0032132 | 1 | 0 | RASS 2019 | 0 | 2012 | 1 | SWHC045-01
RES-HVAC-FS-25-PU.1 | Res ¦ Res Furnace Heat Pump Heating Only (SEER 18) - Fuel Sub - Panel Upgrade - Marine ¦ PG&E ¦ Marine | Res ¦ Res Furnace Heat Pump Heating Only (SEER 18) - Fuel Sub - Panel Upgrade - Marine | PG&E ¦ Marine | PG&E | All | Electric & Gas | Central ASHP, SEER18, HSPF >=9.7 - Panel Upgrade Group | Efficient | 0 | Conventional | HVAC | Res - Single Family | Res | ROB Only | 1 | Residential Households | Household | 15 | DEER:HVAC_Eff_AC | 1734.51 | 0 | 0 | SWHC045-01 | 4067.9912 | 2019 | 0 | 1396.329 | 2019 | 4600 | -55.6529 | SWHC045-01 | Res Central Furnace Only - Fuel Sub - Panel Upgrade - Marine ¦ PG&E ¦ Marine | Res Central Furnace Only - Fuel Sub - Panel Upgrade - Marine | 0.13113 | 1 | 0 | RASS 2019 | 459.3 | 2032 | 1 | SWHC045-01
RES-HVAC-FS-25-PU.2 | Res ¦ Res Furnace Heat Pump Heating Only (SEER 18) - Fuel Sub - Panel Upgrade - Marine ¦ PG&E ¦ Marine | Res ¦ Res Furnace Heat Pump Heating Only (SEER 18) - Fuel Sub - Panel Upgrade - Marine | PG&E ¦ Marine | PG&E | All | Electric & Gas | Central ASHP, SEER18, HSPF >=9.7 - Panel Upgrade Group | Efficient | 0 | Conventional | HVAC | Res - Multi Family | Res | ROB Only | 1 | Residential Households | Household | 15 | DEER:HVAC_Eff_AC | 575 | 0 | 0 | SWHC045-01 | 1259.44 | 2019 | 0 | 432.3 | 2019 | 4600 | -17.23 | SWHC045-01 | Res Central Furnace Only - Fuel Sub - Panel Upgrade - Marine ¦ PG&E ¦ Marine | Res Central Furnace Only - Fuel Sub - Panel Upgrade - Marine | 0.013553 | 1 | 0 | RASS 2019 | 0 | 2012 | 1 | SWHC045-01
RES-HVAC-FS-25-PU.3 | Res ¦ Res Furnace Heat Pump Heating Only (SEER 18) - Fuel Sub - Panel Upgrade - Hot-Dry ¦ PG&E ¦ Hot-Dry | Res ¦ Res Furnace Heat Pump Heating Only (SEER 18) - Fuel Sub - Panel Upgrade - Hot-Dry | PG&E ¦ Hot-Dry | PG&E | All | Electric & Gas | Central ASHP, SEER18, HSPF >=9.7 - Panel Upgrade Group | Efficient | 0 | Conventional | HVAC | Res - Single Family | Res | ROB Only | 1 | Residential Households | Household | 15 | DEER:HVAC_Eff_AC | 2519.4 | 0 | 0 | SWHC045-01 | 3110.8168 | 2019 | 0 | 1067.781 | 2019 | 4600 | -42.5581 | SWHC045-01 | Res Central Furnace Only - Fuel Sub - Panel Upgrade - Hot-Dry ¦ PG&E ¦ Hot-Dry | Res Central Furnace Only - Fuel Sub - Panel Upgrade - Hot-Dry | 0.01709 | 1 | 0 | RASS 2019 | 459.3 | 2032 | 1 | SWHC045-01
RES-HVAC-FS-25-PU.4 | Res ¦ Res Furnace Heat Pump Heating Only (SEER 18) - Fuel Sub - Panel Upgrade - Hot-Dry ¦ PG&E ¦ Hot-Dry | Res ¦ Res Furnace Heat Pump Heating Only (SEER 18) - Fuel Sub - Panel Upgrade - Hot-Dry | PG&E ¦ Hot-Dry | PG&E | All | Electric & Gas | Central ASHP, SEER18, HSPF >=9.7 - Panel Upgrade Group | Efficient | 0 | Conventional | HVAC | Res - Multi Family | Res | ROB Only | 1 | Residential Households | Household | 15 | DEER:HVAC_Eff_AC | 939 | 0 | 0 | SWHC045-01 | 1259.44 | 2019 | 0 | 432.3 | 2019 | 4600 | -17.23 | SWHC045-01 | Res Central Furnace Only - Fuel Sub - Panel Upgrade - Hot-Dry ¦ PG&E ¦ Hot-Dry | Res Central Furnace Only - Fuel Sub - Panel Upgrade - Hot-Dry | 0.0019914 | 1 | 0 | RASS 2019 | 0 | 2012 | 1 | SWHC045-01
RES-HVAC-FS-25-PU.5 | Res ¦ Res Furnace Heat Pump Heating Only (SEER 18) - Fuel Sub - Panel Upgrade - Cold ¦ PG&E ¦ Cold | Res ¦ Res Furnace Heat Pump Heating Only (SEER 18) - Fuel Sub - Panel Upgrade - Cold | PG&E ¦ Cold | PG&E | All | Electric & Gas | Central ASHP, SEER18, HSPF >=9.7 - Panel Upgrade Group | Efficient | 0 | Conventional | HVAC | Res - Single Family | Res | ROB Only | 1 | Residential Households | Household | 15 | DEER:HVAC_Eff_AC | 2530.61 | 0 | 0 | SWHC045-01 | 4546.5784 | 2019 | 0 | 1560.603 | 2019 | 4600 | -62.2003 | SWHC045-01 | Res Central Furnace Only - Fuel Sub - Panel Upgrade - Cold ¦ PG&E ¦ Cold | Res Central Furnace Only - Fuel Sub - Panel Upgrade - Cold | 0.0027245 | 1 | 0 | RASS 2019 | 459.3 | 2032 | 1 | SWHC045-01
RES-HVAC-FS-25-PU.6 | Res ¦ Res Furnace Heat Pump Heating Only (SEER 18) - Fuel Sub - Panel Upgrade - Cold ¦ PG&E ¦ Cold | Res ¦ Res Furnace Heat Pump Heating Only (SEER 18) - Fuel Sub - Panel Upgrade - Cold | PG&E ¦ Cold | PG&E | All | Electric & Gas | Central ASHP, SEER18, HSPF >=9.7 - Panel Upgrade Group | Efficient | 0 | Conventional | HVAC | Res - Multi Family | Res | ROB Only | 1 | Residential Households | Household | 15 | DEER:HVAC_Eff_AC | 1830 | 0 | 0 | SWHC045-01 | 1259.44 | 2019 | 0 | 432.3 | 2019 | 4600 | -17.23 | SWHC045-01 | Res Central Furnace Only - Fuel Sub - Panel Upgrade - Cold ¦ PG&E ¦ Cold | Res Central Furnace Only - Fuel Sub - Panel Upgrade - Cold | 0.0010772 | 1 | 0 | RASS 2019 | 0 | 2012 | 1 | SWHC045-01
RES-HVAC-FS-25-PU.7 | Res ¦ Res Furnace Heat Pump Heating Only (SEER 18) - Fuel Sub - Panel Upgrade - Marine ¦ SCG ¦ Marine | Res ¦ Res Furnace Heat Pump Heating Only (SEER 18) - Fuel Sub - Panel Upgrade - Marine | SCG ¦ Marine | SCG | All | Electric & Gas | Central ASHP, SEER18, HSPF >=9.7 - Panel Upgrade Group | Efficient | 0 | Conventional | HVAC | Res - Single Family | Res | ROB Only | 1 | Residential Households | Household | 15 | DEER:HVAC_Eff_AC | 1571.92 | 0 | 0 | SWHC045-01 | 5050.3544 | 2019 | 0 | 1733.523 | 2019 | 4600 | -69.0923 | SWHC045-01 | Res Central Furnace Only - Fuel Sub - Panel Upgrade - Marine ¦ SCG ¦ Marine | Res Central Furnace Only - Fuel Sub - Panel Upgrade - Marine | 0.14328 | 1 | 0 | RASS 2019 | 459.3 | 2032 | 1 | SWHC045-01
RES-HVAC-FS-25-PU.8 | Res ¦ Res Furnace Heat Pump Heating Only (SEER 18) - Fuel Sub - Panel Upgrade - Marine ¦ SCG ¦ Marine | Res ¦ Res Furnace Heat Pump Heating Only (SEER 18) - Fuel Sub - Panel Upgrade - Marine | SCG ¦ Marine | SCG | All | Electric & Gas | Central ASHP, SEER18, HSPF >=9.7 - Panel Upgrade Group | Efficient | 0 | Conventional | HVAC | Res - Multi Family | Res | ROB Only | 1 | Residential Households | Household | 15 | DEER:HVAC_Eff_AC | 514.56 | 0 | 0 | SWHC045-01 | 1612.0832 | 2019 | 0 | 553.344 | 2019 | 4600 | -22.0544 | SWHC045-01 | Res Central Furnace Only - Fuel Sub - Panel Upgrade - Marine ¦ SCG ¦ Marine | Res Central Furnace Only - Fuel Sub - Panel Upgrade - Marine | 0.011339 | 1 | 0 | RASS 2019 | 0 | 2012 | 1 | SWHC045-01
RES-HVAC-FS-25-PU.9 | Res ¦ Res Furnace Heat Pump Heating Only (SEER 18) - Fuel Sub - Panel Upgrade - Hot-Dry ¦ SCG ¦ Hot-Dry | Res ¦ Res Furnace Heat Pump Heating Only (SEER 18) - Fuel Sub - Panel Upgrade - Hot-Dry | SCG ¦ Hot-Dry | SCG | All | Electric & Gas | Central ASHP, SEER18, HSPF >=9.7 - Panel Upgrade Group | Efficient | 0 | Conventional | HVAC | Res - Single Family | Res | ROB Only | 1 | Residential Households | Household | 15 | DEER:HVAC_Eff_AC | 2412.92 | 0 | 0 | SWHC045-01 | 4244.3128 | 2019 | 0 | 1456.851 | 2019 | 4600 | -58.0651 | SWHC045-01 | Res Central Furnace Only - Fuel Sub - Panel Upgrade - Hot-Dry ¦ SCG ¦ Hot-Dry | Res Central Furnace Only - Fuel Sub - Panel Upgrade - Hot-Dry | 0.018698 | 1 | 0 | RASS 2019 | 459.3 | 2032 | 1 | SWHC045-01
RES-HVAC-FS-25-PU.10 | Res ¦ Res Furnace Heat Pump Heating Only (SEER 18) - Fuel Sub - Panel Upgrade - Hot-Dry ¦ SCG ¦ Hot-Dry | Res ¦ Res Furnace Heat Pump Heating Only (SEER 18) - Fuel Sub - Panel Upgrade - Hot-Dry | SCG ¦ Hot-Dry | SCG | All | Electric & Gas | Central ASHP, SEER18, HSPF >=9.7 - Panel Upgrade Group | Efficient | 0 | Conventional | HVAC | Res - Multi Family | Res | ROB Only | 1 | Residential Households | Household | 15 | DEER:HVAC_Eff_AC | 755 | 0 | 0 | SWHC045-01 | 1259.44 | 2019 | 0 | 432.3 | 2019 | 4600 | -17.23 | SWHC045-01 | Res Central Furnace Only - Fuel Sub - Panel Upgrade - Hot-Dry ¦ SCG ¦ Hot-Dry | Res Central Furnace Only - Fuel Sub - Panel Upgrade - Hot-Dry | 0.0014379 | 1 | 0 | RASS 2019 | 0 | 2012 | 1 | SWHC045-01
RES-HVAC-FS-25-PU.11 | Res ¦ Res Furnace Heat Pump Heating Only (SEER 18) - Fuel Sub - Panel Upgrade - Cold ¦ SCG ¦ Cold | Res ¦ Res Furnace Heat Pump Heating Only (SEER 18) - Fuel Sub - Panel Upgrade - Cold | SCG ¦ Cold | SCG | All | Electric & Gas | Central ASHP, SEER18, HSPF >=9.7 - Panel Upgrade Group | Efficient | 0 | Conventional | HVAC | Res - Single Family | Res | ROB Only | 1 | Residential Households | Household | 15 | DEER:HVAC_Eff_AC | 2530.61 | 0 | 0 | SWHC045-01 | 4546.5784 | 2019 | 0 | 1560.603 | 2019 | 4600 | -62.2003 | SWHC045-01 | Res Central Furnace Only - Fuel Sub - Panel Upgrade - Cold ¦ SCG ¦ Cold | Res Central Furnace Only - Fuel Sub - Panel Upgrade - Cold | 0.031659 | 1 | 0 | RASS 2019 | 459.3 | 2032 | 1 | SWHC045-01
RES-HVAC-FS-25-PU.12 | Res ¦ Res Furnace Heat Pump Heating Only (SEER 18) - Fuel Sub - Panel Upgrade - Cold ¦ SCG ¦ Cold | Res ¦ Res Furnace Heat Pump Heating Only (SEER 18) - Fuel Sub - Panel Upgrade - Cold | SCG ¦ Cold | SCG | All | Electric & Gas | Central ASHP, SEER18, HSPF >=9.7 - Panel Upgrade Group | Efficient | 0 | Conventional | HVAC | Res - Multi Family | Res | ROB Only | 1 | Residential Households | Household | 15 | DEER:HVAC_Eff_AC | 1830 | 0 | 0 | SWHC045-01 | 1259.44 | 2019 | 0 | 432.3 | 2019 | 4600 | -17.23 | SWHC045-01 | Res Central Furnace Only - Fuel Sub - Panel Upgrade - Cold ¦ SCG ¦ Cold | Res Central Furnace Only - Fuel Sub - Panel Upgrade - Cold | 0.0010772 | 1 | 0 | RASS 2019 | 0 | 2012 | 1 | SWHC045-01
RES-HVAC-FS-25-PU.13 | Res ¦ Res Furnace Heat Pump Heating Only (SEER 18) - Fuel Sub - Panel Upgrade - Marine ¦ SDG&E ¦ Marine | Res ¦ Res Furnace Heat Pump Heating Only (SEER 18) - Fuel Sub - Panel Upgrade - Marine | SDG&E ¦ Marine | SDG&E | All | Electric & Gas | Central ASHP, SEER18, HSPF >=9.7 - Panel Upgrade Group | Efficient | 0 | Conventional | HVAC | Res - Single Family | Res | ROB Only | 1 | Residential Households | Household | 15 | DEER:HVAC_Eff_AC | 1571.92 | 0 | 0 | SWHC045-01 | 5050.3544 | 2019 | 0 | 1733.523 | 2019 | 4600 | -69.0923 | SWHC045-01 | Res Central Furnace Only - Fuel Sub - Panel Upgrade - Marine ¦ SDG&E ¦ Marine | Res Central Furnace Only - Fuel Sub - Panel Upgrade - Marine | 0.053404 | 1 | 0 | RASS 2019 | 459.3 | 2032 | 1 | SWHC045-01
RES-HVAC-FS-25-PU.14 | Res ¦ Res Furnace Heat Pump Heating Only (SEER 18) - Fuel Sub - Panel Upgrade - Marine ¦ SDG&E ¦ Marine | Res ¦ Res Furnace Heat Pump Heating Only (SEER 18) - Fuel Sub - Panel Upgrade - Marine | SDG&E ¦ Marine | SDG&E | All | Electric & Gas | Central ASHP, SEER18, HSPF >=9.7 - Panel Upgrade Group | Efficient | 0 | Conventional | HVAC | Res - Multi Family | Res | ROB Only | 1 | Residential Households | Household | 15 | DEER:HVAC_Eff_AC | 514.56 | 0 | 0 | SWHC045-01 | 1612.0832 | 2019 | 0 | 553.344 | 2019 | 4600 | -22.0544 | SWHC045-01 | Res Central Furnace Only - Fuel Sub - Panel Upgrade - Marine ¦ SDG&E ¦ Marine | Res Central Furnace Only - Fuel Sub - Panel Upgrade - Marine | 0.017779 | 1 | 0 | RASS 2019 | 0 | 2012 | 1 | SWHC045-01
RES-HVAC-FS-25-PU.15 | Res ¦ Res Furnace Heat Pump Heating Only (SEER 18) - Fuel Sub - Panel Upgrade - Hot-Dry ¦ SDG&E ¦ Hot-Dry | Res ¦ Res Furnace Heat Pump Heating Only (SEER 18) - Fuel Sub - Panel Upgrade - Hot-Dry | SDG&E ¦ Hot-Dry | SDG&E | All | Electric & Gas | Central ASHP, SEER18, HSPF >=9.7 - Panel Upgrade Group | Efficient | 0 | Conventional | HVAC | Res - Single Family | Res | ROB Only | 1 | Residential Households | Household | 15 | DEER:HVAC_Eff_AC | 1059.3 | 0 | 0 | SWHC045-01 | 4042.8024 | 2019 | 0 | 1387.683 | 2019 | 4600 | -55.3083 | SWHC045-01 | Res Central Furnace Only - Fuel Sub - Panel Upgrade - Hot-Dry ¦ SDG&E ¦ Hot-Dry | Res Central Furnace Only - Fuel Sub - Panel Upgrade - Hot-Dry | 0.060801 | 1 | 0 | RASS 2019 | 459.3 | 2032 | 1 | SWHC045-01
RES-HVAC-FS-25-PU.16 | Res ¦ Res Furnace Heat Pump Heating Only (SEER 18) - Fuel Sub - Panel Upgrade - Hot-Dry ¦ SDG&E ¦ Hot-Dry | Res ¦ Res Furnace Heat Pump Heating Only (SEER 18) - Fuel Sub - Panel Upgrade - Hot-Dry | SDG&E ¦ Hot-Dry | SDG&E | All | Electric & Gas | Central ASHP, SEER18, HSPF >=9.7 - Panel Upgrade Group | Efficient | 0 | Conventional | HVAC | Res - Multi Family | Res | ROB Only | 1 | Residential Households | Household | 15 | DEER:HVAC_Eff_AC | 465.09 | 0 | 0 | SWHC045-01 | 1397.9784 | 2019 | 0 | 479.853 | 2019 | 4600 | -19.1253 | SWHC045-01 | Res Central Furnace Only - Fuel Sub - Panel Upgrade - Hot-Dry ¦ SDG&E ¦ Hot-Dry | Res Central Furnace Only - Fuel Sub - Panel Upgrade - Hot-Dry | 0.0032132 | 1 | 0 | RASS 2019 | 0 | 2012 | 1 | SWHC045-01
RES-HVAC-FS-30-PU.1 | Res ¦ Code HVAC Wall Furnace and Room AC - Panel Upgrade - Marine ¦ PG&E ¦ Marine | Res ¦ Code HVAC Wall Furnace and Room AC - Panel Upgrade - Marine | PG&E ¦ Marine | PG&E | All | Electric & Gas | Standard efficiency wall furnace (AFUE=67%) and window AC (EER=11) - Panel Upgrade Group | Average Existing and Code | 0 | Conventional | HVAC | Res - Single Family | Res | ROB and NEW | 0 | Residential Households | Cap-Tons | 15 | DEER:HVAC_Eff_AC | 0 | 0 | 0 | SWHC044-02 | 1082.83 | 2019 | 0 | 280.6 | 2019 | 0 | 0 | SWHC044-02 | Res Ductless HVAC System - Fuel Sub - Panel Upgrade - Marine ¦ PG&E ¦ Marine | Res Ductless HVAC System - Fuel Sub - Panel Upgrade - Marine | 0.0018518 | 1 | 1 | RASS 2019 | 0 | 2012 | 1 | SWHC044-02
RES-HVAC-FS-30-PU.2 | Res ¦ Code HVAC Wall Furnace and Room AC - Panel Upgrade - Marine ¦ PG&E ¦ Marine | Res ¦ Code HVAC Wall Furnace and Room AC - Panel Upgrade - Marine | PG&E ¦ Marine | PG&E | All | Electric & Gas | Standard efficiency wall furnace (AFUE=67%) and window AC (EER=11) - Panel Upgrade Group | Average Existing and Code | 0 | Conventional | HVAC | Res - Multi Family | Res | ROB and NEW | 0 | Residential Households | Cap-Tons | 15 | DEER:HVAC_Eff_AC | 0 | 0 | 0 | SWHC044-02 | 1082.83 | 2019 | 0 | 280.6 | 2019 | 0 | 0 | SWHC044-02 | Res Ductless HVAC System - Fuel Sub - Panel Upgrade - Marine ¦ PG&E ¦ Marine | Res Ductless HVAC System - Fuel Sub - Panel Upgrade - Marine | 4.1848e-06 | 1 | 1 | RASS 2019 | 0 | 2012 | 1 | SWHC044-02
RES-HVAC-FS-30-PU.3 | Res ¦ Code HVAC Wall Furnace and Room AC - Panel Upgrade - Hot-Dry ¦ PG&E ¦ Hot-Dry | Res ¦ Code HVAC Wall Furnace and Room AC - Panel Upgrade - Hot-Dry | PG&E ¦ Hot-Dry | PG&E | All | Electric & Gas | Standard efficiency wall furnace (AFUE=67%) and window AC (EER=11) - Panel Upgrade Group | Average Existing and Code | 0 | Conventional | HVAC | Res - Single Family | Res | ROB and NEW | 0 | Residential Households | Cap-Tons | 15 | DEER:HVAC_Eff_AC | 0 | 0 | 0 | SWHC044-02 | 1082.83 | 2019 | 0 | 280.6 | 2019 | 0 | 0 | SWHC044-02 | Res Ductless HVAC System - Fuel Sub - Panel Upgrade - Hot-Dry ¦ PG&E ¦ Hot-Dry | Res Ductless HVAC System - Fuel Sub - Panel Upgrade - Hot-Dry | 0.0018518 | 1 | 1 | RASS 2019 | 0 | 2012 | 1 | SWHC044-02
RES-HVAC-FS-30-PU.4 | Res ¦ Code HVAC Wall Furnace and Room AC - Panel Upgrade - Hot-Dry ¦ PG&E ¦ Hot-Dry | Res ¦ Code HVAC Wall Furnace and Room AC - Panel Upgrade - Hot-Dry | PG&E ¦ Hot-Dry | PG&E | All | Electric & Gas | Standard efficiency wall furnace (AFUE=67%) and window AC (EER=11) - Panel Upgrade Group | Average Existing and Code | 0 | Conventional | HVAC | Res - Multi Family | Res | ROB and NEW | 0 | Residential Households | Cap-Tons | 15 | DEER:HVAC_Eff_AC | 0 | 0 | 0 | SWHC044-02 | 1082.83 | 2019 | 0 | 280.6 | 2019 | 0 | 0 | SWHC044-02 | Res Ductless HVAC System - Fuel Sub - Panel Upgrade - Hot-Dry ¦ PG&E ¦ Hot-Dry | Res Ductless HVAC System - Fuel Sub - Panel Upgrade - Hot-Dry | 4.1848e-06 | 1 | 1 | RASS 2019 | 0 | 2012 | 1 | SWHC044-02
RES-HVAC-FS-30-PU.5 | Res ¦ Code HVAC Wall Furnace and Room AC - Panel Upgrade - Cold ¦ PG&E ¦ Cold | Res ¦ Code HVAC Wall Furnace and Room AC - Panel Upgrade - Cold | PG&E ¦ Cold | PG&E | All | Electric & Gas | Standard efficiency wall furnace (AFUE=67%) and window AC (EER=11) - Panel Upgrade Group | Average Existing and Code | 0 | Conventional | HVAC | Res - Single Family | Res | ROB and NEW | 0 | Residential Households | Cap-Tons | 15 | DEER:HVAC_Eff_AC | 0 | 0 | 0 | SWHC044-02 | 1082.83 | 2019 | 0 | 280.6 | 2019 | 0 | 0 | SWHC044-02 | Res Ductless HVAC System - Fuel Sub - Panel Upgrade - Cold ¦ PG&E ¦ Cold | Res Ductless HVAC System - Fuel Sub - Panel Upgrade - Cold | 0.0018518 | 1 | 1 | RASS 2019 | 0 | 2012 | 1 | SWHC044-02
RES-HVAC-FS-30-PU.6 | Res ¦ Code HVAC Wall Furnace and Room AC - Panel Upgrade - Cold ¦ PG&E ¦ Cold | Res ¦ Code HVAC Wall Furnace and Room AC - Panel Upgrade - Cold | PG&E ¦ Cold | PG&E | All | Electric & Gas | Standard efficiency wall furnace (AFUE=67%) and window AC (EER=11) - Panel Upgrade Group | Average Existing and Code | 0 | Conventional | HVAC | Res - Multi Family | Res | ROB and NEW | 0 | Residential Households | Cap-Tons | 15 | DEER:HVAC_Eff_AC | 0 | 0 | 0 | SWHC044-02 | 1082.83 | 2019 | 0 | 280.6 | 2019 | 0 | 0 | SWHC044-02 | Res Ductless HVAC System - Fuel Sub - Panel Upgrade - Cold ¦ PG&E ¦ Cold | Res Ductless HVAC System - Fuel Sub - Panel Upgrade - Cold | 4.1848e-06 | 1 | 1 | RASS 2019 | 0 | 2012 | 1 | SWHC044-02
RES-HVAC-FS-30-PU.7 | Res ¦ Code HVAC Wall Furnace and Room AC - Panel Upgrade - Marine ¦ SCG ¦ Marine | Res ¦ Code HVAC Wall Furnace and Room AC - Panel Upgrade - Marine | SCG ¦ Marine | SCG | All | Electric & Gas | Standard efficiency wall furnace (AFUE=67%) and window AC (EER=11) - Panel Upgrade Group | Average Existing and Code | 0 | Conventional | HVAC | Res - Single Family | Res | ROB and NEW | 0 | Residential Households | Cap-Tons | 15 | DEER:HVAC_Eff_AC | 0 | 0 | 0 | SWHC044-02 | 1082.83 | 2019 | 0 | 280.6 | 2019 | 0 | 0 | SWHC044-02 | Res Ductless HVAC System - Fuel Sub - Panel Upgrade - Marine ¦ SCG ¦ Marine | Res Ductless HVAC System - Fuel Sub - Panel Upgrade - Marine | 0.0099519 | 1 | 1 | RASS 2019 | 0 | 2012 | 1 | SWHC044-02
RES-HVAC-FS-30-PU.8 | Res ¦ Code HVAC Wall Furnace and Room AC - Panel Upgrade - Marine ¦ SCG ¦ Marine | Res ¦ Code HVAC Wall Furnace and Room AC - Panel Upgrade - Marine | SCG ¦ Marine | SCG | All | Electric & Gas | Standard efficiency wall furnace (AFUE=67%) and window AC (EER=11) - Panel Upgrade Group | Average Existing and Code | 0 | Conventional | HVAC | Res - Multi Family | Res | ROB and NEW | 0 | Residential Households | Cap-Tons | 15 | DEER:HVAC_Eff_AC | 0 | 0 | 0 | SWHC044-02 | 1082.83 | 2019 | 0 | 280.6 | 2019 | 0 | 0 | SWHC044-02 | Res Ductless HVAC System - Fuel Sub - Panel Upgrade - Marine ¦ SCG ¦ Marine | Res Ductless HVAC System - Fuel Sub - Panel Upgrade - Marine | 0.00016825 | 1 | 1 | RASS 2019 | 0 | 2012 | 1 | SWHC044-02
RES-HVAC-FS-30-PU.9 | Res ¦ Code HVAC Wall Furnace and Room AC - Panel Upgrade - Hot-Dry ¦ SCG ¦ Hot-Dry | Res ¦ Code HVAC Wall Furnace and Room AC - Panel Upgrade - Hot-Dry | SCG ¦ Hot-Dry | SCG | All | Electric & Gas | Standard efficiency wall furnace (AFUE=67%) and window AC (EER=11) - Panel Upgrade Group | Average Existing and Code | 0 | Conventional | HVAC | Res - Single Family | Res | ROB and NEW | 0 | Residential Households | Cap-Tons | 15 | DEER:HVAC_Eff_AC | 0 | 0 | 0 | SWHC044-02 | 1082.83 | 2019 | 0 | 280.6 | 2019 | 0 | 0 | SWHC044-02 | Res Ductless HVAC System - Fuel Sub - Panel Upgrade - Hot-Dry ¦ SCG ¦ Hot-Dry | Res Ductless HVAC System - Fuel Sub - Panel Upgrade - Hot-Dry | 0.0099519 | 1 | 1 | RASS 2019 | 0 | 2012 | 1 | SWHC044-02
RES-HVAC-FS-30-PU.10 | Res ¦ Code HVAC Wall Furnace and Room AC - Panel Upgrade - Hot-Dry ¦ SCG ¦ Hot-Dry | Res ¦ Code HVAC Wall Furnace and Room AC - Panel Upgrade - Hot-Dry | SCG ¦ Hot-Dry | SCG | All | Electric & Gas | Standard efficiency wall furnace (AFUE=67%) and window AC (EER=11) - Panel Upgrade Group | Average Existing and Code | 0 | Conventional | HVAC | Res - Multi Family | Res | ROB and NEW | 0 | Residential Households | Cap-Tons | 15 | DEER:HVAC_Eff_AC | 0 | 0 | 0 | SWHC044-02 | 1082.83 | 2019 | 0 | 280.6 | 2019 | 0 | 0 | SWHC044-02 | Res Ductless HVAC System - Fuel Sub - Panel Upgrade - Hot-Dry ¦ SCG ¦ Hot-Dry | Res Ductless HVAC System - Fuel Sub - Panel Upgrade - Hot-Dry | 0.00016825 | 1 | 1 | RASS 2019 | 0 | 2012 | 1 | SWHC044-02
RES-HVAC-FS-30-PU.11 | Res ¦ Code HVAC Wall Furnace and Room AC - Panel Upgrade - Cold ¦ SCG ¦ Cold | Res ¦ Code HVAC Wall Furnace and Room AC - Panel Upgrade - Cold | SCG ¦ Cold | SCG | All | Electric & Gas | Standard efficiency wall furnace (AFUE=67%) and window AC (EER=11) - Panel Upgrade Group | Average Existing and Code | 0 | Conventional | HVAC | Res - Single Family | Res | ROB and NEW | 0 | Residential Households | Cap-Tons | 15 | DEER:HVAC_Eff_AC | 0 | 0 | 0 | SWHC044-02 | 1082.83 | 2019 | 0 | 280.6 | 2019 | 0 | 0 | SWHC044-02 | Res Ductless HVAC System - Fuel Sub - Panel Upgrade - Cold ¦ SCG ¦ Cold | Res Ductless HVAC System - Fuel Sub - Panel Upgrade - Cold | 0.0099519 | 1 | 1 | RASS 2019 | 0 | 2012 | 1 | SWHC044-02
RES-HVAC-FS-30-PU.12 | Res ¦ Code HVAC Wall Furnace and Room AC - Panel Upgrade - Cold ¦ SCG ¦ Cold | Res ¦ Code HVAC Wall Furnace and Room AC - Panel Upgrade - Cold | SCG ¦ Cold | SCG | All | Electric & Gas | Standard efficiency wall furnace (AFUE=67%) and window AC (EER=11) - Panel Upgrade Group | Average Existing and Code | 0 | Conventional | HVAC | Res - Multi Family | Res | ROB and NEW | 0 | Residential Households | Cap-Tons | 15 | DEER:HVAC_Eff_AC | 0 | 0 | 0 | SWHC044-02 | 1082.83 | 2019 | 0 | 280.6 | 2019 | 0 | 0 | SWHC044-02 | Res Ductless HVAC System - Fuel Sub - Panel Upgrade - Cold ¦ SCG ¦ Cold | Res Ductless HVAC System - Fuel Sub - Panel Upgrade - Cold | 0.00016825 | 1 | 1 | RASS 2019 | 0 | 2012 | 1 | SWHC044-02
RES-HVAC-FS-30-PU.13 | Res ¦ Code HVAC Wall Furnace and Room AC - Panel Upgrade - Marine ¦ SDG&E ¦ Marine | Res ¦ Code HVAC Wall Furnace and Room AC - Panel Upgrade - Marine | SDG&E ¦ Marine | SDG&E | All | Electric & Gas | Standard efficiency wall furnace (AFUE=67%) and window AC (EER=11) - Panel Upgrade Group | Average Existing and Code | 0 | Conventional | HVAC | Res - Single Family | Res | ROB and NEW | 0 | Residential Households | Cap-Tons | 15 | DEER:HVAC_Eff_AC | 0 | 0 | 0 | SWHC044-02 | 1082.83 | 2019 | 0 | 280.6 | 2019 | 0 | 0 | SWHC044-02 | Res Ductless HVAC System - Fuel Sub - Panel Upgrade - Marine ¦ SDG&E ¦ Marine | Res Ductless HVAC System - Fuel Sub - Panel Upgrade - Marine | 0.010537 | 1 | 1 | RASS 2019 | 0 | 2012 | 1 | SWHC044-02
RES-HVAC-FS-30-PU.14 | Res ¦ Code HVAC Wall Furnace and Room AC - Panel Upgrade - Marine ¦ SDG&E ¦ Marine | Res ¦ Code HVAC Wall Furnace and Room AC - Panel Upgrade - Marine | SDG&E ¦ Marine | SDG&E | All | Electric & Gas | Standard efficiency wall furnace (AFUE=67%) and window AC (EER=11) - Panel Upgrade Group | Average Existing and Code | 0 | Conventional | HVAC | Res - Multi Family | Res | ROB and NEW | 0 | Residential Households | Cap-Tons | 15 | DEER:HVAC_Eff_AC | 0 | 0 | 0 | SWHC044-02 | 1082.83 | 2019 | 0 | 280.6 | 2019 | 0 | 0 | SWHC044-02 | Res Ductless HVAC System - Fuel Sub - Panel Upgrade - Marine ¦ SDG&E ¦ Marine | Res Ductless HVAC System - Fuel Sub - Panel Upgrade - Marine | 3.2566e-05 | 1 | 1 | RASS 2019 | 0 | 2012 | 1 | SWHC044-02
RES-HVAC-FS-30-PU.15 | Res ¦ Code HVAC Wall Furnace and Room AC - Panel Upgrade - Hot-Dry ¦ SDG&E ¦ Hot-Dry | Res ¦ Code HVAC Wall Furnace and Room AC - Panel Upgrade - Hot-Dry | SDG&E ¦ Hot-Dry | SDG&E | All | Electric & Gas | Standard efficiency wall furnace (AFUE=67%) and window AC (EER=11) - Panel Upgrade Group | Average Existing and Code | 0 | Conventional | HVAC | Res - Single Family | Res | ROB and NEW | 0 | Residential Households | Cap-Tons | 15 | DEER:HVAC_Eff_AC | 0 | 0 | 0 | SWHC044-02 | 1082.83 | 2019 | 0 | 280.6 | 2019 | 0 | 0 | SWHC044-02 | Res Ductless HVAC System - Fuel Sub - Panel Upgrade - Hot-Dry ¦ SDG&E ¦ Hot-Dry | Res Ductless HVAC System - Fuel Sub - Panel Upgrade - Hot-Dry | 0.010537 | 1 | 1 | RASS 2019 | 0 | 2012 | 1 | SWHC044-02
RES-HVAC-FS-30-PU.16 | Res ¦ Code HVAC Wall Furnace and Room AC - Panel Upgrade - Hot-Dry ¦ SDG&E ¦ Hot-Dry | Res ¦ Code HVAC Wall Furnace and Room AC - Panel Upgrade - Hot-Dry | SDG&E ¦ Hot-Dry | SDG&E | All | Electric & Gas | Standard efficiency wall furnace (AFUE=67%) and window AC (EER=11) - Panel Upgrade Group | Average Existing and Code | 0 | Conventional | HVAC | Res - Multi Family | Res | ROB and NEW | 0 | Residential Households | Cap-Tons | 15 | DEER:HVAC_Eff_AC | 0 | 0 | 0 | SWHC044-02 | 1082.83 | 2019 | 0 | 280.6 | 2019 | 0 | 0 | SWHC044-02 | Res Ductless HVAC System - Fuel Sub - Panel Upgrade - Hot-Dry ¦ SDG&E ¦ Hot-Dry | Res Ductless HVAC System - Fuel Sub - Panel Upgrade - Hot-Dry | 3.2566e-05 | 1 | 1 | RASS 2019 | 0 | 2012 | 1 | SWHC044-02
RES-HVAC-FS-31-PU.1 | Res ¦ Efficient Wall Furnace and ENERGY STAR Room AC - Panel Upgrade - Marine ¦ PG&E ¦ Marine | Res ¦ Efficient Wall Furnace and ENERGY STAR Room AC - Panel Upgrade - Marine | PG&E ¦ Marine | PG&E | All | Electric & Gas | Efficient wall furnace and ENERGY STAR room AC - Panel Upgrade Group | Efficient | 0 | Conventional | HVAC | Res - Single Family | Res | ROB and NEW | 0 | Residential Households | Cap-Tons | 14.5 | DEER:HVAC_Eff_AC | -21.8025 | -0.012823 | -4.68 | SWAP007-02, SWHC001-03 | 1219.0651 | 2022 | 0 | 280.6 | 2022 | 0 | 0 | SWAP007-02, SWHC001-03 | Res Ductless HVAC System - Fuel Sub - Panel Upgrade - Marine ¦ PG&E ¦ Marine | Res Ductless HVAC System - Fuel Sub - Panel Upgrade - Marine | 0.0018518 | 1 | 0 | RASS 2019 | 136.5339 | 2032 | 0.455 | SWAP007-02, SWHC001-03
RES-HVAC-FS-31-PU.2 | Res ¦ Efficient Wall Furnace and ENERGY STAR Room AC - Panel Upgrade - Marine ¦ PG&E ¦ Marine | Res ¦ Efficient Wall Furnace and ENERGY STAR Room AC - Panel Upgrade - Marine | PG&E ¦ Marine | PG&E | All | Electric & Gas | Efficient wall furnace and ENERGY STAR room AC - Panel Upgrade Group | Efficient | 0 | Conventional | HVAC | Res - Multi Family | Res | ROB and NEW | 0 | Residential Households | Cap-Tons | 14.5 | DEER:HVAC_Eff_AC | -6.75 | -0.00397 | -4.92 | SWAP007-02, SWHC001-03 | 1200.4 | 2022 | 0 | 280.6 | 2022 | 0 | 0 | SWAP007-02, SWHC001-03 | Res Ductless HVAC System - Fuel Sub - Panel Upgrade - Marine ¦ PG&E ¦ Marine | Res Ductless HVAC System - Fuel Sub - Panel Upgrade - Marine | 4.1848e-06 | 1 | 0 | RASS 2019 | 0 | 2012 | 0.455 | SWAP007-02, SWHC001-03
RES-HVAC-FS-31-PU.3 | Res ¦ Efficient Wall Furnace and ENERGY STAR Room AC - Panel Upgrade - Hot-Dry ¦ PG&E ¦ Hot-Dry | Res ¦ Efficient Wall Furnace and ENERGY STAR Room AC - Panel Upgrade - Hot-Dry | PG&E ¦ Hot-Dry | PG&E | All | Electric & Gas | Efficient wall furnace and ENERGY STAR room AC - Panel Upgrade Group | Efficient | 0 | Conventional | HVAC | Res - Single Family | Res | ROB and NEW | 0 | Residential Households | Cap-Tons | 14.5 | DEER:HVAC_Eff_AC | -69.901 | -0.058539 | -4.16 | SWAP007-02, SWHC001-03 | 1212.7039 | 2022 | 0 | 280.6 | 2022 | 0 | 0 | SWAP007-02, SWHC001-03 | Res Ductless HVAC System - Fuel Sub - Panel Upgrade - Hot-Dry ¦ PG&E ¦ Hot-Dry | Res Ductless HVAC System - Fuel Sub - Panel Upgrade - Hot-Dry | 0.0018518 | 1 | 0 | RASS 2019 | 136.5339 | 2032 | 0.455 | SWAP007-02, SWHC001-03
RES-HVAC-FS-31-PU.4 | Res ¦ Efficient Wall Furnace and ENERGY STAR Room AC - Panel Upgrade - Hot-Dry ¦ PG&E ¦ Hot-Dry | Res ¦ Efficient Wall Furnace and ENERGY STAR Room AC - Panel Upgrade - Hot-Dry | PG&E ¦ Hot-Dry | PG&E | All | Electric & Gas | Efficient wall furnace and ENERGY STAR room AC - Panel Upgrade Group | Efficient | 0 | Conventional | HVAC | Res - Multi Family | Res | ROB and NEW | 0 | Residential Households | Cap-Tons | 14.5 | DEER:HVAC_Eff_AC | -28.3 | -0.0237 | -4.36 | SWAP007-02, SWHC001-03 | 1200.4 | 2022 | 0 | 280.6 | 2022 | 0 | 0 | SWAP007-02, SWHC001-03 | Res Ductless HVAC System - Fuel Sub - Panel Upgrade - Hot-Dry ¦ PG&E ¦ Hot-Dry | Res Ductless HVAC System - Fuel Sub - Panel Upgrade - Hot-Dry | 4.1848e-06 | 1 | 0 | RASS 2019 | 0 | 2012 | 0.455 | SWAP007-02, SWHC001-03
RES-HVAC-FS-31-PU.5 | Res ¦ Efficient Wall Furnace and ENERGY STAR Room AC - Panel Upgrade - Cold ¦ PG&E ¦ Cold | Res ¦ Efficient Wall Furnace and ENERGY STAR Room AC - Panel Upgrade - Cold | PG&E ¦ Cold | PG&E | All | Electric & Gas | Efficient wall furnace and ENERGY STAR room AC - Panel Upgrade Group | Efficient | 0 | Conventional | HVAC | Res - Single Family | Res | ROB and NEW | 0 | Residential Households | Cap-Tons | 14.5 | DEER:HVAC_Eff_AC | -105.773 | -0.088625 | -3.068 | SWAP007-02, SWHC001-03 | 1222.2457 | 2022 | 0 | 280.6 | 2022 | 0 | 0 | SWAP007-02, SWHC001-03 | Res Ductless HVAC System - Fuel Sub - Panel Upgrade - Cold ¦ PG&E ¦ Cold | Res Ductless HVAC System - Fuel Sub - Panel Upgrade - Cold | 0.0018518 | 1 | 0 | RASS 2019 | 136.5339 | 2032 | 0.455 | SWAP007-02, SWHC001-03
RES-HVAC-FS-31-PU.6 | Res ¦ Efficient Wall Furnace and ENERGY STAR Room AC - Panel Upgrade - Cold ¦ PG&E ¦ Cold | Res ¦ Efficient Wall Furnace and ENERGY STAR Room AC - Panel Upgrade - Cold | PG&E ¦ Cold | PG&E | All | Electric & Gas | Efficient wall furnace and ENERGY STAR room AC - Panel Upgrade Group | Efficient | 0 | Conventional | HVAC | Res - Multi Family | Res | ROB and NEW | 0 | Residential Households | Cap-Tons | 14.5 | DEER:HVAC_Eff_AC | -29.3 | -0.02455 | -5.04 | SWAP007-02, SWHC001-03 | 1200.4 | 2022 | 0 | 280.6 | 2022 | 0 | 0 | SWAP007-02, SWHC001-03 | Res Ductless HVAC System - Fuel Sub - Panel Upgrade - Cold ¦ PG&E ¦ Cold | Res Ductless HVAC System - Fuel Sub - Panel Upgrade - Cold | 4.1848e-06 | 1 | 0 | RASS 2019 | 0 | 2012 | 0.455 | SWAP007-02, SWHC001-03
RES-HVAC-FS-31-PU.7 | Res ¦ Efficient Wall Furnace and ENERGY STAR Room AC - Panel Upgrade - Marine ¦ SCG ¦ Marine | Res ¦ Efficient Wall Furnace and ENERGY STAR Room AC - Panel Upgrade - Marine | SCG ¦ Marine | SCG | All | Electric & Gas | Efficient wall furnace and ENERGY STAR room AC - Panel Upgrade Group | Efficient | 0 | Conventional | HVAC | Res - Single Family | Res | ROB and NEW | 0 | Residential Households | Cap-Tons | 14.5 | DEER:HVAC_Eff_AC | -36.6915 | -0.021454 | -3.104 | SWAP007-02, SWHC001-03 | 1225.5937 | 2022 | 0 | 280.6 | 2022 | 0 | 0 | SWAP007-02, SWHC001-03 | Res Ductless HVAC System - Fuel Sub - Panel Upgrade - Marine ¦ SCG ¦ Marine | Res Ductless HVAC System - Fuel Sub - Panel Upgrade - Marine | 0.0099519 | 1 | 0 | RASS 2019 | 136.5339 | 2032 | 0.455 | SWAP007-02, SWHC001-03
RES-HVAC-FS-31-PU.8 | Res ¦ Efficient Wall Furnace and ENERGY STAR Room AC - Panel Upgrade - Marine ¦ SCG ¦ Marine | Res ¦ Efficient Wall Furnace and ENERGY STAR Room AC - Panel Upgrade - Marine | SCG ¦ Marine | SCG | All | Electric & Gas | Efficient wall furnace and ENERGY STAR room AC - Panel Upgrade Group | Efficient | 0 | Conventional | HVAC | Res - Multi Family | Res | ROB and NEW | 0 | Residential Households | Cap-Tons | 14.5 | DEER:HVAC_Eff_AC | -11.712 | -0.006848 | -3.852 | SWAP007-02, SWHC001-03 | 1202.7436 | 2022 | 0 | 280.6 | 2022 | 0 | 0 | SWAP007-02, SWHC001-03 | Res Ductless HVAC System - Fuel Sub - Panel Upgrade - Marine ¦ SCG ¦ Marine | Res Ductless HVAC System - Fuel Sub - Panel Upgrade - Marine | 0.00016825 | 1 | 0 | RASS 2019 | 0 | 2012 | 0.455 | SWAP007-02, SWHC001-03
RES-HVAC-FS-31-PU.9 | Res ¦ Efficient Wall Furnace and ENERGY STAR Room AC - Panel Upgrade - Hot-Dry ¦ SCG ¦ Hot-Dry | Res ¦ Efficient Wall Furnace and ENERGY STAR Room AC - Panel Upgrade - Hot-Dry | SCG ¦ Hot-Dry | SCG | All | Electric & Gas | Efficient wall furnace and ENERGY STAR room AC - Panel Upgrade Group | Efficient | 0 | Conventional | HVAC | Res - Single Family | Res | ROB and NEW | 0 | Residential Households | Cap-Tons | 14.5 | DEER:HVAC_Eff_AC | -74.3085 | -0.056785 | -3.556 | SWAP007-02, SWHC001-03 | 1220.2369 | 2022 | 0 | 280.6 | 2022 | 0 | 0 | SWAP007-02, SWHC001-03 | Res Ductless HVAC System - Fuel Sub - Panel Upgrade - Hot-Dry ¦ SCG ¦ Hot-Dry | Res Ductless HVAC System - Fuel Sub - Panel Upgrade - Hot-Dry | 0.0099519 | 1 | 0 | RASS 2019 | 136.5339 | 2032 | 0.455 | SWAP007-02, SWHC001-03
RES-HVAC-FS-31-PU.10 | Res ¦ Efficient Wall Furnace and ENERGY STAR Room AC - Panel Upgrade - Hot-Dry ¦ SCG ¦ Hot-Dry | Res ¦ Efficient Wall Furnace and ENERGY STAR Room AC - Panel Upgrade - Hot-Dry | SCG ¦ Hot-Dry | SCG | All | Electric & Gas | Efficient wall furnace and ENERGY STAR room AC - Panel Upgrade Group | Efficient | 0 | Conventional | HVAC | Res - Multi Family | Res | ROB and NEW | 0 | Residential Households | Cap-Tons | 14.5 | DEER:HVAC_Eff_AC | -22.05 | -0.01685 | -4.16 | SWAP007-02, SWHC001-03 | 1200.4 | 2022 | 0 | 280.6 | 2022 | 0 | 0 | SWAP007-02, SWHC001-03 | Res Ductless HVAC System - Fuel Sub - Panel Upgrade - Hot-Dry ¦ SCG ¦ Hot-Dry | Res Ductless HVAC System - Fuel Sub - Panel Upgrade - Hot-Dry | 0.00016825 | 1 | 0 | RASS 2019 | 0 | 2012 | 0.455 | SWAP007-02, SWHC001-03
RES-HVAC-FS-31-PU.11 | Res ¦ Efficient Wall Furnace and ENERGY STAR Room AC - Panel Upgrade - Cold ¦ SCG ¦ Cold | Res ¦ Efficient Wall Furnace and ENERGY STAR Room AC - Panel Upgrade - Cold | SCG ¦ Cold | SCG | All | Electric & Gas | Efficient wall furnace and ENERGY STAR room AC - Panel Upgrade Group | Efficient | 0 | Conventional | HVAC | Res - Single Family | Res | ROB and NEW | 0 | Residential Households | Cap-Tons | 14.5 | DEER:HVAC_Eff_AC | -105.773 | -0.088625 | -3.068 | SWAP007-02, SWHC001-03 | 1222.2457 | 2022 | 0 | 280.6 | 2022 | 0 | 0 | SWAP007-02, SWHC001-03 | Res Ductless HVAC System - Fuel Sub - Panel Upgrade - Cold ¦ SCG ¦ Cold | Res Ductless HVAC System - Fuel Sub - Panel Upgrade - Cold | 0.0099519 | 1 | 0 | RASS 2019 | 136.5339 | 2032 | 0.455 | SWAP007-02, SWHC001-03
RES-HVAC-FS-31-PU.12 | Res ¦ Efficient Wall Furnace and ENERGY STAR Room AC - Panel Upgrade - Cold ¦ SCG ¦ Cold | Res ¦ Efficient Wall Furnace and ENERGY STAR Room AC - Panel Upgrade - Cold | SCG ¦ Cold | SCG | All | Electric & Gas | Efficient wall furnace and ENERGY STAR room AC - Panel Upgrade Group | Efficient | 0 | Conventional | HVAC | Res - Multi Family | Res | ROB and NEW | 0 | Residential Households | Cap-Tons | 14.5 | DEER:HVAC_Eff_AC | -29.3 | -0.02455 | -5.04 | SWAP007-02, SWHC001-03 | 1200.4 | 2022 | 0 | 280.6 | 2022 | 0 | 0 | SWAP007-02, SWHC001-03 | Res Ductless HVAC System - Fuel Sub - Panel Upgrade - Cold ¦ SCG ¦ Cold | Res Ductless HVAC System - Fuel Sub - Panel Upgrade - Cold | 0.00016825 | 1 | 0 | RASS 2019 | 0 | 2012 | 0.455 | SWAP007-02, SWHC001-03
RES-HVAC-FS-31-PU.13 | Res ¦ Efficient Wall Furnace and ENERGY STAR Room AC - Panel Upgrade - Marine ¦ SDG&E ¦ Marine | Res ¦ Efficient Wall Furnace and ENERGY STAR Room AC - Panel Upgrade - Marine | SDG&E ¦ Marine | SDG&E | All | Electric & Gas | Efficient wall furnace and ENERGY STAR room AC - Panel Upgrade Group | Efficient | 0 | Conventional | HVAC | Res - Single Family | Res | ROB and NEW | 0 | Residential Households | Cap-Tons | 14.5 | DEER:HVAC_Eff_AC | -36.6915 | -0.021454 | -3.104 | SWAP007-02, SWHC001-03 | 1225.5937 | 2022 | 0 | 280.6 | 2022 | 0 | 0 | SWAP007-02, SWHC001-03 | Res Ductless HVAC System - Fuel Sub - Panel Upgrade - Marine ¦ SDG&E ¦ Marine | Res Ductless HVAC System - Fuel Sub - Panel Upgrade - Marine | 0.010537 | 1 | 0 | RASS 2019 | 136.5339 | 2032 | 0.455 | SWAP007-02, SWHC001-03
RES-HVAC-FS-31-PU.14 | Res ¦ Efficient Wall Furnace and ENERGY STAR Room AC - Panel Upgrade - Marine ¦ SDG&E ¦ Marine | Res ¦ Efficient Wall Furnace and ENERGY STAR Room AC - Panel Upgrade - Marine | SDG&E ¦ Marine | SDG&E | All | Electric & Gas | Efficient wall furnace and ENERGY STAR room AC - Panel Upgrade Group | Efficient | 0 | Conventional | HVAC | Res - Multi Family | Res | ROB and NEW | 0 | Residential Households | Cap-Tons | 14.5 | DEER:HVAC_Eff_AC | -11.712 | -0.006848 | -3.852 | SWAP007-02, SWHC001-03 | 1202.7436 | 2022 | 0 | 280.6 | 2022 | 0 | 0 | SWAP007-02, SWHC001-03 | Res Ductless HVAC System - Fuel Sub - Panel Upgrade - Marine ¦ SDG&E ¦ Marine | Res Ductless HVAC System - Fuel Sub - Panel Upgrade - Marine | 3.2566e-05 | 1 | 0 | RASS 2019 | 0 | 2012 | 0.455 | SWAP007-02, SWHC001-03
RES-HVAC-FS-31-PU.15 | Res ¦ Efficient Wall Furnace and ENERGY STAR Room AC - Panel Upgrade - Hot-Dry ¦ SDG&E ¦ Hot-Dry | Res ¦ Efficient Wall Furnace and ENERGY STAR Room AC - Panel Upgrade - Hot-Dry | SDG&E ¦ Hot-Dry | SDG&E | All | Electric & Gas | Efficient wall furnace and ENERGY STAR room AC - Panel Upgrade Group | Efficient | 0 | Conventional | HVAC | Res - Single Family | Res | ROB and NEW | 0 | Residential Households | Cap-Tons | 14.5 | DEER:HVAC_Eff_AC | -34.989 | -0.01926 | -3.224 | SWAP007-02, SWHC001-03 | 1218.8977 | 2022 | 0 | 280.6 | 2022 | 0 | 0 | SWAP007-02, SWHC001-03 | Res Ductless HVAC System - Fuel Sub - Panel Upgrade - Hot-Dry ¦ SDG&E ¦ Hot-Dry | Res Ductless HVAC System - Fuel Sub - Panel Upgrade - Hot-Dry | 0.010537 | 1 | 0 | RASS 2019 | 136.5339 | 2032 | 0.455 | SWAP007-02, SWHC001-03
RES-HVAC-FS-31-PU.16 | Res ¦ Efficient Wall Furnace and ENERGY STAR Room AC - Panel Upgrade - Hot-Dry ¦ SDG&E ¦ Hot-Dry | Res ¦ Efficient Wall Furnace and ENERGY STAR Room AC - Panel Upgrade - Hot-Dry | SDG&E ¦ Hot-Dry | SDG&E | All | Electric & Gas | Efficient wall furnace and ENERGY STAR room AC - Panel Upgrade Group | Efficient | 0 | Conventional | HVAC | Res - Multi Family | Res | ROB and NEW | 0 | Residential Households | Cap-Tons | 14.5 | DEER:HVAC_Eff_AC | -12.099 | -0.00666 | -3.984 | SWAP007-02, SWHC001-03 | 1201.3207 | 2022 | 0 | 280.6 | 2022 | 0 | 0 | SWAP007-02, SWHC001-03 | Res Ductless HVAC System - Fuel Sub - Panel Upgrade - Hot-Dry ¦ SDG&E ¦ Hot-Dry | Res Ductless HVAC System - Fuel Sub - Panel Upgrade - Hot-Dry | 3.2566e-05 | 1 | 0 | RASS 2019 | 0 | 2012 | 0.455 | SWAP007-02, SWHC001-03
RES-HVAC-FS-030-PU.1 | Res ¦ Ductless Mini Split Heat Pump (SEER 14) - Fuel Sub Future Baseline - Panel Upgrade - Marine ¦ PG&E ¦ Marine | Res ¦ Ductless Mini Split Heat Pump (SEER 14) - Fuel Sub Future Baseline - Panel Upgrade - Marine | PG&E ¦ Marine | PG&E | All | Electric & Gas | Ductless Mini Split HP (SEER 14) - Panel Upgrade Group | Efficient | 2030 | Conventional | HVAC | Res - Single Family | Res | ROB and NEW | 1 | Residential Households | Cap-Tons | 15 | DEER:HVAC_Eff_AC | 334.48 | 0.0198 | -76.7 | SWHC050-02, relative to SWHC044-01 | 1085.79 | 2019 | 0 | 533.17 | 2019 | 0 | -55.19 | SWHC050-02, relative to SWHC044-01 | Res Ductless HVAC System - Fuel Sub - Panel Upgrade - Marine ¦ PG&E ¦ Marine | Res Ductless HVAC System - Fuel Sub - Panel Upgrade - Marine | 0.0018518 | 1 | 0 | RASS 2019 | 0 | 2012 | 0.6 | SWHC050-02, relative to SWHC044-01
RES-HVAC-FS-030-PU.2 | Res ¦ Ductless Mini Split Heat Pump (SEER 14) - Fuel Sub Future Baseline - Panel Upgrade - Marine ¦ PG&E ¦ Marine | Res ¦ Ductless Mini Split Heat Pump (SEER 14) - Fuel Sub Future Baseline - Panel Upgrade - Marine | PG&E ¦ Marine | PG&E | All | Electric & Gas | Ductless Mini Split HP (SEER 14) - Panel Upgrade Group | Efficient | 2030 | Conventional | HVAC | Res - Multi Family | Res | ROB and NEW | 1 | Residential Households | Cap-Tons | 15 | DEER:HVAC_Eff_AC | 355.86 | 0.013 | -127 | SWHC050-02, relative to SWHC044-01 | 1085.79 | 2019 | 0 | 533.17 | 2019 | 0 | -55.19 | SWHC050-02, relative to SWHC044-01 | Res Ductless HVAC System - Fuel Sub - Panel Upgrade - Marine ¦ PG&E ¦ Marine | Res Ductless HVAC System - Fuel Sub - Panel Upgrade - Marine | 4.1848e-06 | 1 | 0 | RASS 2019 | 0 | 2012 | 0.6 | SWHC050-02, relative to SWHC044-01
RES-HVAC-FS-030-PU.3 | Res ¦ Ductless Mini Split Heat Pump (SEER 14) - Fuel Sub Future Baseline - Panel Upgrade - Hot-Dry ¦ PG&E ¦ Hot-Dry | Res ¦ Ductless Mini Split Heat Pump (SEER 14) - Fuel Sub Future Baseline - Panel Upgrade - Hot-Dry | PG&E ¦ Hot-Dry | PG&E | All | Electric & Gas | Ductless Mini Split HP (SEER 14) - Panel Upgrade Group | Efficient | 2030 | Conventional | HVAC | Res - Single Family | Res | ROB and NEW | 1 | Residential Households | Cap-Tons | 15 | DEER:HVAC_Eff_AC | 532.6 | 0.052 | -103 | SWHC050-02, relative to SWHC044-01 | 1085.79 | 2019 | 0 | 533.17 | 2019 | 0 | -55.19 | SWHC050-02, relative to SWHC044-01 | Res Ductless HVAC System - Fuel Sub - Panel Upgrade - Hot-Dry ¦ PG&E ¦ Hot-Dry | Res Ductless HVAC System - Fuel Sub - Panel Upgrade - Hot-Dry | 0.0018518 | 1 | 0 | RASS 2019 | 0 | 2012 | 0.6 | SWHC050-02, relative to SWHC044-01
RES-HVAC-FS-030-PU.4 | Res ¦ Ductless Mini Split Heat Pump (SEER 14) - Fuel Sub Future Baseline - Panel Upgrade - Hot-Dry ¦ PG&E ¦ Hot-Dry | Res ¦ Ductless Mini Split Heat Pump (SEER 14) - Fuel Sub Future Baseline - Panel Upgrade - Hot-Dry | PG&E ¦ Hot-Dry | PG&E | All | Electric & Gas | Ductless Mini Split HP (SEER 14) - Panel Upgrade Group | Efficient | 2030 | Conventional | HVAC | Res - Multi Family | Res | ROB and NEW | 1 | Residential Households | Cap-Tons | 15 | DEER:HVAC_Eff_AC | 371.7 | 0.063 | -118 | SWHC050-02, relative to SWHC044-01 | 1085.79 | 2019 | 0 | 533.17 | 2019 | 0 | -55.19 | SWHC050-02, relative to SWHC044-01 | Res Ductless HVAC System - Fuel Sub - Panel Upgrade - Hot-Dry ¦ PG&E ¦ Hot-Dry | Res Ductless HVAC System - Fuel Sub - Panel Upgrade - Hot-Dry | 4.1848e-06 | 1 | 0 | RASS 2019 | 0 | 2012 | 0.6 | SWHC050-02, relative to SWHC044-01
RES-HVAC-FS-030-PU.5 | Res ¦ Ductless Mini Split Heat Pump (SEER 14) - Fuel Sub Future Baseline - Panel Upgrade - Cold ¦ PG&E ¦ Cold | Res ¦ Ductless Mini Split Heat Pump (SEER 14) - Fuel Sub Future Baseline - Panel Upgrade - Cold | PG&E ¦ Cold | PG&E | All | Electric & Gas | Ductless Mini Split HP (SEER 14) - Panel Upgrade Group | Efficient | 2030 | Conventional | HVAC | Res - Single Family | Res | ROB and NEW | 1 | Residential Households | Cap-Tons | 15 | DEER:HVAC_Eff_AC | 487.2 | 0.0154 | -70.2 | SWHC050-02, relative to SWHC044-01 | 1085.79 | 2019 | 0 | 533.17 | 2019 | 0 | -55.19 | SWHC050-02, relative to SWHC044-01 | Res Ductless HVAC System - Fuel Sub - Panel Upgrade - Cold ¦ PG&E ¦ Cold | Res Ductless HVAC System - Fuel Sub - Panel Upgrade - Cold | 0.0018518 | 1 | 0 | RASS 2019 | 0 | 2012 | 0.6 | SWHC050-02, relative to SWHC044-01
RES-HVAC-FS-030-PU.6 | Res ¦ Ductless Mini Split Heat Pump (SEER 14) - Fuel Sub Future Baseline - Panel Upgrade - Cold ¦ PG&E ¦ Cold | Res ¦ Ductless Mini Split Heat Pump (SEER 14) - Fuel Sub Future Baseline - Panel Upgrade - Cold | PG&E ¦ Cold | PG&E | All | Electric & Gas | Ductless Mini Split HP (SEER 14) - Panel Upgrade Group | Efficient | 2030 | Conventional | HVAC | Res - Multi Family | Res | ROB and NEW | 1 | Residential Households | Cap-Tons | 15 | DEER:HVAC_Eff_AC | 1114.9 | 0.0353 | -184 | SWHC050-02, relative to SWHC044-01 | 1085.79 | 2019 | 0 | 533.17 | 2019 | 0 | -55.19 | SWHC050-02, relative to SWHC044-01 | Res Ductless HVAC System - Fuel Sub - Panel Upgrade - Cold ¦ PG&E ¦ Cold | Res Ductless HVAC System - Fuel Sub - Panel Upgrade - Cold | 4.1848e-06 | 1 | 0 | RASS 2019 | 0 | 2012 | 0.6 | SWHC050-02, relative to SWHC044-01
RES-HVAC-FS-030-PU.7 | Res ¦ Ductless Mini Split Heat Pump (SEER 14) - Fuel Sub Future Baseline - Panel Upgrade - Marine ¦ SCG ¦ Marine | Res ¦ Ductless Mini Split Heat Pump (SEER 14) - Fuel Sub Future Baseline - Panel Upgrade - Marine | SCG ¦ Marine | SCG | All | Electric & Gas | Ductless Mini Split HP (SEER 14) - Panel Upgrade Group | Efficient | 2030 | Conventional | HVAC | Res - Single Family | Res | ROB and NEW | 1 | Residential Households | Cap-Tons | 15 | DEER:HVAC_Eff_AC | 100 | 0.018 | -34.5 | SWHC050-02, relative to SWHC044-01 | 1085.79 | 2019 | 0 | 533.17 | 2019 | 0 | -55.19 | SWHC050-02, relative to SWHC044-01 | Res Ductless HVAC System - Fuel Sub - Panel Upgrade - Marine ¦ SCG ¦ Marine | Res Ductless HVAC System - Fuel Sub - Panel Upgrade - Marine | 0.0099519 | 1 | 0 | RASS 2019 | 0 | 2012 | 0.6 | SWHC050-02, relative to SWHC044-01
RES-HVAC-FS-030-PU.8 | Res ¦ Ductless Mini Split Heat Pump (SEER 14) - Fuel Sub Future Baseline - Panel Upgrade - Marine ¦ SCG ¦ Marine | Res ¦ Ductless Mini Split Heat Pump (SEER 14) - Fuel Sub Future Baseline - Panel Upgrade - Marine | SCG ¦ Marine | SCG | All | Electric & Gas | Ductless Mini Split HP (SEER 14) - Panel Upgrade Group | Efficient | 2030 | Conventional | HVAC | Res - Multi Family | Res | ROB and NEW | 1 | Residential Households | Cap-Tons | 15 | DEER:HVAC_Eff_AC | 135.1 | 0.0218 | -78.7 | SWHC050-02, relative to SWHC044-01 | 1085.79 | 2019 | 0 | 533.17 | 2019 | 0 | -55.19 | SWHC050-02, relative to SWHC044-01 | Res Ductless HVAC System - Fuel Sub - Panel Upgrade - Marine ¦ SCG ¦ Marine | Res Ductless HVAC System - Fuel Sub - Panel Upgrade - Marine | 0.00016825 | 1 | 0 | RASS 2019 | 0 | 2012 | 0.6 | SWHC050-02, relative to SWHC044-01
RES-HVAC-FS-030-PU.9 | Res ¦ Ductless Mini Split Heat Pump (SEER 14) - Fuel Sub Future Baseline - Panel Upgrade - Hot-Dry ¦ SCG ¦ Hot-Dry | Res ¦ Ductless Mini Split Heat Pump (SEER 14) - Fuel Sub Future Baseline - Panel Upgrade - Hot-Dry | SCG ¦ Hot-Dry | SCG | All | Electric & Gas | Ductless Mini Split HP (SEER 14) - Panel Upgrade Group | Efficient | 2030 | Conventional | HVAC | Res - Single Family | Res | ROB and NEW | 1 | Residential Households | Cap-Tons | 15 | DEER:HVAC_Eff_AC | 199.1 | 0.0395 | -52.3 | SWHC050-02, relative to SWHC044-01 | 1085.79 | 2019 | 0 | 533.17 | 2019 | 0 | -55.19 | SWHC050-02, relative to SWHC044-01 | Res Ductless HVAC System - Fuel Sub - Panel Upgrade - Hot-Dry ¦ SCG ¦ Hot-Dry | Res Ductless HVAC System - Fuel Sub - Panel Upgrade - Hot-Dry | 0.0099519 | 1 | 0 | RASS 2019 | 0 | 2012 | 0.6 | SWHC050-02, relative to SWHC044-01
RES-HVAC-FS-030-PU.10 | Res ¦ Ductless Mini Split Heat Pump (SEER 14) - Fuel Sub Future Baseline - Panel Upgrade - Hot-Dry ¦ SCG ¦ Hot-Dry | Res ¦ Ductless Mini Split Heat Pump (SEER 14) - Fuel Sub Future Baseline - Panel Upgrade - Hot-Dry | SCG ¦ Hot-Dry | SCG | All | Electric & Gas | Ductless Mini Split HP (SEER 14) - Panel Upgrade Group | Efficient | 2030 | Conventional | HVAC | Res - Multi Family | Res | ROB and NEW | 1 | Residential Households | Cap-Tons | 15 | DEER:HVAC_Eff_AC | 250.4 | 0.0478 | -108 | SWHC050-02, relative to SWHC044-01 | 1085.79 | 2019 | 0 | 533.17 | 2019 | 0 | -55.19 | SWHC050-02, relative to SWHC044-01 | Res Ductless HVAC System - Fuel Sub - Panel Upgrade - Hot-Dry ¦ SCG ¦ Hot-Dry | Res Ductless HVAC System - Fuel Sub - Panel Upgrade - Hot-Dry | 0.00016825 | 1 | 0 | RASS 2019 | 0 | 2012 | 0.6 | SWHC050-02, relative to SWHC044-01
RES-HVAC-FS-030-PU.11 | Res ¦ Ductless Mini Split Heat Pump (SEER 14) - Fuel Sub Future Baseline - Panel Upgrade - Cold ¦ SCG ¦ Cold | Res ¦ Ductless Mini Split Heat Pump (SEER 14) - Fuel Sub Future Baseline - Panel Upgrade - Cold | SCG ¦ Cold | SCG | All | Electric & Gas | Ductless Mini Split HP (SEER 14) - Panel Upgrade Group | Efficient | 2030 | Conventional | HVAC | Res - Single Family | Res | ROB and NEW | 1 | Residential Households | Cap-Tons | 15 | DEER:HVAC_Eff_AC | 487.2 | 0.0154 | -70.2 | SWHC050-02, relative to SWHC044-01 | 1085.79 | 2019 | 0 | 533.17 | 2019 | 0 | -55.19 | SWHC050-02, relative to SWHC044-01 | Res Ductless HVAC System - Fuel Sub - Panel Upgrade - Cold ¦ SCG ¦ Cold | Res Ductless HVAC System - Fuel Sub - Panel Upgrade - Cold | 0.0099519 | 1 | 0 | RASS 2019 | 0 | 2012 | 0.6 | SWHC050-02, relative to SWHC044-01
RES-HVAC-FS-030-PU.12 | Res ¦ Ductless Mini Split Heat Pump (SEER 14) - Fuel Sub Future Baseline - Panel Upgrade - Cold ¦ SCG ¦ Cold | Res ¦ Ductless Mini Split Heat Pump (SEER 14) - Fuel Sub Future Baseline - Panel Upgrade - Cold | SCG ¦ Cold | SCG | All | Electric & Gas | Ductless Mini Split HP (SEER 14) - Panel Upgrade Group | Efficient | 2030 | Conventional | HVAC | Res - Multi Family | Res | ROB and NEW | 1 | Residential Households | Cap-Tons | 15 | DEER:HVAC_Eff_AC | 1114.9 | 0.0353 | -184 | SWHC050-02, relative to SWHC044-01 | 1085.79 | 2019 | 0 | 533.17 | 2019 | 0 | -55.19 | SWHC050-02, relative to SWHC044-01 | Res Ductless HVAC System - Fuel Sub - Panel Upgrade - Cold ¦ SCG ¦ Cold | Res Ductless HVAC System - Fuel Sub - Panel Upgrade - Cold | 0.00016825 | 1 | 0 | RASS 2019 | 0 | 2012 | 0.6 | SWHC050-02, relative to SWHC044-01
RES-HVAC-FS-030-PU.13 | Res ¦ Ductless Mini Split Heat Pump (SEER 14) - Fuel Sub Future Baseline - Panel Upgrade - Marine ¦ SDG&E ¦ Marine | Res ¦ Ductless Mini Split Heat Pump (SEER 14) - Fuel Sub Future Baseline - Panel Upgrade - Marine | SDG&E ¦ Marine | SDG&E | All | Electric & Gas | Ductless Mini Split HP (SEER 14) - Panel Upgrade Group | Efficient | 2030 | Conventional | HVAC | Res - Single Family | Res | ROB and NEW | 1 | Residential Households | Cap-Tons | 15 | DEER:HVAC_Eff_AC | 100 | 0.018 | -34.5 | SWHC050-02, relative to SWHC044-01 | 1085.79 | 2019 | 0 | 533.17 | 2019 | 0 | -55.19 | SWHC050-02, relative to SWHC044-01 | Res Ductless HVAC System - Fuel Sub - Panel Upgrade - Marine ¦ SDG&E ¦ Marine | Res Ductless HVAC System - Fuel Sub - Panel Upgrade - Marine | 0.010537 | 1 | 0 | RASS 2019 | 0 | 2012 | 0.6 | SWHC050-02, relative to SWHC044-01
RES-HVAC-FS-030-PU.14 | Res ¦ Ductless Mini Split Heat Pump (SEER 14) - Fuel Sub Future Baseline - Panel Upgrade - Marine ¦ SDG&E ¦ Marine | Res ¦ Ductless Mini Split Heat Pump (SEER 14) - Fuel Sub Future Baseline - Panel Upgrade - Marine | SDG&E ¦ Marine | SDG&E | All | Electric & Gas | Ductless Mini Split HP (SEER 14) - Panel Upgrade Group | Efficient | 2030 | Conventional | HVAC | Res - Multi Family | Res | ROB and NEW | 1 | Residential Households | Cap-Tons | 15 | DEER:HVAC_Eff_AC | 135.1 | 0.0218 | -78.7 | SWHC050-02, relative to SWHC044-01 | 1085.79 | 2019 | 0 | 533.17 | 2019 | 0 | -55.19 | SWHC050-02, relative to SWHC044-01 | Res Ductless HVAC System - Fuel Sub - Panel Upgrade - Marine ¦ SDG&E ¦ Marine | Res Ductless HVAC System - Fuel Sub - Panel Upgrade - Marine | 3.2566e-05 | 1 | 0 | RASS 2019 | 0 | 2012 | 0.6 | SWHC050-02, relative to SWHC044-01
RES-HVAC-FS-030-PU.15 | Res ¦ Ductless Mini Split Heat Pump (SEER 14) - Fuel Sub Future Baseline - Panel Upgrade - Hot-Dry ¦ SDG&E ¦ Hot-Dry | Res ¦ Ductless Mini Split Heat Pump (SEER 14) - Fuel Sub Future Baseline - Panel Upgrade - Hot-Dry | SDG&E ¦ Hot-Dry | SDG&E | All | Electric & Gas | Ductless Mini Split HP (SEER 14) - Panel Upgrade Group | Efficient | 2030 | Conventional | HVAC | Res - Single Family | Res | ROB and NEW | 1 | Residential Households | Cap-Tons | 15 | DEER:HVAC_Eff_AC | 141.3 | 0.0233 | -46.5 | SWHC050-02, relative to SWHC044-01 | 1085.79 | 2019 | 0 | 533.17 | 2019 | 0 | -55.19 | SWHC050-02, relative to SWHC044-01 | Res Ductless HVAC System - Fuel Sub - Panel Upgrade - Hot-Dry ¦ SDG&E ¦ Hot-Dry | Res Ductless HVAC System - Fuel Sub - Panel Upgrade - Hot-Dry | 0.010537 | 1 | 0 | RASS 2019 | 0 | 2012 | 0.6 | SWHC050-02, relative to SWHC044-01
RES-HVAC-FS-030-PU.16 | Res ¦ Ductless Mini Split Heat Pump (SEER 14) - Fuel Sub Future Baseline - Panel Upgrade - Hot-Dry ¦ SDG&E ¦ Hot-Dry | Res ¦ Ductless Mini Split Heat Pump (SEER 14) - Fuel Sub Future Baseline - Panel Upgrade - Hot-Dry | SDG&E ¦ Hot-Dry | SDG&E | All | Electric & Gas | Ductless Mini Split HP (SEER 14) - Panel Upgrade Group | Efficient | 2030 | Conventional | HVAC | Res - Multi Family | Res | ROB and NEW | 1 | Residential Households | Cap-Tons | 15 | DEER:HVAC_Eff_AC | 175.6 | 0.0305 | -93.8 | SWHC050-02, relative to SWHC044-01 | 1085.79 | 2019 | 0 | 533.17 | 2019 | 0 | -55.19 | SWHC050-02, relative to SWHC044-01 | Res Ductless HVAC System - Fuel Sub - Panel Upgrade - Hot-Dry ¦ SDG&E ¦ Hot-Dry | Res Ductless HVAC System - Fuel Sub - Panel Upgrade - Hot-Dry | 3.2566e-05 | 1 | 0 | RASS 2019 | 0 | 2012 | 0.6 | SWHC050-02, relative to SWHC044-01
RES-HVAC-FS-32-PU.1 | Res ¦ Ductless Mini Split Heat Pump (SEER 15) - Fuel Sub - Panel Upgrade - Marine ¦ PG&E ¦ Marine | Res ¦ Ductless Mini Split Heat Pump (SEER 15) - Fuel Sub - Panel Upgrade - Marine | PG&E ¦ Marine | PG&E | All | Electric & Gas | Ductless mini-split heat pump (SEER 15, HSPF 8.7) - Panel Upgrade Group | Efficient | 0 | Conventional | HVAC | Res - Single Family | Res | ROB Only | 1 | Residential Households | Cap-Tons | 15 | DEER:HVAC_Eff_AC | 328 | 0 | -76.7 | SWHC044-02 | 1185.23 | 2019 | 0 | 533.17 | 2019 | 1367.4197 | -55.19 | SWHC044-02 | Res Ductless HVAC System - Fuel Sub - Panel Upgrade - Marine ¦ PG&E ¦ Marine | Res Ductless HVAC System - Fuel Sub - Panel Upgrade - Marine | 0.0018518 | 1 | 0 | RASS 2019 | 394.6306 | 2032 | 1 | SWHC044-02
RES-HVAC-FS-32-PU.2 | Res ¦ Ductless Mini Split Heat Pump (SEER 15) - Fuel Sub - Panel Upgrade - Marine ¦ PG&E ¦ Marine | Res ¦ Ductless Mini Split Heat Pump (SEER 15) - Fuel Sub - Panel Upgrade - Marine | PG&E ¦ Marine | PG&E | All | Electric & Gas | Ductless mini-split heat pump (SEER 15, HSPF 8.7) - Panel Upgrade Group | Efficient | 0 | Conventional | HVAC | Res - Multi Family | Res | ROB Only | 1 | Residential Households | Cap-Tons | 15 | DEER:HVAC_Eff_AC | 348 | 0 | -127 | SWHC044-02 | 1185.23 | 2019 | 0 | 533.17 | 2019 | 3859.0604 | -55.19 | SWHC044-02 | Res Ductless HVAC System - Fuel Sub - Panel Upgrade - Marine ¦ PG&E ¦ Marine | Res Ductless HVAC System - Fuel Sub - Panel Upgrade - Marine | 4.1848e-06 | 1 | 0 | RASS 2019 | 0 | 2012 | 1 | SWHC044-02
RES-HVAC-FS-32-PU.3 | Res ¦ Ductless Mini Split Heat Pump (SEER 15) - Fuel Sub - Panel Upgrade - Hot-Dry ¦ PG&E ¦ Hot-Dry | Res ¦ Ductless Mini Split Heat Pump (SEER 15) - Fuel Sub - Panel Upgrade - Hot-Dry | PG&E ¦ Hot-Dry | PG&E | All | Electric & Gas | Ductless mini-split heat pump (SEER 15, HSPF 8.7) - Panel Upgrade Group | Efficient | 0 | Conventional | HVAC | Res - Single Family | Res | ROB Only | 1 | Residential Households | Cap-Tons | 15 | DEER:HVAC_Eff_AC | 503 | 0 | -103 | SWHC044-02 | 1185.23 | 2019 | 0 | 533.17 | 2019 | 1367.4197 | -55.19 | SWHC044-02 | Res Ductless HVAC System - Fuel Sub - Panel Upgrade - Hot-Dry ¦ PG&E ¦ Hot-Dry | Res Ductless HVAC System - Fuel Sub - Panel Upgrade - Hot-Dry | 0.0018518 | 1 | 0 | RASS 2019 | 394.6306 | 2032 | 1 | SWHC044-02
RES-HVAC-FS-32-PU.4 | Res ¦ Ductless Mini Split Heat Pump (SEER 15) - Fuel Sub - Panel Upgrade - Hot-Dry ¦ PG&E ¦ Hot-Dry | Res ¦ Ductless Mini Split Heat Pump (SEER 15) - Fuel Sub - Panel Upgrade - Hot-Dry | PG&E ¦ Hot-Dry | PG&E | All | Electric & Gas | Ductless mini-split heat pump (SEER 15, HSPF 8.7) - Panel Upgrade Group | Efficient | 0 | Conventional | HVAC | Res - Multi Family | Res | ROB Only | 1 | Residential Households | Cap-Tons | 15 | DEER:HVAC_Eff_AC | 322 | 0 | -118 | SWHC044-02 | 1185.23 | 2019 | 0 | 533.17 | 2019 | 3859.0604 | -55.19 | SWHC044-02 | Res Ductless HVAC System - Fuel Sub - Panel Upgrade - Hot-Dry ¦ PG&E ¦ Hot-Dry | Res Ductless HVAC System - Fuel Sub - Panel Upgrade - Hot-Dry | 4.1848e-06 | 1 | 0 | RASS 2019 | 0 | 2012 | 1 | SWHC044-02
RES-HVAC-FS-32-PU.5 | Res ¦ Ductless Mini Split Heat Pump (SEER 15) - Fuel Sub - Panel Upgrade - Cold ¦ PG&E ¦ Cold | Res ¦ Ductless Mini Split Heat Pump (SEER 15) - Fuel Sub - Panel Upgrade - Cold | PG&E ¦ Cold | PG&E | All | Electric & Gas | Ductless mini-split heat pump (SEER 15, HSPF 8.7) - Panel Upgrade Group | Efficient | 0 | Conventional | HVAC | Res - Single Family | Res | ROB Only | 1 | Residential Households | Cap-Tons | 15 | DEER:HVAC_Eff_AC | 477 | 0 | -70.2 | SWHC044-02 | 1185.23 | 2019 | 0 | 533.17 | 2019 | 1367.4197 | -55.19 | SWHC044-02 | Res Ductless HVAC System - Fuel Sub - Panel Upgrade - Cold ¦ PG&E ¦ Cold | Res Ductless HVAC System - Fuel Sub - Panel Upgrade - Cold | 0.0018518 | 1 | 0 | RASS 2019 | 394.6306 | 2032 | 1 | SWHC044-02
RES-HVAC-FS-32-PU.6 | Res ¦ Ductless Mini Split Heat Pump (SEER 15) - Fuel Sub - Panel Upgrade - Cold ¦ PG&E ¦ Cold | Res ¦ Ductless Mini Split Heat Pump (SEER 15) - Fuel Sub - Panel Upgrade - Cold | PG&E ¦ Cold | PG&E | All | Electric & Gas | Ductless mini-split heat pump (SEER 15, HSPF 8.7) - Panel Upgrade Group | Efficient | 0 | Conventional | HVAC | Res - Multi Family | Res | ROB Only | 1 | Residential Households | Cap-Tons | 15 | DEER:HVAC_Eff_AC | 1070 | 0 | -184 | SWHC044-02 | 1185.23 | 2019 | 0 | 533.17 | 2019 | 3859.0604 | -55.19 | SWHC044-02 | Res Ductless HVAC System - Fuel Sub - Panel Upgrade - Cold ¦ PG&E ¦ Cold | Res Ductless HVAC System - Fuel Sub - Panel Upgrade - Cold | 4.1848e-06 | 1 | 0 | RASS 2019 | 0 | 2012 | 1 | SWHC044-02
RES-HVAC-FS-32-PU.7 | Res ¦ Ductless Mini Split Heat Pump (SEER 15) - Fuel Sub - Panel Upgrade - Marine ¦ SCG ¦ Marine | Res ¦ Ductless Mini Split Heat Pump (SEER 15) - Fuel Sub - Panel Upgrade - Marine | SCG ¦ Marine | SCG | All | Electric & Gas | Ductless mini-split heat pump (SEER 15, HSPF 8.7) - Panel Upgrade Group | Efficient | 0 | Conventional | HVAC | Res - Single Family | Res | ROB Only | 1 | Residential Households | Cap-Tons | 15 | DEER:HVAC_Eff_AC | 82.2 | 0 | -34.5 | SWHC044-02 | 1185.23 | 2019 | 0 | 533.17 | 2019 | 1367.4197 | -55.19 | SWHC044-02 | Res Ductless HVAC System - Fuel Sub - Panel Upgrade - Marine ¦ SCG ¦ Marine | Res Ductless HVAC System - Fuel Sub - Panel Upgrade - Marine | 0.0099519 | 1 | 0 | RASS 2019 | 394.6306 | 2032 | 1 | SWHC044-02
RES-HVAC-FS-32-PU.8 | Res ¦ Ductless Mini Split Heat Pump (SEER 15) - Fuel Sub - Panel Upgrade - Marine ¦ SCG ¦ Marine | Res ¦ Ductless Mini Split Heat Pump (SEER 15) - Fuel Sub - Panel Upgrade - Marine | SCG ¦ Marine | SCG | All | Electric & Gas | Ductless mini-split heat pump (SEER 15, HSPF 8.7) - Panel Upgrade Group | Efficient | 0 | Conventional | HVAC | Res - Multi Family | Res | ROB Only | 1 | Residential Households | Cap-Tons | 15 | DEER:HVAC_Eff_AC | 116 | 0 | -78.7 | SWHC044-02 | 1185.23 | 2019 | 0 | 533.17 | 2019 | 3859.0604 | -55.19 | SWHC044-02 | Res Ductless HVAC System - Fuel Sub - Panel Upgrade - Marine ¦ SCG ¦ Marine | Res Ductless HVAC System - Fuel Sub - Panel Upgrade - Marine | 0.00016825 | 1 | 0 | RASS 2019 | 0 | 2012 | 1 | SWHC044-02
RES-HVAC-FS-32-PU.9 | Res ¦ Ductless Mini Split Heat Pump (SEER 15) - Fuel Sub - Panel Upgrade - Hot-Dry ¦ SCG ¦ Hot-Dry | Res ¦ Ductless Mini Split Heat Pump (SEER 15) - Fuel Sub - Panel Upgrade - Hot-Dry | SCG ¦ Hot-Dry | SCG | All | Electric & Gas | Ductless mini-split heat pump (SEER 15, HSPF 8.7) - Panel Upgrade Group | Efficient | 0 | Conventional | HVAC | Res - Single Family | Res | ROB Only | 1 | Residential Households | Cap-Tons | 15 | DEER:HVAC_Eff_AC | 163 | 0 | -52.3 | SWHC044-02 | 1185.23 | 2019 | 0 | 533.17 | 2019 | 1367.4197 | -55.19 | SWHC044-02 | Res Ductless HVAC System - Fuel Sub - Panel Upgrade - Hot-Dry ¦ SCG ¦ Hot-Dry | Res Ductless HVAC System - Fuel Sub - Panel Upgrade - Hot-Dry | 0.0099519 | 1 | 0 | RASS 2019 | 394.6306 | 2032 | 1 | SWHC044-02
RES-HVAC-FS-32-PU.10 | Res ¦ Ductless Mini Split Heat Pump (SEER 15) - Fuel Sub - Panel Upgrade - Hot-Dry ¦ SCG ¦ Hot-Dry | Res ¦ Ductless Mini Split Heat Pump (SEER 15) - Fuel Sub - Panel Upgrade - Hot-Dry | SCG ¦ Hot-Dry | SCG | All | Electric & Gas | Ductless mini-split heat pump (SEER 15, HSPF 8.7) - Panel Upgrade Group | Efficient | 0 | Conventional | HVAC | Res - Multi Family | Res | ROB Only | 1 | Residential Households | Cap-Tons | 15 | DEER:HVAC_Eff_AC | 198 | 0 | -108 | SWHC044-02 | 1185.23 | 2019 | 0 | 533.17 | 2019 | 3859.0604 | -55.19 | SWHC044-02 | Res Ductless HVAC System - Fuel Sub - Panel Upgrade - Hot-Dry ¦ SCG ¦ Hot-Dry | Res Ductless HVAC System - Fuel Sub - Panel Upgrade - Hot-Dry | 0.00016825 | 1 | 0 | RASS 2019 | 0 | 2012 | 1 | SWHC044-02
RES-HVAC-FS-32-PU.11 | Res ¦ Ductless Mini Split Heat Pump (SEER 15) - Fuel Sub - Panel Upgrade - Cold ¦ SCG ¦ Cold | Res ¦ Ductless Mini Split Heat Pump (SEER 15) - Fuel Sub - Panel Upgrade - Cold | SCG ¦ Cold | SCG | All | Electric & Gas | Ductless mini-split heat pump (SEER 15, HSPF 8.7) - Panel Upgrade Group | Efficient | 0 | Conventional | HVAC | Res - Single Family | Res | ROB Only | 1 | Residential Households | Cap-Tons | 15 | DEER:HVAC_Eff_AC | 477 | 0 | -70.2 | SWHC044-02 | 1185.23 | 2019 | 0 | 533.17 | 2019 | 1367.4197 | -55.19 | SWHC044-02 | Res Ductless HVAC System - Fuel Sub - Panel Upgrade - Cold ¦ SCG ¦ Cold | Res Ductless HVAC System - Fuel Sub - Panel Upgrade - Cold | 0.0099519 | 1 | 0 | RASS 2019 | 394.6306 | 2032 | 1 | SWHC044-02
RES-HVAC-FS-32-PU.12 | Res ¦ Ductless Mini Split Heat Pump (SEER 15) - Fuel Sub - Panel Upgrade - Cold ¦ SCG ¦ Cold | Res ¦ Ductless Mini Split Heat Pump (SEER 15) - Fuel Sub - Panel Upgrade - Cold | SCG ¦ Cold | SCG | All | Electric & Gas | Ductless mini-split heat pump (SEER 15, HSPF 8.7) - Panel Upgrade Group | Efficient | 0 | Conventional | HVAC | Res - Multi Family | Res | ROB Only | 1 | Residential Households | Cap-Tons | 15 | DEER:HVAC_Eff_AC | 1070 | 0 | -184 | SWHC044-02 | 1185.23 | 2019 | 0 | 533.17 | 2019 | 3859.0604 | -55.19 | SWHC044-02 | Res Ductless HVAC System - Fuel Sub - Panel Upgrade - Cold ¦ SCG ¦ Cold | Res Ductless HVAC System - Fuel Sub - Panel Upgrade - Cold | 0.00016825 | 1 | 0 | RASS 2019 | 0 | 2012 | 1 | SWHC044-02
RES-HVAC-FS-32-PU.13 | Res ¦ Ductless Mini Split Heat Pump (SEER 15) - Fuel Sub - Panel Upgrade - Marine ¦ SDG&E ¦ Marine | Res ¦ Ductless Mini Split Heat Pump (SEER 15) - Fuel Sub - Panel Upgrade - Marine | SDG&E ¦ Marine | SDG&E | All | Electric & Gas | Ductless mini-split heat pump (SEER 15, HSPF 8.7) - Panel Upgrade Group | Efficient | 0 | Conventional | HVAC | Res - Single Family | Res | ROB Only | 1 | Residential Households | Cap-Tons | 15 | DEER:HVAC_Eff_AC | 82.2 | 0 | -34.5 | SWHC044-02 | 1185.23 | 2019 | 0 | 533.17 | 2019 | 1577.5034 | -55.19 | SWHC044-02 | Res Ductless HVAC System - Fuel Sub - Panel Upgrade - Marine ¦ SDG&E ¦ Marine | Res Ductless HVAC System - Fuel Sub - Panel Upgrade - Marine | 0.010537 | 1 | 0 | RASS 2019 | 394.6306 | 2032 | 1 | SWHC044-02
RES-HVAC-FS-32-PU.14 | Res ¦ Ductless Mini Split Heat Pump (SEER 15) - Fuel Sub - Panel Upgrade - Marine ¦ SDG&E ¦ Marine | Res ¦ Ductless Mini Split Heat Pump (SEER 15) - Fuel Sub - Panel Upgrade - Marine | SDG&E ¦ Marine | SDG&E | All | Electric & Gas | Ductless mini-split heat pump (SEER 15, HSPF 8.7) - Panel Upgrade Group | Efficient | 0 | Conventional | HVAC | Res - Multi Family | Res | ROB Only | 1 | Residential Households | Cap-Tons | 15 | DEER:HVAC_Eff_AC | 116 | 0 | -78.7 | SWHC044-02 | 1185.23 | 2019 | 0 | 533.17 | 2019 | 3801.6529 | -55.19 | SWHC044-02 | Res Ductless HVAC System - Fuel Sub - Panel Upgrade - Marine ¦ SDG&E ¦ Marine | Res Ductless HVAC System - Fuel Sub - Panel Upgrade - Marine | 3.2566e-05 | 1 | 0 | RASS 2019 | 0 | 2012 | 1 | SWHC044-02
RES-HVAC-FS-32-PU.15 | Res ¦ Ductless Mini Split Heat Pump (SEER 15) - Fuel Sub - Panel Upgrade - Hot-Dry ¦ SDG&E ¦ Hot-Dry | Res ¦ Ductless Mini Split Heat Pump (SEER 15) - Fuel Sub - Panel Upgrade - Hot-Dry | SDG&E ¦ Hot-Dry | SDG&E | All | Electric & Gas | Ductless mini-split heat pump (SEER 15, HSPF 8.7) - Panel Upgrade Group | Efficient | 0 | Conventional | HVAC | Res - Single Family | Res | ROB Only | 1 | Residential Households | Cap-Tons | 15 | DEER:HVAC_Eff_AC | 116 | 0 | -46.5 | SWHC044-02 | 1185.23 | 2019 | 0 | 533.17 | 2019 | 1577.5034 | -55.19 | SWHC044-02 | Res Ductless HVAC System - Fuel Sub - Panel Upgrade - Hot-Dry ¦ SDG&E ¦ Hot-Dry | Res Ductless HVAC System - Fuel Sub - Panel Upgrade - Hot-Dry | 0.010537 | 1 | 0 | RASS 2019 | 394.6306 | 2032 | 1 | SWHC044-02
RES-HVAC-FS-32-PU.16 | Res ¦ Ductless Mini Split Heat Pump (SEER 15) - Fuel Sub - Panel Upgrade - Hot-Dry ¦ SDG&E ¦ Hot-Dry | Res ¦ Ductless Mini Split Heat Pump (SEER 15) - Fuel Sub - Panel Upgrade - Hot-Dry | SDG&E ¦ Hot-Dry | SDG&E | All | Electric & Gas | Ductless mini-split heat pump (SEER 15, HSPF 8.7) - Panel Upgrade Group | Efficient | 0 | Conventional | HVAC | Res - Multi Family | Res | ROB Only | 1 | Residential Households | Cap-Tons | 15 | DEER:HVAC_Eff_AC | 141 | 0 | -93.8 | SWHC044-02 | 1185.23 | 2019 | 0 | 533.17 | 2019 | 3801.6529 | -55.19 | SWHC044-02 | Res Ductless HVAC System - Fuel Sub - Panel Upgrade - Hot-Dry ¦ SDG&E ¦ Hot-Dry | Res Ductless HVAC System - Fuel Sub - Panel Upgrade - Hot-Dry | 3.2566e-05 | 1 | 0 | RASS 2019 | 0 | 2012 | 1 | SWHC044-02
RES-HVAC-FS-33-PU.1 | Res ¦ Ductless Mini Split Heat Pump (SEER 16) - Fuel Sub - Panel Upgrade - Marine ¦ PG&E ¦ Marine | Res ¦ Ductless Mini Split Heat Pump (SEER 16) - Fuel Sub - Panel Upgrade - Marine | PG&E ¦ Marine | PG&E | All | Electric & Gas | Ductless mini-split heat pump (SEER 16, HSPF 9.0) - Panel Upgrade Group | Efficient | 0 | Conventional | HVAC | Res - Single Family | Res | ROB Only | 1 | Residential Households | Cap-Tons | 15 | DEER:HVAC_Eff_AC | 315 | 0 | -76.7 | SWHC044-02 | 1190.79 | 2019 | 0 | 533.17 | 2019 | 1367.4197 | -55.19 | SWHC044-02 | Res Ductless HVAC System - Fuel Sub - Panel Upgrade - Marine ¦ PG&E ¦ Marine | Res Ductless HVAC System - Fuel Sub - Panel Upgrade - Marine | 0.0018518 | 1 | 0 | RASS 2019 | 395.9074 | 2032 | 1 | SWHC044-02
RES-HVAC-FS-33-PU.2 | Res ¦ Ductless Mini Split Heat Pump (SEER 16) - Fuel Sub - Panel Upgrade - Marine ¦ PG&E ¦ Marine | Res ¦ Ductless Mini Split Heat Pump (SEER 16) - Fuel Sub - Panel Upgrade - Marine | PG&E ¦ Marine | PG&E | All | Electric & Gas | Ductless mini-split heat pump (SEER 16, HSPF 9.0) - Panel Upgrade Group | Efficient | 0 | Conventional | HVAC | Res - Multi Family | Res | ROB Only | 1 | Residential Households | Cap-Tons | 15 | DEER:HVAC_Eff_AC | 335 | 0 | -127 | SWHC044-02 | 1190.79 | 2019 | 0 | 533.17 | 2019 | 3859.0604 | -55.19 | SWHC044-02 | Res Ductless HVAC System - Fuel Sub - Panel Upgrade - Marine ¦ PG&E ¦ Marine | Res Ductless HVAC System - Fuel Sub - Panel Upgrade - Marine | 4.1848e-06 | 1 | 0 | RASS 2019 | 0 | 2012 | 1 | SWHC044-02
RES-HVAC-FS-33-PU.3 | Res ¦ Ductless Mini Split Heat Pump (SEER 16) - Fuel Sub - Panel Upgrade - Hot-Dry ¦ PG&E ¦ Hot-Dry | Res ¦ Ductless Mini Split Heat Pump (SEER 16) - Fuel Sub - Panel Upgrade - Hot-Dry | PG&E ¦ Hot-Dry | PG&E | All | Electric & Gas | Ductless mini-split heat pump (SEER 16, HSPF 9.0) - Panel Upgrade Group | Efficient | 0 | Conventional | HVAC | Res - Single Family | Res | ROB Only | 1 | Residential Households | Cap-Tons | 15 | DEER:HVAC_Eff_AC | 466 | 0 | -103 | SWHC044-02 | 1190.79 | 2019 | 0 | 533.17 | 2019 | 1367.4197 | -55.19 | SWHC044-02 | Res Ductless HVAC System - Fuel Sub - Panel Upgrade - Hot-Dry ¦ PG&E ¦ Hot-Dry | Res Ductless HVAC System - Fuel Sub - Panel Upgrade - Hot-Dry | 0.0018518 | 1 | 0 | RASS 2019 | 395.9074 | 2032 | 1 | SWHC044-02
RES-HVAC-FS-33-PU.4 | Res ¦ Ductless Mini Split Heat Pump (SEER 16) - Fuel Sub - Panel Upgrade - Hot-Dry ¦ PG&E ¦ Hot-Dry | Res ¦ Ductless Mini Split Heat Pump (SEER 16) - Fuel Sub - Panel Upgrade - Hot-Dry | PG&E ¦ Hot-Dry | PG&E | All | Electric & Gas | Ductless mini-split heat pump (SEER 16, HSPF 9.0) - Panel Upgrade Group | Efficient | 0 | Conventional | HVAC | Res - Multi Family | Res | ROB Only | 1 | Residential Households | Cap-Tons | 15 | DEER:HVAC_Eff_AC | 284 | 0 | -118 | SWHC044-02 | 1190.79 | 2019 | 0 | 533.17 | 2019 | 3859.0604 | -55.19 | SWHC044-02 | Res Ductless HVAC System - Fuel Sub - Panel Upgrade - Hot-Dry ¦ PG&E ¦ Hot-Dry | Res Ductless HVAC System - Fuel Sub - Panel Upgrade - Hot-Dry | 4.1848e-06 | 1 | 0 | RASS 2019 | 0 | 2012 | 1 | SWHC044-02
RES-HVAC-FS-33-PU.5 | Res ¦ Ductless Mini Split Heat Pump (SEER 16) - Fuel Sub - Panel Upgrade - Cold ¦ PG&E ¦ Cold | Res ¦ Ductless Mini Split Heat Pump (SEER 16) - Fuel Sub - Panel Upgrade - Cold | PG&E ¦ Cold | PG&E | All | Electric & Gas | Ductless mini-split heat pump (SEER 16, HSPF 9.0) - Panel Upgrade Group | Efficient | 0 | Conventional | HVAC | Res - Single Family | Res | ROB Only | 1 | Residential Households | Cap-Tons | 15 | DEER:HVAC_Eff_AC | 462 | 0 | -70.2 | SWHC044-02 | 1190.79 | 2019 | 0 | 533.17 | 2019 | 1367.4197 | -55.19 | SWHC044-02 | Res Ductless HVAC System - Fuel Sub - Panel Upgrade - Cold ¦ PG&E ¦ Cold | Res Ductless HVAC System - Fuel Sub - Panel Upgrade - Cold | 0.0018518 | 1 | 0 | RASS 2019 | 395.9074 | 2032 | 1 | SWHC044-02
RES-HVAC-FS-33-PU.6 | Res ¦ Ductless Mini Split Heat Pump (SEER 16) - Fuel Sub - Panel Upgrade - Cold ¦ PG&E ¦ Cold | Res ¦ Ductless Mini Split Heat Pump (SEER 16) - Fuel Sub - Panel Upgrade - Cold | PG&E ¦ Cold | PG&E | All | Electric & Gas | Ductless mini-split heat pump (SEER 16, HSPF 9.0) - Panel Upgrade Group | Efficient | 0 | Conventional | HVAC | Res - Multi Family | Res | ROB Only | 1 | Residential Households | Cap-Tons | 15 | DEER:HVAC_Eff_AC | 1030 | 0 | -184 | SWHC044-02 | 1190.79 | 2019 | 0 | 533.17 | 2019 | 3859.0604 | -55.19 | SWHC044-02 | Res Ductless HVAC System - Fuel Sub - Panel Upgrade - Cold ¦ PG&E ¦ Cold | Res Ductless HVAC System - Fuel Sub - Panel Upgrade - Cold | 4.1848e-06 | 1 | 0 | RASS 2019 | 0 | 2012 | 1 | SWHC044-02
RES-HVAC-FS-33-PU.7 | Res ¦ Ductless Mini Split Heat Pump (SEER 16) - Fuel Sub - Panel Upgrade - Marine ¦ SCG ¦ Marine | Res ¦ Ductless Mini Split Heat Pump (SEER 16) - Fuel Sub - Panel Upgrade - Marine | SCG ¦ Marine | SCG | All | Electric & Gas | Ductless mini-split heat pump (SEER 16, HSPF 9.0) - Panel Upgrade Group | Efficient | 0 | Conventional | HVAC | Res - Single Family | Res | ROB Only | 1 | Residential Households | Cap-Tons | 15 | DEER:HVAC_Eff_AC | 68.1 | 0 | -34.5 | SWHC044-02 | 1190.79 | 2019 | 0 | 533.17 | 2019 | 1367.4197 | -55.19 | SWHC044-02 | Res Ductless HVAC System - Fuel Sub - Panel Upgrade - Marine ¦ SCG ¦ Marine | Res Ductless HVAC System - Fuel Sub - Panel Upgrade - Marine | 0.0099519 | 1 | 0 | RASS 2019 | 395.9074 | 2032 | 1 | SWHC044-02
RES-HVAC-FS-33-PU.8 | Res ¦ Ductless Mini Split Heat Pump (SEER 16) - Fuel Sub - Panel Upgrade - Marine ¦ SCG ¦ Marine | Res ¦ Ductless Mini Split Heat Pump (SEER 16) - Fuel Sub - Panel Upgrade - Marine | SCG ¦ Marine | SCG | All | Electric & Gas | Ductless mini-split heat pump (SEER 16, HSPF 9.0) - Panel Upgrade Group | Efficient | 0 | Conventional | HVAC | Res - Multi Family | Res | ROB Only | 1 | Residential Households | Cap-Tons | 15 | DEER:HVAC_Eff_AC | 102 | 0 | -78.7 | SWHC044-02 | 1190.79 | 2019 | 0 | 533.17 | 2019 | 3859.0604 | -55.19 | SWHC044-02 | Res Ductless HVAC System - Fuel Sub - Panel Upgrade - Marine ¦ SCG ¦ Marine | Res Ductless HVAC System - Fuel Sub - Panel Upgrade - Marine | 0.00016825 | 1 | 0 | RASS 2019 | 0 | 2012 | 1 | SWHC044-02
RES-HVAC-FS-33-PU.9 | Res ¦ Ductless Mini Split Heat Pump (SEER 16) - Fuel Sub - Panel Upgrade - Hot-Dry ¦ SCG ¦ Hot-Dry | Res ¦ Ductless Mini Split Heat Pump (SEER 16) - Fuel Sub - Panel Upgrade - Hot-Dry | SCG ¦ Hot-Dry | SCG | All | Electric & Gas | Ductless mini-split heat pump (SEER 16, HSPF 9.0) - Panel Upgrade Group | Efficient | 0 | Conventional | HVAC | Res - Single Family | Res | ROB Only | 1 | Residential Households | Cap-Tons | 15 | DEER:HVAC_Eff_AC | 133 | 0 | -52.3 | SWHC044-02 | 1190.79 | 2019 | 0 | 533.17 | 2019 | 1367.4197 | -55.19 | SWHC044-02 | Res Ductless HVAC System - Fuel Sub - Panel Upgrade - Hot-Dry ¦ SCG ¦ Hot-Dry | Res Ductless HVAC System - Fuel Sub - Panel Upgrade - Hot-Dry | 0.0099519 | 1 | 0 | RASS 2019 | 395.9074 | 2032 | 1 | SWHC044-02
RES-HVAC-FS-33-PU.10 | Res ¦ Ductless Mini Split Heat Pump (SEER 16) - Fuel Sub - Panel Upgrade - Hot-Dry ¦ SCG ¦ Hot-Dry | Res ¦ Ductless Mini Split Heat Pump (SEER 16) - Fuel Sub - Panel Upgrade - Hot-Dry | SCG ¦ Hot-Dry | SCG | All | Electric & Gas | Ductless mini-split heat pump (SEER 16, HSPF 9.0) - Panel Upgrade Group | Efficient | 0 | Conventional | HVAC | Res - Multi Family | Res | ROB Only | 1 | Residential Households | Cap-Tons | 15 | DEER:HVAC_Eff_AC | 162 | 0 | -108 | SWHC044-02 | 1190.79 | 2019 | 0 | 533.17 | 2019 | 3859.0604 | -55.19 | SWHC044-02 | Res Ductless HVAC System - Fuel Sub - Panel Upgrade - Hot-Dry ¦ SCG ¦ Hot-Dry | Res Ductless HVAC System - Fuel Sub - Panel Upgrade - Hot-Dry | 0.00016825 | 1 | 0 | RASS 2019 | 0 | 2012 | 1 | SWHC044-02
RES-HVAC-FS-33-PU.11 | Res ¦ Ductless Mini Split Heat Pump (SEER 16) - Fuel Sub - Panel Upgrade - Cold ¦ SCG ¦ Cold | Res ¦ Ductless Mini Split Heat Pump (SEER 16) - Fuel Sub - Panel Upgrade - Cold | SCG ¦ Cold | SCG | All | Electric & Gas | Ductless mini-split heat pump (SEER 16, HSPF 9.0) - Panel Upgrade Group | Efficient | 0 | Conventional | HVAC | Res - Single Family | Res | ROB Only | 1 | Residential Households | Cap-Tons | 15 | DEER:HVAC_Eff_AC | 462 | 0 | -70.2 | SWHC044-02 | 1190.79 | 2019 | 0 | 533.17 | 2019 | 1367.4197 | -55.19 | SWHC044-02 | Res Ductless HVAC System - Fuel Sub - Panel Upgrade - Cold ¦ SCG ¦ Cold | Res Ductless HVAC System - Fuel Sub - Panel Upgrade - Cold | 0.0099519 | 1 | 0 | RASS 2019 | 395.9074 | 2032 | 1 | SWHC044-02
RES-HVAC-FS-33-PU.12 | Res ¦ Ductless Mini Split Heat Pump (SEER 16) - Fuel Sub - Panel Upgrade - Cold ¦ SCG ¦ Cold | Res ¦ Ductless Mini Split Heat Pump (SEER 16) - Fuel Sub - Panel Upgrade - Cold | SCG ¦ Cold | SCG | All | Electric & Gas | Ductless mini-split heat pump (SEER 16, HSPF 9.0) - Panel Upgrade Group | Efficient | 0 | Conventional | HVAC | Res - Multi Family | Res | ROB Only | 1 | Residential Households | Cap-Tons | 15 | DEER:HVAC_Eff_AC | 1030 | 0 | -184 | SWHC044-02 | 1190.79 | 2019 | 0 | 533.17 | 2019 | 3859.0604 | -55.19 | SWHC044-02 | Res Ductless HVAC System - Fuel Sub - Panel Upgrade - Cold ¦ SCG ¦ Cold | Res Ductless HVAC System - Fuel Sub - Panel Upgrade - Cold | 0.00016825 | 1 | 0 | RASS 2019 | 0 | 2012 | 1 | SWHC044-02
RES-HVAC-FS-33-PU.13 | Res ¦ Ductless Mini Split Heat Pump (SEER 16) - Fuel Sub - Panel Upgrade - Marine ¦ SDG&E ¦ Marine | Res ¦ Ductless Mini Split Heat Pump (SEER 16) - Fuel Sub - Panel Upgrade - Marine | SDG&E ¦ Marine | SDG&E | All | Electric & Gas | Ductless mini-split heat pump (SEER 16, HSPF 9.0) - Panel Upgrade Group | Efficient | 0 | Conventional | HVAC | Res - Single Family | Res | ROB Only | 1 | Residential Households | Cap-Tons | 15 | DEER:HVAC_Eff_AC | 68.1 | 0 | -34.5 | SWHC044-02 | 1190.79 | 2019 | 0 | 533.17 | 2019 | 1577.5034 | -55.19 | SWHC044-02 | Res Ductless HVAC System - Fuel Sub - Panel Upgrade - Marine ¦ SDG&E ¦ Marine | Res Ductless HVAC System - Fuel Sub - Panel Upgrade - Marine | 0.010537 | 1 | 0 | RASS 2019 | 395.9074 | 2032 | 1 | SWHC044-02
RES-HVAC-FS-33-PU.14 | Res ¦ Ductless Mini Split Heat Pump (SEER 16) - Fuel Sub - Panel Upgrade - Marine ¦ SDG&E ¦ Marine | Res ¦ Ductless Mini Split Heat Pump (SEER 16) - Fuel Sub - Panel Upgrade - Marine | SDG&E ¦ Marine | SDG&E | All | Electric & Gas | Ductless mini-split heat pump (SEER 16, HSPF 9.0) - Panel Upgrade Group | Efficient | 0 | Conventional | HVAC | Res - Multi Family | Res | ROB Only | 1 | Residential Households | Cap-Tons | 15 | DEER:HVAC_Eff_AC | 102 | 0 | -78.7 | SWHC044-02 | 1190.79 | 2019 | 0 | 533.17 | 2019 | 3801.6529 | -55.19 | SWHC044-02 | Res Ductless HVAC System - Fuel Sub - Panel Upgrade - Marine ¦ SDG&E ¦ Marine | Res Ductless HVAC System - Fuel Sub - Panel Upgrade - Marine | 3.2566e-05 | 1 | 0 | RASS 2019 | 0 | 2012 | 1 | SWHC044-02
RES-HVAC-FS-33-PU.15 | Res ¦ Ductless Mini Split Heat Pump (SEER 16) - Fuel Sub - Panel Upgrade - Hot-Dry ¦ SDG&E ¦ Hot-Dry | Res ¦ Ductless Mini Split Heat Pump (SEER 16) - Fuel Sub - Panel Upgrade - Hot-Dry | SDG&E ¦ Hot-Dry | SDG&E | All | Electric & Gas | Ductless mini-split heat pump (SEER 16, HSPF 9.0) - Panel Upgrade Group | Efficient | 0 | Conventional | HVAC | Res - Single Family | Res | ROB Only | 1 | Residential Households | Cap-Tons | 15 | DEER:HVAC_Eff_AC | 95 | 0 | -46.5 | SWHC044-02 | 1190.79 | 2019 | 0 | 533.17 | 2019 | 1577.5034 | -55.19 | SWHC044-02 | Res Ductless HVAC System - Fuel Sub - Panel Upgrade - Hot-Dry ¦ SDG&E ¦ Hot-Dry | Res Ductless HVAC System - Fuel Sub - Panel Upgrade - Hot-Dry | 0.010537 | 1 | 0 | RASS 2019 | 395.9074 | 2032 | 1 | SWHC044-02
RES-HVAC-FS-33-PU.16 | Res ¦ Ductless Mini Split Heat Pump (SEER 16) - Fuel Sub - Panel Upgrade - Hot-Dry ¦ SDG&E ¦ Hot-Dry | Res ¦ Ductless Mini Split Heat Pump (SEER 16) - Fuel Sub - Panel Upgrade - Hot-Dry | SDG&E ¦ Hot-Dry | SDG&E | All | Electric & Gas | Ductless mini-split heat pump (SEER 16, HSPF 9.0) - Panel Upgrade Group | Efficient | 0 | Conventional | HVAC | Res - Multi Family | Res | ROB Only | 1 | Residential Households | Cap-Tons | 15 | DEER:HVAC_Eff_AC | 117 | 0 | -93.8 | SWHC044-02 | 1190.79 | 2019 | 0 | 533.17 | 2019 | 3801.6529 | -55.19 | SWHC044-02 | Res Ductless HVAC System - Fuel Sub - Panel Upgrade - Hot-Dry ¦ SDG&E ¦ Hot-Dry | Res Ductless HVAC System - Fuel Sub - Panel Upgrade - Hot-Dry | 3.2566e-05 | 1 | 0 | RASS 2019 | 0 | 2012 | 1 | SWHC044-02
RES-HVAC-FS-34-PU.1 | Res ¦ Ductless Mini Split Heat Pump (SEER 17) - Fuel Sub - Panel Upgrade - Marine ¦ PG&E ¦ Marine | Res ¦ Ductless Mini Split Heat Pump (SEER 17) - Fuel Sub - Panel Upgrade - Marine | PG&E ¦ Marine | PG&E | All | Electric & Gas | Ductless mini-split heat pump (SEER 17, HSPF 9.4) - Panel Upgrade Group | Efficient | 0 | Conventional | HVAC | Res - Single Family | Res | ROB Only | 1 | Residential Households | Cap-Tons | 15 | DEER:HVAC_Eff_AC | 300 | 0 | -76.7 | SWHC044-02 | 1269.88 | 2019 | 0 | 533.17 | 2019 | 1367.4197 | -55.19 | SWHC044-02 | Res Ductless HVAC System - Fuel Sub - Panel Upgrade - Marine ¦ PG&E ¦ Marine | Res Ductless HVAC System - Fuel Sub - Panel Upgrade - Marine | 0.0018518 | 1 | 0 | RASS 2019 | 414.0704 | 2032 | 1 | SWHC044-02
RES-HVAC-FS-34-PU.2 | Res ¦ Ductless Mini Split Heat Pump (SEER 17) - Fuel Sub - Panel Upgrade - Marine ¦ PG&E ¦ Marine | Res ¦ Ductless Mini Split Heat Pump (SEER 17) - Fuel Sub - Panel Upgrade - Marine | PG&E ¦ Marine | PG&E | All | Electric & Gas | Ductless mini-split heat pump (SEER 17, HSPF 9.4) - Panel Upgrade Group | Efficient | 0 | Conventional | HVAC | Res - Multi Family | Res | ROB Only | 1 | Residential Households | Cap-Tons | 15 | DEER:HVAC_Eff_AC | 320 | 0 | -127 | SWHC044-02 | 1269.88 | 2019 | 0 | 533.17 | 2019 | 3859.0604 | -55.19 | SWHC044-02 | Res Ductless HVAC System - Fuel Sub - Panel Upgrade - Marine ¦ PG&E ¦ Marine | Res Ductless HVAC System - Fuel Sub - Panel Upgrade - Marine | 4.1848e-06 | 1 | 0 | RASS 2019 | 0 | 2012 | 1 | SWHC044-02
RES-HVAC-FS-34-PU.3 | Res ¦ Ductless Mini Split Heat Pump (SEER 17) - Fuel Sub - Panel Upgrade - Hot-Dry ¦ PG&E ¦ Hot-Dry | Res ¦ Ductless Mini Split Heat Pump (SEER 17) - Fuel Sub - Panel Upgrade - Hot-Dry | PG&E ¦ Hot-Dry | PG&E | All | Electric & Gas | Ductless mini-split heat pump (SEER 17, HSPF 9.4) - Panel Upgrade Group | Efficient | 0 | Conventional | HVAC | Res - Single Family | Res | ROB Only | 1 | Residential Households | Cap-Tons | 15 | DEER:HVAC_Eff_AC | 428 | 0 | -103 | SWHC044-02 | 1269.88 | 2019 | 0 | 533.17 | 2019 | 1367.4197 | -55.19 | SWHC044-02 | Res Ductless HVAC System - Fuel Sub - Panel Upgrade - Hot-Dry ¦ PG&E ¦ Hot-Dry | Res Ductless HVAC System - Fuel Sub - Panel Upgrade - Hot-Dry | 0.0018518 | 1 | 0 | RASS 2019 | 414.0704 | 2032 | 1 | SWHC044-02
RES-HVAC-FS-34-PU.4 | Res ¦ Ductless Mini Split Heat Pump (SEER 17) - Fuel Sub - Panel Upgrade - Hot-Dry ¦ PG&E ¦ Hot-Dry | Res ¦ Ductless Mini Split Heat Pump (SEER 17) - Fuel Sub - Panel Upgrade - Hot-Dry | PG&E ¦ Hot-Dry | PG&E | All | Electric & Gas | Ductless mini-split heat pump (SEER 17, HSPF 9.4) - Panel Upgrade Group | Efficient | 0 | Conventional | HVAC | Res - Multi Family | Res | ROB Only | 1 | Residential Households | Cap-Tons | 15 | DEER:HVAC_Eff_AC | 247 | 0 | -118 | SWHC044-02 | 1269.88 | 2019 | 0 | 533.17 | 2019 | 3859.0604 | -55.19 | SWHC044-02 | Res Ductless HVAC System - Fuel Sub - Panel Upgrade - Hot-Dry ¦ PG&E ¦ Hot-Dry | Res Ductless HVAC System - Fuel Sub - Panel Upgrade - Hot-Dry | 4.1848e-06 | 1 | 0 | RASS 2019 | 0 | 2012 | 1 | SWHC044-02
RES-HVAC-FS-34-PU.5 | Res ¦ Ductless Mini Split Heat Pump (SEER 17) - Fuel Sub - Panel Upgrade - Cold ¦ PG&E ¦ Cold | Res ¦ Ductless Mini Split Heat Pump (SEER 17) - Fuel Sub - Panel Upgrade - Cold | PG&E ¦ Cold | PG&E | All | Electric & Gas | Ductless mini-split heat pump (SEER 17, HSPF 9.4) - Panel Upgrade Group | Efficient | 0 | Conventional | HVAC | Res - Single Family | Res | ROB Only | 1 | Residential Households | Cap-Tons | 15 | DEER:HVAC_Eff_AC | 446 | 0 | -70.2 | SWHC044-02 | 1269.88 | 2019 | 0 | 533.17 | 2019 | 1367.4197 | -55.19 | SWHC044-02 | Res Ductless HVAC System - Fuel Sub - Panel Upgrade - Cold ¦ PG&E ¦ Cold | Res Ductless HVAC System - Fuel Sub - Panel Upgrade - Cold | 0.0018518 | 1 | 0 | RASS 2019 | 414.0704 | 2032 | 1 | SWHC044-02
RES-HVAC-FS-34-PU.6 | Res ¦ Ductless Mini Split Heat Pump (SEER 17) - Fuel Sub - Panel Upgrade - Cold ¦ PG&E ¦ Cold | Res ¦ Ductless Mini Split Heat Pump (SEER 17) - Fuel Sub - Panel Upgrade - Cold | PG&E ¦ Cold | PG&E | All | Electric & Gas | Ductless mini-split heat pump (SEER 17, HSPF 9.4) - Panel Upgrade Group | Efficient | 0 | Conventional | HVAC | Res - Multi Family | Res | ROB Only | 1 | Residential Households | Cap-Tons | 15 | DEER:HVAC_Eff_AC | 978 | 0 | -184 | SWHC044-02 | 1269.88 | 2019 | 0 | 533.17 | 2019 | 3859.0604 | -55.19 | SWHC044-02 | Res Ductless HVAC System - Fuel Sub - Panel Upgrade - Cold ¦ PG&E ¦ Cold | Res Ductless HVAC System - Fuel Sub - Panel Upgrade - Cold | 4.1848e-06 | 1 | 0 | RASS 2019 | 0 | 2012 | 1 | SWHC044-02
RES-HVAC-FS-34-PU.7 | Res ¦ Ductless Mini Split Heat Pump (SEER 17) - Fuel Sub - Panel Upgrade - Marine ¦ SCG ¦ Marine | Res ¦ Ductless Mini Split Heat Pump (SEER 17) - Fuel Sub - Panel Upgrade - Marine | SCG ¦ Marine | SCG | All | Electric & Gas | Ductless mini-split heat pump (SEER 17, HSPF 9.4) - Panel Upgrade Group | Efficient | 0 | Conventional | HVAC | Res - Single Family | Res | ROB Only | 1 | Residential Households | Cap-Tons | 15 | DEER:HVAC_Eff_AC | 54.6 | 0 | -34.5 | SWHC044-02 | 1269.88 | 2019 | 0 | 533.17 | 2019 | 1367.4197 | -55.19 | SWHC044-02 | Res Ductless HVAC System - Fuel Sub - Panel Upgrade - Marine ¦ SCG ¦ Marine | Res Ductless HVAC System - Fuel Sub - Panel Upgrade - Marine | 0.0099519 | 1 | 0 | RASS 2019 | 414.0704 | 2032 | 1 | SWHC044-02
RES-HVAC-FS-34-PU.8 | Res ¦ Ductless Mini Split Heat Pump (SEER 17) - Fuel Sub - Panel Upgrade - Marine ¦ SCG ¦ Marine | Res ¦ Ductless Mini Split Heat Pump (SEER 17) - Fuel Sub - Panel Upgrade - Marine | SCG ¦ Marine | SCG | All | Electric & Gas | Ductless mini-split heat pump (SEER 17, HSPF 9.4) - Panel Upgrade Group | Efficient | 0 | Conventional | HVAC | Res - Multi Family | Res | ROB Only | 1 | Residential Households | Cap-Tons | 15 | DEER:HVAC_Eff_AC | 88.2 | 0 | -78.7 | SWHC044-02 | 1269.88 | 2019 | 0 | 533.17 | 2019 | 3859.0604 | -55.19 | SWHC044-02 | Res Ductless HVAC System - Fuel Sub - Panel Upgrade - Marine ¦ SCG ¦ Marine | Res Ductless HVAC System - Fuel Sub - Panel Upgrade - Marine | 0.00016825 | 1 | 0 | RASS 2019 | 0 | 2012 | 1 | SWHC044-02
RES-HVAC-FS-34-PU.9 | Res ¦ Ductless Mini Split Heat Pump (SEER 17) - Fuel Sub - Panel Upgrade - Hot-Dry ¦ SCG ¦ Hot-Dry | Res ¦ Ductless Mini Split Heat Pump (SEER 17) - Fuel Sub - Panel Upgrade - Hot-Dry | SCG ¦ Hot-Dry | SCG | All | Electric & Gas | Ductless mini-split heat pump (SEER 17, HSPF 9.4) - Panel Upgrade Group | Efficient | 0 | Conventional | HVAC | Res - Single Family | Res | ROB Only | 1 | Residential Households | Cap-Tons | 15 | DEER:HVAC_Eff_AC | 105 | 0 | -52.3 | SWHC044-02 | 1269.88 | 2019 | 0 | 533.17 | 2019 | 1367.4197 | -55.19 | SWHC044-02 | Res Ductless HVAC System - Fuel Sub - Panel Upgrade - Hot-Dry ¦ SCG ¦ Hot-Dry | Res Ductless HVAC System - Fuel Sub - Panel Upgrade - Hot-Dry | 0.0099519 | 1 | 0 | RASS 2019 | 414.0704 | 2032 | 1 | SWHC044-02
RES-HVAC-FS-34-PU.10 | Res ¦ Ductless Mini Split Heat Pump (SEER 17) - Fuel Sub - Panel Upgrade - Hot-Dry ¦ SCG ¦ Hot-Dry | Res ¦ Ductless Mini Split Heat Pump (SEER 17) - Fuel Sub - Panel Upgrade - Hot-Dry | SCG ¦ Hot-Dry | SCG | All | Electric & Gas | Ductless mini-split heat pump (SEER 17, HSPF 9.4) - Panel Upgrade Group | Efficient | 0 | Conventional | HVAC | Res - Multi Family | Res | ROB Only | 1 | Residential Households | Cap-Tons | 15 | DEER:HVAC_Eff_AC | 128 | 0 | -108 | SWHC044-02 | 1269.88 | 2019 | 0 | 533.17 | 2019 | 3859.0604 | -55.19 | SWHC044-02 | Res Ductless HVAC System - Fuel Sub - Panel Upgrade - Hot-Dry ¦ SCG ¦ Hot-Dry | Res Ductless HVAC System - Fuel Sub - Panel Upgrade - Hot-Dry | 0.00016825 | 1 | 0 | RASS 2019 | 0 | 2012 | 1 | SWHC044-02
RES-HVAC-FS-34-PU.11 | Res ¦ Ductless Mini Split Heat Pump (SEER 17) - Fuel Sub - Panel Upgrade - Cold ¦ SCG ¦ Cold | Res ¦ Ductless Mini Split Heat Pump (SEER 17) - Fuel Sub - Panel Upgrade - Cold | SCG ¦ Cold | SCG | All | Electric & Gas | Ductless mini-split heat pump (SEER 17, HSPF 9.4) - Panel Upgrade Group | Efficient | 0 | Conventional | HVAC | Res - Single Family | Res | ROB Only | 1 | Residential Households | Cap-Tons | 15 | DEER:HVAC_Eff_AC | 446 | 0 | -70.2 | SWHC044-02 | 1269.88 | 2019 | 0 | 533.17 | 2019 | 1367.4197 | -55.19 | SWHC044-02 | Res Ductless HVAC System - Fuel Sub - Panel Upgrade - Cold ¦ SCG ¦ Cold | Res Ductless HVAC System - Fuel Sub - Panel Upgrade - Cold | 0.0099519 | 1 | 0 | RASS 2019 | 414.0704 | 2032 | 1 | SWHC044-02
RES-HVAC-FS-34-PU.12 | Res ¦ Ductless Mini Split Heat Pump (SEER 17) - Fuel Sub - Panel Upgrade - Cold ¦ SCG ¦ Cold | Res ¦ Ductless Mini Split Heat Pump (SEER 17) - Fuel Sub - Panel Upgrade - Cold | SCG ¦ Cold | SCG | All | Electric & Gas | Ductless mini-split heat pump (SEER 17, HSPF 9.4) - Panel Upgrade Group | Efficient | 0 | Conventional | HVAC | Res - Multi Family | Res | ROB Only | 1 | Residential Households | Cap-Tons | 15 | DEER:HVAC_Eff_AC | 978 | 0 | -184 | SWHC044-02 | 1269.88 | 2019 | 0 | 533.17 | 2019 | 3859.0604 | -55.19 | SWHC044-02 | Res Ductless HVAC System - Fuel Sub - Panel Upgrade - Cold ¦ SCG ¦ Cold | Res Ductless HVAC System - Fuel Sub - Panel Upgrade - Cold | 0.00016825 | 1 | 0 | RASS 2019 | 0 | 2012 | 1 | SWHC044-02
RES-HVAC-FS-34-PU.13 | Res ¦ Ductless Mini Split Heat Pump (SEER 17) - Fuel Sub - Panel Upgrade - Marine ¦ SDG&E ¦ Marine | Res ¦ Ductless Mini Split Heat Pump (SEER 17) - Fuel Sub - Panel Upgrade - Marine | SDG&E ¦ Marine | SDG&E | All | Electric & Gas | Ductless mini-split heat pump (SEER 17, HSPF 9.4) - Panel Upgrade Group | Efficient | 0 | Conventional | HVAC | Res - Single Family | Res | ROB Only | 1 | Residential Households | Cap-Tons | 15 | DEER:HVAC_Eff_AC | 54.6 | 0 | -34.5 | SWHC044-02 | 1269.88 | 2019 | 0 | 533.17 | 2019 | 1577.5034 | -55.19 | SWHC044-02 | Res Ductless HVAC System - Fuel Sub - Panel Upgrade - Marine ¦ SDG&E ¦ Marine | Res Ductless HVAC System - Fuel Sub - Panel Upgrade - Marine | 0.010537 | 1 | 0 | RASS 2019 | 414.0704 | 2032 | 1 | SWHC044-02
RES-HVAC-FS-34-PU.14 | Res ¦ Ductless Mini Split Heat Pump (SEER 17) - Fuel Sub - Panel Upgrade - Marine ¦ SDG&E ¦ Marine | Res ¦ Ductless Mini Split Heat Pump (SEER 17) - Fuel Sub - Panel Upgrade - Marine | SDG&E ¦ Marine | SDG&E | All | Electric & Gas | Ductless mini-split heat pump (SEER 17, HSPF 9.4) - Panel Upgrade Group | Efficient | 0 | Conventional | HVAC | Res - Multi Family | Res | ROB Only | 1 | Residential Households | Cap-Tons | 15 | DEER:HVAC_Eff_AC | 88.2 | 0 | -78.7 | SWHC044-02 | 1269.88 | 2019 | 0 | 533.17 | 2019 | 3801.6529 | -55.19 | SWHC044-02 | Res Ductless HVAC System - Fuel Sub - Panel Upgrade - Marine ¦ SDG&E ¦ Marine | Res Ductless HVAC System - Fuel Sub - Panel Upgrade - Marine | 3.2566e-05 | 1 | 0 | RASS 2019 | 0 | 2012 | 1 | SWHC044-02
RES-HVAC-FS-34-PU.15 | Res ¦ Ductless Mini Split Heat Pump (SEER 17) - Fuel Sub - Panel Upgrade - Hot-Dry ¦ SDG&E ¦ Hot-Dry | Res ¦ Ductless Mini Split Heat Pump (SEER 17) - Fuel Sub - Panel Upgrade - Hot-Dry | SDG&E ¦ Hot-Dry | SDG&E | All | Electric & Gas | Ductless mini-split heat pump (SEER 17, HSPF 9.4) - Panel Upgrade Group | Efficient | 0 | Conventional | HVAC | Res - Single Family | Res | ROB Only | 1 | Residential Households | Cap-Tons | 15 | DEER:HVAC_Eff_AC | 75.3 | 0 | -46.5 | SWHC044-02 | 1269.88 | 2019 | 0 | 533.17 | 2019 | 1577.5034 | -55.19 | SWHC044-02 | Res Ductless HVAC System - Fuel Sub - Panel Upgrade - Hot-Dry ¦ SDG&E ¦ Hot-Dry | Res Ductless HVAC System - Fuel Sub - Panel Upgrade - Hot-Dry | 0.010537 | 1 | 0 | RASS 2019 | 414.0704 | 2032 | 1 | SWHC044-02
RES-HVAC-FS-34-PU.16 | Res ¦ Ductless Mini Split Heat Pump (SEER 17) - Fuel Sub - Panel Upgrade - Hot-Dry ¦ SDG&E ¦ Hot-Dry | Res ¦ Ductless Mini Split Heat Pump (SEER 17) - Fuel Sub - Panel Upgrade - Hot-Dry | SDG&E ¦ Hot-Dry | SDG&E | All | Electric & Gas | Ductless mini-split heat pump (SEER 17, HSPF 9.4) - Panel Upgrade Group | Efficient | 0 | Conventional | HVAC | Res - Multi Family | Res | ROB Only | 1 | Residential Households | Cap-Tons | 15 | DEER:HVAC_Eff_AC | 93.8 | 0 | -93.8 | SWHC044-02 | 1269.88 | 2019 | 0 | 533.17 | 2019 | 3801.6529 | -55.19 | SWHC044-02 | Res Ductless HVAC System - Fuel Sub - Panel Upgrade - Hot-Dry ¦ SDG&E ¦ Hot-Dry | Res Ductless HVAC System - Fuel Sub - Panel Upgrade - Hot-Dry | 3.2566e-05 | 1 | 0 | RASS 2019 | 0 | 2012 | 1 | SWHC044-02
RES-HVAC-FS-35-PU.1 | Res ¦ Ductless Mini Split Heat Pump (SEER 18) - Fuel Sub - Panel Upgrade - Marine ¦ PG&E ¦ Marine | Res ¦ Ductless Mini Split Heat Pump (SEER 18) - Fuel Sub - Panel Upgrade - Marine | PG&E ¦ Marine | PG&E | All | Electric & Gas | Ductless mini-split heat pump (SEER 18, HSPF 9.7) - Panel Upgrade Group | Efficient | 0 | Conventional | HVAC | Res - Single Family | Res | ROB Only | 1 | Residential Households | Cap-Tons | 15 | DEER:HVAC_Eff_AC | 289 | 0 | -76.7 | SWHC044-02 | 1324.65 | 2019 | 0 | 533.17 | 2019 | 1367.4197 | -55.19 | SWHC044-02 | Res Ductless HVAC System - Fuel Sub - Panel Upgrade - Marine ¦ PG&E ¦ Marine | Res Ductless HVAC System - Fuel Sub - Panel Upgrade - Marine | 0.0018518 | 1 | 0 | RASS 2019 | 426.6484 | 2032 | 1 | SWHC044-02
RES-HVAC-FS-35-PU.2 | Res ¦ Ductless Mini Split Heat Pump (SEER 18) - Fuel Sub - Panel Upgrade - Marine ¦ PG&E ¦ Marine | Res ¦ Ductless Mini Split Heat Pump (SEER 18) - Fuel Sub - Panel Upgrade - Marine | PG&E ¦ Marine | PG&E | All | Electric & Gas | Ductless mini-split heat pump (SEER 18, HSPF 9.7) - Panel Upgrade Group | Efficient | 0 | Conventional | HVAC | Res - Multi Family | Res | ROB Only | 1 | Residential Households | Cap-Tons | 15 | DEER:HVAC_Eff_AC | 309 | 0 | -127 | SWHC044-02 | 1324.65 | 2019 | 0 | 533.17 | 2019 | 3859.0604 | -55.19 | SWHC044-02 | Res Ductless HVAC System - Fuel Sub - Panel Upgrade - Marine ¦ PG&E ¦ Marine | Res Ductless HVAC System - Fuel Sub - Panel Upgrade - Marine | 4.1848e-06 | 1 | 0 | RASS 2019 | 0 | 2012 | 1 | SWHC044-02
RES-HVAC-FS-35-PU.3 | Res ¦ Ductless Mini Split Heat Pump (SEER 18) - Fuel Sub - Panel Upgrade - Hot-Dry ¦ PG&E ¦ Hot-Dry | Res ¦ Ductless Mini Split Heat Pump (SEER 18) - Fuel Sub - Panel Upgrade - Hot-Dry | PG&E ¦ Hot-Dry | PG&E | All | Electric & Gas | Ductless mini-split heat pump (SEER 18, HSPF 9.7) - Panel Upgrade Group | Efficient | 0 | Conventional | HVAC | Res - Single Family | Res | ROB Only | 1 | Residential Households | Cap-Tons | 15 | DEER:HVAC_Eff_AC | 399 | 0 | -103 | SWHC044-02 | 1324.65 | 2019 | 0 | 533.17 | 2019 | 1367.4197 | -55.19 | SWHC044-02 | Res Ductless HVAC System - Fuel Sub - Panel Upgrade - Hot-Dry ¦ PG&E ¦ Hot-Dry | Res Ductless HVAC System - Fuel Sub - Panel Upgrade - Hot-Dry | 0.0018518 | 1 | 0 | RASS 2019 | 426.6484 | 2032 | 1 | SWHC044-02
RES-HVAC-FS-35-PU.4 | Res ¦ Ductless Mini Split Heat Pump (SEER 18) - Fuel Sub - Panel Upgrade - Hot-Dry ¦ PG&E ¦ Hot-Dry | Res ¦ Ductless Mini Split Heat Pump (SEER 18) - Fuel Sub - Panel Upgrade - Hot-Dry | PG&E ¦ Hot-Dry | PG&E | All | Electric & Gas | Ductless mini-split heat pump (SEER 18, HSPF 9.7) - Panel Upgrade Group | Efficient | 0 | Conventional | HVAC | Res - Multi Family | Res | ROB Only | 1 | Residential Households | Cap-Tons | 15 | DEER:HVAC_Eff_AC | 216 | 0 | -118 | SWHC044-02 | 1324.65 | 2019 | 0 | 533.17 | 2019 | 3859.0604 | -55.19 | SWHC044-02 | Res Ductless HVAC System - Fuel Sub - Panel Upgrade - Hot-Dry ¦ PG&E ¦ Hot-Dry | Res Ductless HVAC System - Fuel Sub - Panel Upgrade - Hot-Dry | 4.1848e-06 | 1 | 0 | RASS 2019 | 0 | 2012 | 1 | SWHC044-02
RES-HVAC-FS-35-PU.5 | Res ¦ Ductless Mini Split Heat Pump (SEER 18) - Fuel Sub - Panel Upgrade - Cold ¦ PG&E ¦ Cold | Res ¦ Ductless Mini Split Heat Pump (SEER 18) - Fuel Sub - Panel Upgrade - Cold | PG&E ¦ Cold | PG&E | All | Electric & Gas | Ductless mini-split heat pump (SEER 18, HSPF 9.7) - Panel Upgrade Group | Efficient | 0 | Conventional | HVAC | Res - Single Family | Res | ROB Only | 1 | Residential Households | Cap-Tons | 15 | DEER:HVAC_Eff_AC | 435 | 0 | -70.2 | SWHC044-02 | 1324.65 | 2019 | 0 | 533.17 | 2019 | 1367.4197 | -55.19 | SWHC044-02 | Res Ductless HVAC System - Fuel Sub - Panel Upgrade - Cold ¦ PG&E ¦ Cold | Res Ductless HVAC System - Fuel Sub - Panel Upgrade - Cold | 0.0018518 | 1 | 0 | RASS 2019 | 426.6484 | 2032 | 1 | SWHC044-02
RES-HVAC-FS-35-PU.6 | Res ¦ Ductless Mini Split Heat Pump (SEER 18) - Fuel Sub - Panel Upgrade - Cold ¦ PG&E ¦ Cold | Res ¦ Ductless Mini Split Heat Pump (SEER 18) - Fuel Sub - Panel Upgrade - Cold | PG&E ¦ Cold | PG&E | All | Electric & Gas | Ductless mini-split heat pump (SEER 18, HSPF 9.7) - Panel Upgrade Group | Efficient | 0 | Conventional | HVAC | Res - Multi Family | Res | ROB Only | 1 | Residential Households | Cap-Tons | 15 | DEER:HVAC_Eff_AC | 940 | 0 | -184 | SWHC044-02 | 1324.65 | 2019 | 0 | 533.17 | 2019 | 3859.0604 | -55.19 | SWHC044-02 | Res Ductless HVAC System - Fuel Sub - Panel Upgrade - Cold ¦ PG&E ¦ Cold | Res Ductless HVAC System - Fuel Sub - Panel Upgrade - Cold | 4.1848e-06 | 1 | 0 | RASS 2019 | 0 | 2012 | 1 | SWHC044-02
RES-HVAC-FS-35-PU.7 | Res ¦ Ductless Mini Split Heat Pump (SEER 18) - Fuel Sub - Panel Upgrade - Marine ¦ SCG ¦ Marine | Res ¦ Ductless Mini Split Heat Pump (SEER 18) - Fuel Sub - Panel Upgrade - Marine | SCG ¦ Marine | SCG | All | Electric & Gas | Ductless mini-split heat pump (SEER 18, HSPF 9.7) - Panel Upgrade Group | Efficient | 0 | Conventional | HVAC | Res - Single Family | Res | ROB Only | 1 | Residential Households | Cap-Tons | 15 | DEER:HVAC_Eff_AC | 43.4 | 0 | -34.5 | SWHC044-02 | 1324.65 | 2019 | 0 | 533.17 | 2019 | 1367.4197 | -55.19 | SWHC044-02 | Res Ductless HVAC System - Fuel Sub - Panel Upgrade - Marine ¦ SCG ¦ Marine | Res Ductless HVAC System - Fuel Sub - Panel Upgrade - Marine | 0.0099519 | 1 | 0 | RASS 2019 | 426.6484 | 2032 | 1 | SWHC044-02
RES-HVAC-FS-35-PU.8 | Res ¦ Ductless Mini Split Heat Pump (SEER 18) - Fuel Sub - Panel Upgrade - Marine ¦ SCG ¦ Marine | Res ¦ Ductless Mini Split Heat Pump (SEER 18) - Fuel Sub - Panel Upgrade - Marine | SCG ¦ Marine | SCG | All | Electric & Gas | Ductless mini-split heat pump (SEER 18, HSPF 9.7) - Panel Upgrade Group | Efficient | 0 | Conventional | HVAC | Res - Multi Family | Res | ROB Only | 1 | Residential Households | Cap-Tons | 15 | DEER:HVAC_Eff_AC | 77.1 | 0 | -78.7 | SWHC044-02 | 1324.65 | 2019 | 0 | 533.17 | 2019 | 3859.0604 | -55.19 | SWHC044-02 | Res Ductless HVAC System - Fuel Sub - Panel Upgrade - Marine ¦ SCG ¦ Marine | Res Ductless HVAC System - Fuel Sub - Panel Upgrade - Marine | 0.00016825 | 1 | 0 | RASS 2019 | 0 | 2012 | 1 | SWHC044-02
RES-HVAC-FS-35-PU.9 | Res ¦ Ductless Mini Split Heat Pump (SEER 18) - Fuel Sub - Panel Upgrade - Hot-Dry ¦ SCG ¦ Hot-Dry | Res ¦ Ductless Mini Split Heat Pump (SEER 18) - Fuel Sub - Panel Upgrade - Hot-Dry | SCG ¦ Hot-Dry | SCG | All | Electric & Gas | Ductless mini-split heat pump (SEER 18, HSPF 9.7) - Panel Upgrade Group | Efficient | 0 | Conventional | HVAC | Res - Single Family | Res | ROB Only | 1 | Residential Households | Cap-Tons | 15 | DEER:HVAC_Eff_AC | 81.5 | 0 | -52.3 | SWHC044-02 | 1324.65 | 2019 | 0 | 533.17 | 2019 | 1367.4197 | -55.19 | SWHC044-02 | Res Ductless HVAC System - Fuel Sub - Panel Upgrade - Hot-Dry ¦ SCG ¦ Hot-Dry | Res Ductless HVAC System - Fuel Sub - Panel Upgrade - Hot-Dry | 0.0099519 | 1 | 0 | RASS 2019 | 426.6484 | 2032 | 1 | SWHC044-02
RES-HVAC-FS-35-PU.10 | Res ¦ Ductless Mini Split Heat Pump (SEER 18) - Fuel Sub - Panel Upgrade - Hot-Dry ¦ SCG ¦ Hot-Dry | Res ¦ Ductless Mini Split Heat Pump (SEER 18) - Fuel Sub - Panel Upgrade - Hot-Dry | SCG ¦ Hot-Dry | SCG | All | Electric & Gas | Ductless mini-split heat pump (SEER 18, HSPF 9.7) - Panel Upgrade Group | Efficient | 0 | Conventional | HVAC | Res - Multi Family | Res | ROB Only | 1 | Residential Households | Cap-Tons | 15 | DEER:HVAC_Eff_AC | 100 | 0 | -108 | SWHC044-02 | 1324.65 | 2019 | 0 | 533.17 | 2019 | 3859.0604 | -55.19 | SWHC044-02 | Res Ductless HVAC System - Fuel Sub - Panel Upgrade - Hot-Dry ¦ SCG ¦ Hot-Dry | Res Ductless HVAC System - Fuel Sub - Panel Upgrade - Hot-Dry | 0.00016825 | 1 | 0 | RASS 2019 | 0 | 2012 | 1 | SWHC044-02
RES-HVAC-FS-35-PU.11 | Res ¦ Ductless Mini Split Heat Pump (SEER 18) - Fuel Sub - Panel Upgrade - Cold ¦ SCG ¦ Cold | Res ¦ Ductless Mini Split Heat Pump (SEER 18) - Fuel Sub - Panel Upgrade - Cold | SCG ¦ Cold | SCG | All | Electric & Gas | Ductless mini-split heat pump (SEER 18, HSPF 9.7) - Panel Upgrade Group | Efficient | 0 | Conventional | HVAC | Res - Single Family | Res | ROB Only | 1 | Residential Households | Cap-Tons | 15 | DEER:HVAC_Eff_AC | 435 | 0 | -70.2 | SWHC044-02 | 1324.65 | 2019 | 0 | 533.17 | 2019 | 1367.4197 | -55.19 | SWHC044-02 | Res Ductless HVAC System - Fuel Sub - Panel Upgrade - Cold ¦ SCG ¦ Cold | Res Ductless HVAC System - Fuel Sub - Panel Upgrade - Cold | 0.0099519 | 1 | 0 | RASS 2019 | 426.6484 | 2032 | 1 | SWHC044-02
RES-HVAC-FS-35-PU.12 | Res ¦ Ductless Mini Split Heat Pump (SEER 18) - Fuel Sub - Panel Upgrade - Cold ¦ SCG ¦ Cold | Res ¦ Ductless Mini Split Heat Pump (SEER 18) - Fuel Sub - Panel Upgrade - Cold | SCG ¦ Cold | SCG | All | Electric & Gas | Ductless mini-split heat pump (SEER 18, HSPF 9.7) - Panel Upgrade Group | Efficient | 0 | Conventional | HVAC | Res - Multi Family | Res | ROB Only | 1 | Residential Households | Cap-Tons | 15 | DEER:HVAC_Eff_AC | 940 | 0 | -184 | SWHC044-02 | 1324.65 | 2019 | 0 | 533.17 | 2019 | 3859.0604 | -55.19 | SWHC044-02 | Res Ductless HVAC System - Fuel Sub - Panel Upgrade - Cold ¦ SCG ¦ Cold | Res Ductless HVAC System - Fuel Sub - Panel Upgrade - Cold | 0.00016825 | 1 | 0 | RASS 2019 | 0 | 2012 | 1 | SWHC044-02
RES-HVAC-FS-35-PU.13 | Res ¦ Ductless Mini Split Heat Pump (SEER 18) - Fuel Sub - Panel Upgrade - Marine ¦ SDG&E ¦ Marine | Res ¦ Ductless Mini Split Heat Pump (SEER 18) - Fuel Sub - Panel Upgrade - Marine | SDG&E ¦ Marine | SDG&E | All | Electric & Gas | Ductless mini-split heat pump (SEER 18, HSPF 9.7) - Panel Upgrade Group | Efficient | 0 | Conventional | HVAC | Res - Single Family | Res | ROB Only | 1 | Residential Households | Cap-Tons | 15 | DEER:HVAC_Eff_AC | 43.4 | 0 | -34.5 | SWHC044-02 | 1324.65 | 2019 | 0 | 533.17 | 2019 | 1577.5034 | -55.19 | SWHC044-02 | Res Ductless HVAC System - Fuel Sub - Panel Upgrade - Marine ¦ SDG&E ¦ Marine | Res Ductless HVAC System - Fuel Sub - Panel Upgrade - Marine | 0.010537 | 1 | 0 | RASS 2019 | 426.6484 | 2032 | 1 | SWHC044-02
RES-HVAC-FS-35-PU.14 | Res ¦ Ductless Mini Split Heat Pump (SEER 18) - Fuel Sub - Panel Upgrade - Marine ¦ SDG&E ¦ Marine | Res ¦ Ductless Mini Split Heat Pump (SEER 18) - Fuel Sub - Panel Upgrade - Marine | SDG&E ¦ Marine | SDG&E | All | Electric & Gas | Ductless mini-split heat pump (SEER 18, HSPF 9.7) - Panel Upgrade Group | Efficient | 0 | Conventional | HVAC | Res - Multi Family | Res | ROB Only | 1 | Residential Households | Cap-Tons | 15 | DEER:HVAC_Eff_AC | 77.1 | 0 | -78.7 | SWHC044-02 | 1324.65 | 2019 | 0 | 533.17 | 2019 | 3801.6529 | -55.19 | SWHC044-02 | Res Ductless HVAC System - Fuel Sub - Panel Upgrade - Marine ¦ SDG&E ¦ Marine | Res Ductless HVAC System - Fuel Sub - Panel Upgrade - Marine | 3.2566e-05 | 1 | 0 | RASS 2019 | 0 | 2012 | 1 | SWHC044-02
RES-HVAC-FS-35-PU.15 | Res ¦ Ductless Mini Split Heat Pump (SEER 18) - Fuel Sub - Panel Upgrade - Hot-Dry ¦ SDG&E ¦ Hot-Dry | Res ¦ Ductless Mini Split Heat Pump (SEER 18) - Fuel Sub - Panel Upgrade - Hot-Dry | SDG&E ¦ Hot-Dry | SDG&E | All | Electric & Gas | Ductless mini-split heat pump (SEER 18, HSPF 9.7) - Panel Upgrade Group | Efficient | 0 | Conventional | HVAC | Res - Single Family | Res | ROB Only | 1 | Residential Households | Cap-Tons | 15 | DEER:HVAC_Eff_AC | 58.9 | 0 | -46.5 | SWHC044-02 | 1324.65 | 2019 | 0 | 533.17 | 2019 | 1577.5034 | -55.19 | SWHC044-02 | Res Ductless HVAC System - Fuel Sub - Panel Upgrade - Hot-Dry ¦ SDG&E ¦ Hot-Dry | Res Ductless HVAC System - Fuel Sub - Panel Upgrade - Hot-Dry | 0.010537 | 1 | 0 | RASS 2019 | 426.6484 | 2032 | 1 | SWHC044-02
RES-HVAC-FS-35-PU.16 | Res ¦ Ductless Mini Split Heat Pump (SEER 18) - Fuel Sub - Panel Upgrade - Hot-Dry ¦ SDG&E ¦ Hot-Dry | Res ¦ Ductless Mini Split Heat Pump (SEER 18) - Fuel Sub - Panel Upgrade - Hot-Dry | SDG&E ¦ Hot-Dry | SDG&E | All | Electric & Gas | Ductless mini-split heat pump (SEER 18, HSPF 9.7) - Panel Upgrade Group | Efficient | 0 | Conventional | HVAC | Res - Multi Family | Res | ROB Only | 1 | Residential Households | Cap-Tons | 15 | DEER:HVAC_Eff_AC | 74.4 | 0 | -93.8 | SWHC044-02 | 1324.65 | 2019 | 0 | 533.17 | 2019 | 3801.6529 | -55.19 | SWHC044-02 | Res Ductless HVAC System - Fuel Sub - Panel Upgrade - Hot-Dry ¦ SDG&E ¦ Hot-Dry | Res Ductless HVAC System - Fuel Sub - Panel Upgrade - Hot-Dry | 3.2566e-05 | 1 | 0 | RASS 2019 | 0 | 2012 | 1 | SWHC044-02
RES-HVAC-FS-10.1 | Res ¦ Code HVAC System Furnace and SEER 14 AC - Marine ¦ PG&E ¦ Marine | Res ¦ Code HVAC System Furnace and SEER 14 AC - Marine | PG&E ¦ Marine | PG&E | All | Electric & Gas | Res TE 80% Furnace and SEER14 split AC | Average Existing and Code | 0 | Conventional | HVAC | Res - Single Family | Res | ROB and NEW | 0 | Residential Households | Cap-Tons | 15 | DEER:HVAC_Eff_AC | 0 | 0 | 0 | SWHC045-01 | 808.92 | 2019 | 0 | 301.53 | 2019 | 0 | 0 | SWHC045-01 | Res Central HVAC System - Fuel Sub - Marine ¦ PG&E ¦ Marine | Res Central HVAC System - Fuel Sub - Marine | 0.58283 | 1 | 1 | RASS 2019 | 0 | 2012 | 1 | SWHC045-01
RES-HVAC-FS-10.2 | Res ¦ Code HVAC System Furnace and SEER 14 AC - Marine ¦ PG&E ¦ Marine | Res ¦ Code HVAC System Furnace and SEER 14 AC - Marine | PG&E ¦ Marine | PG&E | All | Electric & Gas | Res TE 80% Furnace and SEER14 split AC | Average Existing and Code | 0 | Conventional | HVAC | Res - Multi Family | Res | ROB and NEW | 0 | Residential Households | Cap-Tons | 15 | DEER:HVAC_Eff_AC | 0 | 0 | 0 | SWHC045-01 | 808.92 | 2019 | 0 | 301.53 | 2019 | 0 | 0 | SWHC045-01 | Res Central HVAC System - Fuel Sub - Marine ¦ PG&E ¦ Marine | Res Central HVAC System - Fuel Sub - Marine | 0.066794 | 1 | 1 | RASS 2019 | 0 | 2012 | 1 | SWHC045-01
RES-HVAC-FS-10.3 | Res ¦ Code HVAC System Furnace and SEER 14 AC - Hot-Dry ¦ PG&E ¦ Hot-Dry | Res ¦ Code HVAC System Furnace and SEER 14 AC - Hot-Dry | PG&E ¦ Hot-Dry | PG&E | All | Electric & Gas | Res TE 80% Furnace and SEER14 split AC | Average Existing and Code | 0 | Conventional | HVAC | Res - Single Family | Res | ROB and NEW | 0 | Residential Households | Cap-Tons | 15 | DEER:HVAC_Eff_AC | 0 | 0 | 0 | SWHC045-01 | 808.92 | 2019 | 0 | 301.53 | 2019 | 0 | 0 | SWHC045-01 | Res Central HVAC System - Fuel Sub - Hot-Dry ¦ PG&E ¦ Hot-Dry | Res Central HVAC System - Fuel Sub - Hot-Dry | 1.0532 | 1 | 1 | RASS 2019 | 0 | 2012 | 1 | SWHC045-01
RES-HVAC-FS-10.4 | Res ¦ Code HVAC System Furnace and SEER 14 AC - Hot-Dry ¦ PG&E ¦ Hot-Dry | Res ¦ Code HVAC System Furnace and SEER 14 AC - Hot-Dry | PG&E ¦ Hot-Dry | PG&E | All | Electric & Gas | Res TE 80% Furnace and SEER14 split AC | Average Existing and Code | 0 | Conventional | HVAC | Res - Multi Family | Res | ROB and NEW | 0 | Residential Households | Cap-Tons | 15 | DEER:HVAC_Eff_AC | 0 | 0 | 0 | SWHC045-01 | 808.92 | 2019 | 0 | 301.53 | 2019 | 0 | 0 | SWHC045-01 | Res Central HVAC System - Fuel Sub - Hot-Dry ¦ PG&E ¦ Hot-Dry | Res Central HVAC System - Fuel Sub - Hot-Dry | 0.2441 | 1 | 1 | RASS 2019 | 0 | 2012 | 1 | SWHC045-01
RES-HVAC-FS-10.5 | Res ¦ Code HVAC System Furnace and SEER 14 AC - Cold ¦ PG&E ¦ Cold | Res ¦ Code HVAC System Furnace and SEER 14 AC - Cold | PG&E ¦ Cold | PG&E | All | Electric & Gas | Res TE 80% Furnace and SEER14 split AC | Average Existing and Code | 0 | Conventional | HVAC | Res - Single Family | Res | ROB and NEW | 0 | Residential Households | Cap-Tons | 15 | DEER:HVAC_Eff_AC | 0 | 0 | 0 | SWHC045-01 | 808.92 | 2019 | 0 | 301.53 | 2019 | 0 | 0 | SWHC045-01 | Res Central HVAC System - Fuel Sub - Cold ¦ PG&E ¦ Cold | Res Central HVAC System - Fuel Sub - Cold | 0.23165 | 1 | 1 | RASS 2019 | 0 | 2012 | 1 | SWHC045-01
RES-HVAC-FS-10.6 | Res ¦ Code HVAC System Furnace and SEER 14 AC - Cold ¦ PG&E ¦ Cold | Res ¦ Code HVAC System Furnace and SEER 14 AC - Cold | PG&E ¦ Cold | PG&E | All | Electric & Gas | Res TE 80% Furnace and SEER14 split AC | Average Existing and Code | 0 | Conventional | HVAC | Res - Multi Family | Res | ROB and NEW | 0 | Residential Households | Cap-Tons | 15 | DEER:HVAC_Eff_AC | 0 | 0 | 0 | SWHC045-01 | 808.92 | 2019 | 0 | 301.53 | 2019 | 0 | 0 | SWHC045-01 | Res Central HVAC System - Fuel Sub - Cold ¦ PG&E ¦ Cold | Res Central HVAC System - Fuel Sub - Cold | 0.060679 | 1 | 1 | RASS 2019 | 0 | 2012 | 1 | SWHC045-01
RES-HVAC-FS-10.7 | Res ¦ Code HVAC System Furnace and SEER 14 AC - Marine ¦ SCG ¦ Marine | Res ¦ Code HVAC System Furnace and SEER 14 AC - Marine | SCG ¦ Marine | SCG | All | Electric & Gas | Res TE 80% Furnace and SEER14 split AC | Average Existing and Code | 0 | Conventional | HVAC | Res - Single Family | Res | ROB and NEW | 0 | Residential Households | Cap-Tons | 15 | DEER:HVAC_Eff_AC | 0 | 0 | 0 | SWHC045-01 | 808.92 | 2019 | 0 | 301.53 | 2019 | 0 | 0 | SWHC045-01 | Res Central HVAC System - Fuel Sub - Marine ¦ SCG ¦ Marine | Res Central HVAC System - Fuel Sub - Marine | 0.94772 | 1 | 1 | RASS 2019 | 0 | 2012 | 1 | SWHC045-01
RES-HVAC-FS-10.8 | Res ¦ Code HVAC System Furnace and SEER 14 AC - Marine ¦ SCG ¦ Marine | Res ¦ Code HVAC System Furnace and SEER 14 AC - Marine | SCG ¦ Marine | SCG | All | Electric & Gas | Res TE 80% Furnace and SEER14 split AC | Average Existing and Code | 0 | Conventional | HVAC | Res - Multi Family | Res | ROB and NEW | 0 | Residential Households | Cap-Tons | 15 | DEER:HVAC_Eff_AC | 0 | 0 | 0 | SWHC045-01 | 808.92 | 2019 | 0 | 301.53 | 2019 | 0 | 0 | SWHC045-01 | Res Central HVAC System - Fuel Sub - Marine ¦ SCG ¦ Marine | Res Central HVAC System - Fuel Sub - Marine | 0.19192 | 1 | 1 | RASS 2019 | 0 | 2012 | 1 | SWHC045-01
RES-HVAC-FS-10.9 | Res ¦ Code HVAC System Furnace and SEER 14 AC - Hot-Dry ¦ SCG ¦ Hot-Dry | Res ¦ Code HVAC System Furnace and SEER 14 AC - Hot-Dry | SCG ¦ Hot-Dry | SCG | All | Electric & Gas | Res TE 80% Furnace and SEER14 split AC | Average Existing and Code | 0 | Conventional | HVAC | Res - Single Family | Res | ROB and NEW | 0 | Residential Households | Cap-Tons | 15 | DEER:HVAC_Eff_AC | 0 | 0 | 0 | SWHC045-01 | 808.92 | 2019 | 0 | 301.53 | 2019 | 0 | 0 | SWHC045-01 | Res Central HVAC System - Fuel Sub - Hot-Dry ¦ SCG ¦ Hot-Dry | Res Central HVAC System - Fuel Sub - Hot-Dry | 1.5905 | 1 | 1 | RASS 2019 | 0 | 2012 | 1 | SWHC045-01
RES-HVAC-FS-10.10 | Res ¦ Code HVAC System Furnace and SEER 14 AC - Hot-Dry ¦ SCG ¦ Hot-Dry | Res ¦ Code HVAC System Furnace and SEER 14 AC - Hot-Dry | SCG ¦ Hot-Dry | SCG | All | Electric & Gas | Res TE 80% Furnace and SEER14 split AC | Average Existing and Code | 0 | Conventional | HVAC | Res - Multi Family | Res | ROB and NEW | 0 | Residential Households | Cap-Tons | 15 | DEER:HVAC_Eff_AC | 0 | 0 | 0 | SWHC045-01 | 808.92 | 2019 | 0 | 301.53 | 2019 | 0 | 0 | SWHC045-01 | Res Central HVAC System - Fuel Sub - Hot-Dry ¦ SCG ¦ Hot-Dry | Res Central HVAC System - Fuel Sub - Hot-Dry | 0.22921 | 1 | 1 | RASS 2019 | 0 | 2012 | 1 | SWHC045-01
RES-HVAC-FS-10.11 | Res ¦ Code HVAC System Furnace and SEER 14 AC - Cold ¦ SCG ¦ Cold | Res ¦ Code HVAC System Furnace and SEER 14 AC - Cold | SCG ¦ Cold | SCG | All | Electric & Gas | Res TE 80% Furnace and SEER14 split AC | Average Existing and Code | 0 | Conventional | HVAC | Res - Single Family | Res | ROB and NEW | 0 | Residential Households | Cap-Tons | 15 | DEER:HVAC_Eff_AC | 0 | 0 | 0 | SWHC045-01 | 808.92 | 2019 | 0 | 301.53 | 2019 | 0 | 0 | SWHC045-01 | Res Central HVAC System - Fuel Sub - Cold ¦ SCG ¦ Cold | Res Central HVAC System - Fuel Sub - Cold | 1.969 | 1 | 1 | RASS 2019 | 0 | 2012 | 1 | SWHC045-01
RES-HVAC-FS-10.12 | Res ¦ Code HVAC System Furnace and SEER 14 AC - Cold ¦ SCG ¦ Cold | Res ¦ Code HVAC System Furnace and SEER 14 AC - Cold | SCG ¦ Cold | SCG | All | Electric & Gas | Res TE 80% Furnace and SEER14 split AC | Average Existing and Code | 0 | Conventional | HVAC | Res - Multi Family | Res | ROB and NEW | 0 | Residential Households | Cap-Tons | 15 | DEER:HVAC_Eff_AC | 0 | 0 | 0 | SWHC045-01 | 808.92 | 2019 | 0 | 301.53 | 2019 | 0 | 0 | SWHC045-01 | Res Central HVAC System - Fuel Sub - Cold ¦ SCG ¦ Cold | Res Central HVAC System - Fuel Sub - Cold | 0.060679 | 1 | 1 | RASS 2019 | 0 | 2012 | 1 | SWHC045-01
RES-HVAC-FS-10.13 | Res ¦ Code HVAC System Furnace and SEER 14 AC - Marine ¦ SDG&E ¦ Marine | Res ¦ Code HVAC System Furnace and SEER 14 AC - Marine | SDG&E ¦ Marine | SDG&E | All | Electric & Gas | Res TE 80% Furnace and SEER14 split AC | Average Existing and Code | 0 | Conventional | HVAC | Res - Single Family | Res | ROB and NEW | 0 | Residential Households | Cap-Tons | 15 | DEER:HVAC_Eff_AC | 0 | 0 | 0 | SWHC045-01 | 808.92 | 2019 | 0 | 301.53 | 2019 | 0 | 0 | SWHC045-01 | Res Central HVAC System - Fuel Sub - Marine ¦ SDG&E ¦ Marine | Res Central HVAC System - Fuel Sub - Marine | 1.9303 | 1 | 1 | RASS 2019 | 0 | 2012 | 1 | SWHC045-01
RES-HVAC-FS-10.14 | Res ¦ Code HVAC System Furnace and SEER 14 AC - Marine ¦ SDG&E ¦ Marine | Res ¦ Code HVAC System Furnace and SEER 14 AC - Marine | SDG&E ¦ Marine | SDG&E | All | Electric & Gas | Res TE 80% Furnace and SEER14 split AC | Average Existing and Code | 0 | Conventional | HVAC | Res - Multi Family | Res | ROB and NEW | 0 | Residential Households | Cap-Tons | 15 | DEER:HVAC_Eff_AC | 0 | 0 | 0 | SWHC045-01 | 808.92 | 2019 | 0 | 301.53 | 2019 | 0 | 0 | SWHC045-01 | Res Central HVAC System - Fuel Sub - Marine ¦ SDG&E ¦ Marine | Res Central HVAC System - Fuel Sub - Marine | 0.39508 | 1 | 1 | RASS 2019 | 0 | 2012 | 1 | SWHC045-01
RES-HVAC-FS-10.15 | Res ¦ Code HVAC System Furnace and SEER 14 AC - Hot-Dry ¦ SDG&E ¦ Hot-Dry | Res ¦ Code HVAC System Furnace and SEER 14 AC - Hot-Dry | SDG&E ¦ Hot-Dry | SDG&E | All | Electric & Gas | Res TE 80% Furnace and SEER14 split AC | Average Existing and Code | 0 | Conventional | HVAC | Res - Single Family | Res | ROB and NEW | 0 | Residential Households | Cap-Tons | 15 | DEER:HVAC_Eff_AC | 0 | 0 | 0 | SWHC045-01 | 808.92 | 2019 | 0 | 301.53 | 2019 | 0 | 0 | SWHC045-01 | Res Central HVAC System - Fuel Sub - Hot-Dry ¦ SDG&E ¦ Hot-Dry | Res Central HVAC System - Fuel Sub - Hot-Dry | 1.1703 | 1 | 1 | RASS 2019 | 0 | 2012 | 1 | SWHC045-01
RES-HVAC-FS-10.16 | Res ¦ Code HVAC System Furnace and SEER 14 AC - Hot-Dry ¦ SDG&E ¦ Hot-Dry | Res ¦ Code HVAC System Furnace and SEER 14 AC - Hot-Dry | SDG&E ¦ Hot-Dry | SDG&E | All | Electric & Gas | Res TE 80% Furnace and SEER14 split AC | Average Existing and Code | 0 | Conventional | HVAC | Res - Multi Family | Res | ROB and NEW | 0 | Residential Households | Cap-Tons | 15 | DEER:HVAC_Eff_AC | 0 | 0 | 0 | SWHC045-01 | 808.92 | 2019 | 0 | 301.53 | 2019 | 0 | 0 | SWHC045-01 | Res Central HVAC System - Fuel Sub - Hot-Dry ¦ SDG&E ¦ Hot-Dry | Res Central HVAC System - Fuel Sub - Hot-Dry | 0.14814 | 1 | 1 | RASS 2019 | 0 | 2012 | 1 | SWHC045-01
RES-HVAC-FS-11.1 | Res ¦ Efficient HVAC System Condensing Furnace and SEER 15 AC - Marine ¦ PG&E ¦ Marine | Res ¦ Efficient HVAC System Condensing Furnace and SEER 15 AC - Marine | PG&E ¦ Marine | PG&E | All | Electric & Gas | SEER 15 AC and efficient gas furnace | Efficient | 0 | Conventional | HVAC | Res - Single Family | Res | ROB and NEW | 0 | Residential Households | Cap-Tons | 17.5 | DEER:HVAC_Eff_AC | -53.235 | -0.031415 | -5.0985 | SWHC031, SWHC049 | 1529.6375 | 2021 | 0 | 301.53 | 2021 | 0 | 0 | SWHC031, SWHC049 | Res Central HVAC System - Fuel Sub - Marine ¦ PG&E ¦ Marine | Res Central HVAC System - Fuel Sub - Marine | 0.58283 | 1 | 0 | RASS 2019 | 0 | 2012 | 0.575 | SWHC031, SWHC049
RES-HVAC-FS-11.2 | Res ¦ Efficient HVAC System Condensing Furnace and SEER 15 AC - Marine ¦ PG&E ¦ Marine | Res ¦ Efficient HVAC System Condensing Furnace and SEER 15 AC - Marine | PG&E ¦ Marine | PG&E | All | Electric & Gas | SEER 15 AC and efficient gas furnace | Efficient | 0 | Conventional | HVAC | Res - Multi Family | Res | ROB and NEW | 0 | Residential Households | Cap-Tons | 17.5 | DEER:HVAC_Eff_AC | -29.2 | -0.019275 | -3.5865 | SWHC031, SWHC049 | 1529.6375 | 2021 | 0 | 301.53 | 2021 | 0 | 0 | SWHC031, SWHC049 | Res Central HVAC System - Fuel Sub - Marine ¦ PG&E ¦ Marine | Res Central HVAC System - Fuel Sub - Marine | 0.066794 | 1 | 0 | RASS 2019 | 0 | 2012 | 0.575 | SWHC031, SWHC049
RES-HVAC-FS-11.3 | Res ¦ Efficient HVAC System Condensing Furnace and SEER 15 AC - Hot-Dry ¦ PG&E ¦ Hot-Dry | Res ¦ Efficient HVAC System Condensing Furnace and SEER 15 AC - Hot-Dry | PG&E ¦ Hot-Dry | PG&E | All | Electric & Gas | SEER 15 AC and efficient gas furnace | Efficient | 0 | Conventional | HVAC | Res - Single Family | Res | ROB and NEW | 0 | Residential Households | Cap-Tons | 17.5 | DEER:HVAC_Eff_AC | -70.025 | -0.05585 | -5.916 | SWHC031, SWHC049 | 1529.6375 | 2021 | 0 | 301.53 | 2021 | 0 | 0 | SWHC031, SWHC049 | Res Central HVAC System - Fuel Sub - Hot-Dry ¦ PG&E ¦ Hot-Dry | Res Central HVAC System - Fuel Sub - Hot-Dry | 1.0532 | 1 | 0 | RASS 2019 | 0 | 2012 | 0.575 | SWHC031, SWHC049
RES-HVAC-FS-11.4 | Res ¦ Efficient HVAC System Condensing Furnace and SEER 15 AC - Hot-Dry ¦ PG&E ¦ Hot-Dry | Res ¦ Efficient HVAC System Condensing Furnace and SEER 15 AC - Hot-Dry | PG&E ¦ Hot-Dry | PG&E | All | Electric & Gas | SEER 15 AC and efficient gas furnace | Efficient | 0 | Conventional | HVAC | Res - Multi Family | Res | ROB and NEW | 0 | Residential Households | Cap-Tons | 17.5 | DEER:HVAC_Eff_AC | -50.275 | -0.051775 | -3.051 | SWHC031, SWHC049 | 1529.6375 | 2021 | 0 | 301.53 | 2021 | 0 | 0 | SWHC031, SWHC049 | Res Central HVAC System - Fuel Sub - Hot-Dry ¦ PG&E ¦ Hot-Dry | Res Central HVAC System - Fuel Sub - Hot-Dry | 0.2441 | 1 | 0 | RASS 2019 | 0 | 2012 | 0.575 | SWHC031, SWHC049
RES-HVAC-FS-11.5 | Res ¦ Efficient HVAC System Condensing Furnace and SEER 15 AC - Cold ¦ PG&E ¦ Cold | Res ¦ Efficient HVAC System Condensing Furnace and SEER 15 AC - Cold | PG&E ¦ Cold | PG&E | All | Electric & Gas | SEER 15 AC and efficient gas furnace | Efficient | 0 | Conventional | HVAC | Res - Single Family | Res | ROB and NEW | 0 | Residential Households | Cap-Tons | 17.5 | DEER:HVAC_Eff_AC | -58.72 | -0.03392 | -3.9175 | SWHC031, SWHC049 | 1529.6375 | 2021 | 0 | 301.53 | 2021 | 0 | 0 | SWHC031, SWHC049 | Res Central HVAC System - Fuel Sub - Cold ¦ PG&E ¦ Cold | Res Central HVAC System - Fuel Sub - Cold | 0.23165 | 1 | 0 | RASS 2019 | 0 | 2012 | 0.575 | SWHC031, SWHC049
RES-HVAC-FS-11.6 | Res ¦ Efficient HVAC System Condensing Furnace and SEER 15 AC - Cold ¦ PG&E ¦ Cold | Res ¦ Efficient HVAC System Condensing Furnace and SEER 15 AC - Cold | PG&E ¦ Cold | PG&E | All | Electric & Gas | SEER 15 AC and efficient gas furnace | Efficient | 0 | Conventional | HVAC | Res - Multi Family | Res | ROB and NEW | 0 | Residential Households | Cap-Tons | 17.5 | DEER:HVAC_Eff_AC | -70.975 | -0.049775 | -4.7168 | SWHC031, SWHC049 | 1529.6375 | 2021 | 0 | 301.53 | 2021 | 0 | 0 | SWHC031, SWHC049 | Res Central HVAC System - Fuel Sub - Cold ¦ PG&E ¦ Cold | Res Central HVAC System - Fuel Sub - Cold | 0.060679 | 1 | 0 | RASS 2019 | 0 | 2012 | 0.575 | SWHC031, SWHC049
RES-HVAC-FS-11.7 | Res ¦ Efficient HVAC System Condensing Furnace and SEER 15 AC - Marine ¦ SCG ¦ Marine | Res ¦ Efficient HVAC System Condensing Furnace and SEER 15 AC - Marine | SCG ¦ Marine | SCG | All | Electric & Gas | SEER 15 AC and efficient gas furnace | Efficient | 0 | Conventional | HVAC | Res - Single Family | Res | ROB and NEW | 0 | Residential Households | Cap-Tons | 17.5 | DEER:HVAC_Eff_AC | -49.51 | -0.0293 | -2.7254 | SWHC031, SWHC049 | 1529.6375 | 2021 | 0 | 301.53 | 2021 | 0 | 0 | SWHC031, SWHC049 | Res Central HVAC System - Fuel Sub - Marine ¦ SCG ¦ Marine | Res Central HVAC System - Fuel Sub - Marine | 0.94772 | 1 | 0 | RASS 2019 | 0 | 2012 | 0.575 | SWHC031, SWHC049
RES-HVAC-FS-11.8 | Res ¦ Efficient HVAC System Condensing Furnace and SEER 15 AC - Marine ¦ SCG ¦ Marine | Res ¦ Efficient HVAC System Condensing Furnace and SEER 15 AC - Marine | SCG ¦ Marine | SCG | All | Electric & Gas | SEER 15 AC and efficient gas furnace | Efficient | 0 | Conventional | HVAC | Res - Multi Family | Res | ROB and NEW | 0 | Residential Households | Cap-Tons | 17.5 | DEER:HVAC_Eff_AC | -24.885 | -0.023595 | -1.9851 | SWHC031, SWHC049 | 1529.6375 | 2021 | 0 | 301.53 | 2021 | 0 | 0 | SWHC031, SWHC049 | Res Central HVAC System - Fuel Sub - Marine ¦ SCG ¦ Marine | Res Central HVAC System - Fuel Sub - Marine | 0.19192 | 1 | 0 | RASS 2019 | 0 | 2012 | 0.575 | SWHC031, SWHC049
RES-HVAC-FS-11.9 | Res ¦ Efficient HVAC System Condensing Furnace and SEER 15 AC - Hot-Dry ¦ SCG ¦ Hot-Dry | Res ¦ Efficient HVAC System Condensing Furnace and SEER 15 AC - Hot-Dry | SCG ¦ Hot-Dry | SCG | All | Electric & Gas | SEER 15 AC and efficient gas furnace | Efficient | 0 | Conventional | HVAC | Res - Single Family | Res | ROB and NEW | 0 | Residential Households | Cap-Tons | 17.5 | DEER:HVAC_Eff_AC | -65.575 | -0.0578 | -3.2487 | SWHC031, SWHC049 | 1529.6375 | 2021 | 0 | 301.53 | 2021 | 0 | 0 | SWHC031, SWHC049 | Res Central HVAC System - Fuel Sub - Hot-Dry ¦ SCG ¦ Hot-Dry | Res Central HVAC System - Fuel Sub - Hot-Dry | 1.5905 | 1 | 0 | RASS 2019 | 0 | 2012 | 0.575 | SWHC031, SWHC049
RES-HVAC-FS-11.10 | Res ¦ Efficient HVAC System Condensing Furnace and SEER 15 AC - Hot-Dry ¦ SCG ¦ Hot-Dry | Res ¦ Efficient HVAC System Condensing Furnace and SEER 15 AC - Hot-Dry | SCG ¦ Hot-Dry | SCG | All | Electric & Gas | SEER 15 AC and efficient gas furnace | Efficient | 0 | Conventional | HVAC | Res - Multi Family | Res | ROB and NEW | 0 | Residential Households | Cap-Tons | 17.5 | DEER:HVAC_Eff_AC | -51.925 | -0.04085 | -2.027 | SWHC031, SWHC049 | 1529.6375 | 2021 | 0 | 301.53 | 2021 | 0 | 0 | SWHC031, SWHC049 | Res Central HVAC System - Fuel Sub - Hot-Dry ¦ SCG ¦ Hot-Dry | Res Central HVAC System - Fuel Sub - Hot-Dry | 0.22921 | 1 | 0 | RASS 2019 | 0 | 2012 | 0.575 | SWHC031, SWHC049
RES-HVAC-FS-11.11 | Res ¦ Efficient HVAC System Condensing Furnace and SEER 15 AC - Cold ¦ SCG ¦ Cold | Res ¦ Efficient HVAC System Condensing Furnace and SEER 15 AC - Cold | SCG ¦ Cold | SCG | All | Electric & Gas | SEER 15 AC and efficient gas furnace | Efficient | 0 | Conventional | HVAC | Res - Single Family | Res | ROB and NEW | 0 | Residential Households | Cap-Tons | 17.5 | DEER:HVAC_Eff_AC | -58.72 | -0.03392 | -3.9175 | SWHC031, SWHC049 | 1529.6375 | 2021 | 0 | 301.53 | 2021 | 0 | 0 | SWHC031, SWHC049 | Res Central HVAC System - Fuel Sub - Cold ¦ SCG ¦ Cold | Res Central HVAC System - Fuel Sub - Cold | 1.969 | 1 | 0 | RASS 2019 | 0 | 2012 | 0.575 | SWHC031, SWHC049
RES-HVAC-FS-11.12 | Res ¦ Efficient HVAC System Condensing Furnace and SEER 15 AC - Cold ¦ SCG ¦ Cold | Res ¦ Efficient HVAC System Condensing Furnace and SEER 15 AC - Cold | SCG ¦ Cold | SCG | All | Electric & Gas | SEER 15 AC and efficient gas furnace | Efficient | 0 | Conventional | HVAC | Res - Multi Family | Res | ROB and NEW | 0 | Residential Households | Cap-Tons | 17.5 | DEER:HVAC_Eff_AC | -70.975 | -0.049775 | -4.7168 | SWHC031, SWHC049 | 1529.6375 | 2021 | 0 | 301.53 | 2021 | 0 | 0 | SWHC031, SWHC049 | Res Central HVAC System - Fuel Sub - Cold ¦ SCG ¦ Cold | Res Central HVAC System - Fuel Sub - Cold | 0.060679 | 1 | 0 | RASS 2019 | 0 | 2012 | 0.575 | SWHC031, SWHC049
RES-HVAC-FS-11.13 | Res ¦ Efficient HVAC System Condensing Furnace and SEER 15 AC - Marine ¦ SDG&E ¦ Marine | Res ¦ Efficient HVAC System Condensing Furnace and SEER 15 AC - Marine | SDG&E ¦ Marine | SDG&E | All | Electric & Gas | SEER 15 AC and efficient gas furnace | Efficient | 0 | Conventional | HVAC | Res - Single Family | Res | ROB and NEW | 0 | Residential Households | Cap-Tons | 17.5 | DEER:HVAC_Eff_AC | -49.51 | -0.0293 | -2.7254 | SWHC031, SWHC049 | 1529.6375 | 2021 | 0 | 301.53 | 2021 | 0 | 0 | SWHC031, SWHC049 | Res Central HVAC System - Fuel Sub - Marine ¦ SDG&E ¦ Marine | Res Central HVAC System - Fuel Sub - Marine | 1.9303 | 1 | 0 | RASS 2019 | 0 | 2012 | 0.575 | SWHC031, SWHC049
RES-HVAC-FS-11.14 | Res ¦ Efficient HVAC System Condensing Furnace and SEER 15 AC - Marine ¦ SDG&E ¦ Marine | Res ¦ Efficient HVAC System Condensing Furnace and SEER 15 AC - Marine | SDG&E ¦ Marine | SDG&E | All | Electric & Gas | SEER 15 AC and efficient gas furnace | Efficient | 0 | Conventional | HVAC | Res - Multi Family | Res | ROB and NEW | 0 | Residential Households | Cap-Tons | 17.5 | DEER:HVAC_Eff_AC | -24.885 | -0.023595 | -1.9851 | SWHC031, SWHC049 | 1529.6375 | 2021 | 0 | 301.53 | 2021 | 0 | 0 | SWHC031, SWHC049 | Res Central HVAC System - Fuel Sub - Marine ¦ SDG&E ¦ Marine | Res Central HVAC System - Fuel Sub - Marine | 0.39508 | 1 | 0 | RASS 2019 | 0 | 2012 | 0.575 | SWHC031, SWHC049
RES-HVAC-FS-11.15 | Res ¦ Efficient HVAC System Condensing Furnace and SEER 15 AC - Hot-Dry ¦ SDG&E ¦ Hot-Dry | Res ¦ Efficient HVAC System Condensing Furnace and SEER 15 AC - Hot-Dry | SDG&E ¦ Hot-Dry | SDG&E | All | Electric & Gas | SEER 15 AC and efficient gas furnace | Efficient | 0 | Conventional | HVAC | Res - Single Family | Res | ROB and NEW | 0 | Residential Households | Cap-Tons | 17.5 | DEER:HVAC_Eff_AC | -53.965 | -0.03275 | -2.38 | SWHC031, SWHC049 | 1529.6375 | 2021 | 0 | 301.53 | 2021 | 0 | 0 | SWHC031, SWHC049 | Res Central HVAC System - Fuel Sub - Hot-Dry ¦ SDG&E ¦ Hot-Dry | Res Central HVAC System - Fuel Sub - Hot-Dry | 1.1703 | 1 | 0 | RASS 2019 | 0 | 2012 | 0.575 | SWHC031, SWHC049
RES-HVAC-FS-11.16 | Res ¦ Efficient HVAC System Condensing Furnace and SEER 15 AC - Hot-Dry ¦ SDG&E ¦ Hot-Dry | Res ¦ Efficient HVAC System Condensing Furnace and SEER 15 AC - Hot-Dry | SDG&E ¦ Hot-Dry | SDG&E | All | Electric & Gas | SEER 15 AC and efficient gas furnace | Efficient | 0 | Conventional | HVAC | Res - Multi Family | Res | ROB and NEW | 0 | Residential Households | Cap-Tons | 17.5 | DEER:HVAC_Eff_AC | -25.015 | -0.025035 | -1.6694 | SWHC031, SWHC049 | 1529.6375 | 2021 | 0 | 301.53 | 2021 | 0 | 0 | SWHC031, SWHC049 | Res Central HVAC System - Fuel Sub - Hot-Dry ¦ SDG&E ¦ Hot-Dry | Res Central HVAC System - Fuel Sub - Hot-Dry | 0.14814 | 1 | 0 | RASS 2019 | 0 | 2012 | 0.575 | SWHC031, SWHC049
RES-HVAC-FS-010.1 | Res ¦ Packaged/Split Heat Pump (SEER 14) - Fuel Sub Future Baseline - Marine ¦ PG&E ¦ Marine | Res ¦ Packaged/Split Heat Pump (SEER 14) - Fuel Sub Future Baseline - Marine | PG&E ¦ Marine | PG&E | All | Electric & Gas | Central ASHP, SEER14, future baseline | Efficient | 2030 | Conventional | HVAC | Res - Single Family | Res | ROB Only | 0 | Residential Households | Cap-Tons | 15 | DEER:HVAC_Eff_AC | 522.1 | 0.0134 | -84.4 | SWHC049-02, relative to SWHC045-01 | 562.81 | 2019 | 0 | 432.3 | 2019 | 0 | -17.23 | SWHC049-02, relative to SWHC045-01 | Res Central HVAC System - Fuel Sub - Marine ¦ PG&E ¦ Marine | Res Central HVAC System - Fuel Sub - Marine | 0.58283 | 1 | 0 | RASS 2019 | 0 | 2012 | 0.6 | SWHC049-02, relative to SWHC045-01
RES-HVAC-FS-010.2 | Res ¦ Packaged/Split Heat Pump (SEER 14) - Fuel Sub Future Baseline - Marine ¦ PG&E ¦ Marine | Res ¦ Packaged/Split Heat Pump (SEER 14) - Fuel Sub Future Baseline - Marine | PG&E ¦ Marine | PG&E | All | Electric & Gas | Central ASHP, SEER14, future baseline | Efficient | 2030 | Conventional | HVAC | Res - Multi Family | Res | ROB Only | 0 | Residential Households | Cap-Tons | 15 | DEER:HVAC_Eff_AC | 565.6 | 0.00602 | -82.4 | SWHC049-02, relative to SWHC045-01 | 562.81 | 2019 | 0 | 432.3 | 2019 | 0 | -17.23 | SWHC049-02, relative to SWHC045-01 | Res Central HVAC System - Fuel Sub - Marine ¦ PG&E ¦ Marine | Res Central HVAC System - Fuel Sub - Marine | 0.066794 | 1 | 0 | RASS 2019 | 0 | 2012 | 0.6 | SWHC049-02, relative to SWHC045-01
RES-HVAC-FS-010.3 | Res ¦ Packaged/Split Heat Pump (SEER 14) - Fuel Sub Future Baseline - Hot-Dry ¦ PG&E ¦ Hot-Dry | Res ¦ Packaged/Split Heat Pump (SEER 14) - Fuel Sub Future Baseline - Hot-Dry | PG&E ¦ Hot-Dry | PG&E | All | Electric & Gas | Central ASHP, SEER14, future baseline | Efficient | 2030 | Conventional | HVAC | Res - Single Family | Res | ROB Only | 0 | Residential Households | Cap-Tons | 15 | DEER:HVAC_Eff_AC | 733.6 | 0.0428 | -90.6 | SWHC049-02, relative to SWHC045-01 | 562.81 | 2019 | 0 | 432.3 | 2019 | 0 | -17.23 | SWHC049-02, relative to SWHC045-01 | Res Central HVAC System - Fuel Sub - Hot-Dry ¦ PG&E ¦ Hot-Dry | Res Central HVAC System - Fuel Sub - Hot-Dry | 1.0532 | 1 | 0 | RASS 2019 | 0 | 2012 | 0.6 | SWHC049-02, relative to SWHC045-01
RES-HVAC-FS-010.4 | Res ¦ Packaged/Split Heat Pump (SEER 14) - Fuel Sub Future Baseline - Hot-Dry ¦ PG&E ¦ Hot-Dry | Res ¦ Packaged/Split Heat Pump (SEER 14) - Fuel Sub Future Baseline - Hot-Dry | PG&E ¦ Hot-Dry | PG&E | All | Electric & Gas | Central ASHP, SEER14, future baseline | Efficient | 2030 | Conventional | HVAC | Res - Multi Family | Res | ROB Only | 0 | Residential Households | Cap-Tons | 15 | DEER:HVAC_Eff_AC | 473 | 0.0447 | -60.6 | SWHC049-02, relative to SWHC045-01 | 562.81 | 2019 | 0 | 432.3 | 2019 | 0 | -17.23 | SWHC049-02, relative to SWHC045-01 | Res Central HVAC System - Fuel Sub - Hot-Dry ¦ PG&E ¦ Hot-Dry | Res Central HVAC System - Fuel Sub - Hot-Dry | 0.2441 | 1 | 0 | RASS 2019 | 0 | 2012 | 0.6 | SWHC049-02, relative to SWHC045-01
RES-HVAC-FS-010.5 | Res ¦ Packaged/Split Heat Pump (SEER 14) - Fuel Sub Future Baseline - Cold ¦ PG&E ¦ Cold | Res ¦ Packaged/Split Heat Pump (SEER 14) - Fuel Sub Future Baseline - Cold | PG&E ¦ Cold | PG&E | All | Electric & Gas | Central ASHP, SEER14, future baseline | Efficient | 2030 | Conventional | HVAC | Res - Single Family | Res | ROB Only | 0 | Residential Households | Cap-Tons | 15 | DEER:HVAC_Eff_AC | 674.7 | 0.013 | -66.8 | SWHC049-02, relative to SWHC045-01 | 562.81 | 2019 | 0 | 432.3 | 2019 | 0 | -17.23 | SWHC049-02, relative to SWHC045-01 | Res Central HVAC System - Fuel Sub - Cold ¦ PG&E ¦ Cold | Res Central HVAC System - Fuel Sub - Cold | 0.23165 | 1 | 0 | RASS 2019 | 0 | 2012 | 0.6 | SWHC049-02, relative to SWHC045-01
RES-HVAC-FS-010.6 | Res ¦ Packaged/Split Heat Pump (SEER 14) - Fuel Sub Future Baseline - Cold ¦ PG&E ¦ Cold | Res ¦ Packaged/Split Heat Pump (SEER 14) - Fuel Sub Future Baseline - Cold | PG&E ¦ Cold | PG&E | All | Electric & Gas | Central ASHP, SEER14, future baseline | Efficient | 2030 | Conventional | HVAC | Res - Multi Family | Res | ROB Only | 0 | Residential Households | Cap-Tons | 15 | DEER:HVAC_Eff_AC | 1477.3 | 0.0328 | -147 | SWHC049-02, relative to SWHC045-01 | 562.81 | 2019 | 0 | 432.3 | 2019 | 0 | -17.23 | SWHC049-02, relative to SWHC045-01 | Res Central HVAC System - Fuel Sub - Cold ¦ PG&E ¦ Cold | Res Central HVAC System - Fuel Sub - Cold | 0.060679 | 1 | 0 | RASS 2019 | 0 | 2012 | 0.6 | SWHC049-02, relative to SWHC045-01
RES-HVAC-FS-010.7 | Res ¦ Packaged/Split Heat Pump (SEER 14) - Fuel Sub Future Baseline - Marine ¦ SCG ¦ Marine | Res ¦ Packaged/Split Heat Pump (SEER 14) - Fuel Sub Future Baseline - Marine | SCG ¦ Marine | SCG | All | Electric & Gas | Central ASHP, SEER14, future baseline | Efficient | 2030 | Conventional | HVAC | Res - Single Family | Res | ROB Only | 0 | Residential Households | Cap-Tons | 15 | DEER:HVAC_Eff_AC | 257.4 | 0.0248 | -41.6 | SWHC049-02, relative to SWHC045-01 | 562.81 | 2019 | 0 | 432.3 | 2019 | 0 | -17.23 | SWHC049-02, relative to SWHC045-01 | Res Central HVAC System - Fuel Sub - Marine ¦ SCG ¦ Marine | Res Central HVAC System - Fuel Sub - Marine | 0.94772 | 1 | 0 | RASS 2019 | 0 | 2012 | 0.6 | SWHC049-02, relative to SWHC045-01
RES-HVAC-FS-010.8 | Res ¦ Packaged/Split Heat Pump (SEER 14) - Fuel Sub Future Baseline - Marine ¦ SCG ¦ Marine | Res ¦ Packaged/Split Heat Pump (SEER 14) - Fuel Sub Future Baseline - Marine | SCG ¦ Marine | SCG | All | Electric & Gas | Central ASHP, SEER14, future baseline | Efficient | 2030 | Conventional | HVAC | Res - Multi Family | Res | ROB Only | 0 | Residential Households | Cap-Tons | 15 | DEER:HVAC_Eff_AC | 271.4 | 0.022 | -41.3 | SWHC049-02, relative to SWHC045-01 | 562.81 | 2019 | 0 | 432.3 | 2019 | 0 | -17.23 | SWHC049-02, relative to SWHC045-01 | Res Central HVAC System - Fuel Sub - Marine ¦ SCG ¦ Marine | Res Central HVAC System - Fuel Sub - Marine | 0.19192 | 1 | 0 | RASS 2019 | 0 | 2012 | 0.6 | SWHC049-02, relative to SWHC045-01
RES-HVAC-FS-010.9 | Res ¦ Packaged/Split Heat Pump (SEER 14) - Fuel Sub Future Baseline - Hot-Dry ¦ SCG ¦ Hot-Dry | Res ¦ Packaged/Split Heat Pump (SEER 14) - Fuel Sub Future Baseline - Hot-Dry | SCG ¦ Hot-Dry | SCG | All | Electric & Gas | Central ASHP, SEER14, future baseline | Efficient | 2030 | Conventional | HVAC | Res - Single Family | Res | ROB Only | 0 | Residential Households | Cap-Tons | 15 | DEER:HVAC_Eff_AC | 352.6 | 0.0454 | -55.1 | SWHC049-02, relative to SWHC045-01 | 562.81 | 2019 | 0 | 432.3 | 2019 | 0 | -17.23 | SWHC049-02, relative to SWHC045-01 | Res Central HVAC System - Fuel Sub - Hot-Dry ¦ SCG ¦ Hot-Dry | Res Central HVAC System - Fuel Sub - Hot-Dry | 1.5905 | 1 | 0 | RASS 2019 | 0 | 2012 | 0.6 | SWHC049-02, relative to SWHC045-01
RES-HVAC-FS-010.10 | Res ¦ Packaged/Split Heat Pump (SEER 14) - Fuel Sub Future Baseline - Hot-Dry ¦ SCG ¦ Hot-Dry | Res ¦ Packaged/Split Heat Pump (SEER 14) - Fuel Sub Future Baseline - Hot-Dry | SCG ¦ Hot-Dry | SCG | All | Electric & Gas | Central ASHP, SEER14, future baseline | Efficient | 2030 | Conventional | HVAC | Res - Multi Family | Res | ROB Only | 0 | Residential Households | Cap-Tons | 15 | DEER:HVAC_Eff_AC | 354.5 | 0.0399 | -55.8 | SWHC049-02, relative to SWHC045-01 | 562.81 | 2019 | 0 | 432.3 | 2019 | 0 | -17.23 | SWHC049-02, relative to SWHC045-01 | Res Central HVAC System - Fuel Sub - Hot-Dry ¦ SCG ¦ Hot-Dry | Res Central HVAC System - Fuel Sub - Hot-Dry | 0.22921 | 1 | 0 | RASS 2019 | 0 | 2012 | 0.6 | SWHC049-02, relative to SWHC045-01
RES-HVAC-FS-010.11 | Res ¦ Packaged/Split Heat Pump (SEER 14) - Fuel Sub Future Baseline - Cold ¦ SCG ¦ Cold | Res ¦ Packaged/Split Heat Pump (SEER 14) - Fuel Sub Future Baseline - Cold | SCG ¦ Cold | SCG | All | Electric & Gas | Central ASHP, SEER14, future baseline | Efficient | 2030 | Conventional | HVAC | Res - Single Family | Res | ROB Only | 0 | Residential Households | Cap-Tons | 15 | DEER:HVAC_Eff_AC | 674.7 | 0.013 | -66.8 | SWHC049-02, relative to SWHC045-01 | 562.81 | 2019 | 0 | 432.3 | 2019 | 0 | -17.23 | SWHC049-02, relative to SWHC045-01 | Res Central HVAC System - Fuel Sub - Cold ¦ SCG ¦ Cold | Res Central HVAC System - Fuel Sub - Cold | 1.969 | 1 | 0 | RASS 2019 | 0 | 2012 | 0.6 | SWHC049-02, relative to SWHC045-01
RES-HVAC-FS-010.12 | Res ¦ Packaged/Split Heat Pump (SEER 14) - Fuel Sub Future Baseline - Cold ¦ SCG ¦ Cold | Res ¦ Packaged/Split Heat Pump (SEER 14) - Fuel Sub Future Baseline - Cold | SCG ¦ Cold | SCG | All | Electric & Gas | Central ASHP, SEER14, future baseline | Efficient | 2030 | Conventional | HVAC | Res - Multi Family | Res | ROB Only | 0 | Residential Households | Cap-Tons | 15 | DEER:HVAC_Eff_AC | 1477.3 | 0.0328 | -147 | SWHC049-02, relative to SWHC045-01 | 562.81 | 2019 | 0 | 432.3 | 2019 | 0 | -17.23 | SWHC049-02, relative to SWHC045-01 | Res Central HVAC System - Fuel Sub - Cold ¦ SCG ¦ Cold | Res Central HVAC System - Fuel Sub - Cold | 0.060679 | 1 | 0 | RASS 2019 | 0 | 2012 | 0.6 | SWHC049-02, relative to SWHC045-01
RES-HVAC-FS-010.13 | Res ¦ Packaged/Split Heat Pump (SEER 14) - Fuel Sub Future Baseline - Marine ¦ SDG&E ¦ Marine | Res ¦ Packaged/Split Heat Pump (SEER 14) - Fuel Sub Future Baseline - Marine | SDG&E ¦ Marine | SDG&E | All | Electric & Gas | Central ASHP, SEER14, future baseline | Efficient | 2030 | Conventional | HVAC | Res - Single Family | Res | ROB Only | 0 | Residential Households | Cap-Tons | 15 | DEER:HVAC_Eff_AC | 257.4 | 0.0248 | -41.6 | SWHC049-02, relative to SWHC045-01 | 562.81 | 2019 | 0 | 432.3 | 2019 | 0 | -17.23 | SWHC049-02, relative to SWHC045-01 | Res Central HVAC System - Fuel Sub - Marine ¦ SDG&E ¦ Marine | Res Central HVAC System - Fuel Sub - Marine | 1.9303 | 1 | 0 | RASS 2019 | 0 | 2012 | 0.6 | SWHC049-02, relative to SWHC045-01
RES-HVAC-FS-010.14 | Res ¦ Packaged/Split Heat Pump (SEER 14) - Fuel Sub Future Baseline - Marine ¦ SDG&E ¦ Marine | Res ¦ Packaged/Split Heat Pump (SEER 14) - Fuel Sub Future Baseline - Marine | SDG&E ¦ Marine | SDG&E | All | Electric & Gas | Central ASHP, SEER14, future baseline | Efficient | 2030 | Conventional | HVAC | Res - Multi Family | Res | ROB Only | 0 | Residential Households | Cap-Tons | 15 | DEER:HVAC_Eff_AC | 271.4 | 0.022 | -41.3 | SWHC049-02, relative to SWHC045-01 | 562.81 | 2019 | 0 | 432.3 | 2019 | 0 | -17.23 | SWHC049-02, relative to SWHC045-01 | Res Central HVAC System - Fuel Sub - Marine ¦ SDG&E ¦ Marine | Res Central HVAC System - Fuel Sub - Marine | 0.39508 | 1 | 0 | RASS 2019 | 0 | 2012 | 0.6 | SWHC049-02, relative to SWHC045-01
RES-HVAC-FS-010.15 | Res ¦ Packaged/Split Heat Pump (SEER 14) - Fuel Sub Future Baseline - Hot-Dry ¦ SDG&E ¦ Hot-Dry | Res ¦ Packaged/Split Heat Pump (SEER 14) - Fuel Sub Future Baseline - Hot-Dry | SDG&E ¦ Hot-Dry | SDG&E | All | Electric & Gas | Central ASHP, SEER14, future baseline | Efficient | 2030 | Conventional | HVAC | Res - Single Family | Res | ROB Only | 0 | Residential Households | Cap-Tons | 15 | DEER:HVAC_Eff_AC | 129 | 0.0244 | -25 | SWHC049-02, relative to SWHC045-01 | 562.81 | 2019 | 0 | 432.3 | 2019 | 0 | -17.23 | SWHC049-02, relative to SWHC045-01 | Res Central HVAC System - Fuel Sub - Hot-Dry ¦ SDG&E ¦ Hot-Dry | Res Central HVAC System - Fuel Sub - Hot-Dry | 1.1703 | 1 | 0 | RASS 2019 | 0 | 2012 | 0.6 | SWHC049-02, relative to SWHC045-01
RES-HVAC-FS-010.16 | Res ¦ Packaged/Split Heat Pump (SEER 14) - Fuel Sub Future Baseline - Hot-Dry ¦ SDG&E ¦ Hot-Dry | Res ¦ Packaged/Split Heat Pump (SEER 14) - Fuel Sub Future Baseline - Hot-Dry | SDG&E ¦ Hot-Dry | SDG&E | All | Electric & Gas | Central ASHP, SEER14, future baseline | Efficient | 2030 | Conventional | HVAC | Res - Multi Family | Res | ROB Only | 0 | Residential Households | Cap-Tons | 15 | DEER:HVAC_Eff_AC | 216.8 | 0.0212 | -39.4 | SWHC049-02, relative to SWHC045-01 | 562.81 | 2019 | 0 | 432.3 | 2019 | 0 | -17.23 | SWHC049-02, relative to SWHC045-01 | Res Central HVAC System - Fuel Sub - Hot-Dry ¦ SDG&E ¦ Hot-Dry | Res Central HVAC System - Fuel Sub - Hot-Dry | 0.14814 | 1 | 0 | RASS 2019 | 0 | 2012 | 0.6 | SWHC049-02, relative to SWHC045-01
RES-HVAC-FS-12.1 | Res ¦ Packaged/Split Heat Pump (SEER 15) - Fuel Sub - Marine ¦ PG&E ¦ Marine | Res ¦ Packaged/Split Heat Pump (SEER 15) - Fuel Sub - Marine | PG&E ¦ Marine | PG&E | All | Electric & Gas | Central ASHP, SEER15, HSPF >=8.7 | Efficient | 0 | Conventional | HVAC | Res - Single Family | Res | ROB Only | 1 | Residential Households | Cap-Tons | 15 | DEER:HVAC_Eff_AC | 490 | 0 | -84.4 | SWHC045-01 | 770.34 | 2019 | 0 | 432.3 | 2019 | 0 | -17.23 | SWHC045-01 | Res Central HVAC System - Fuel Sub - Marine ¦ PG&E ¦ Marine | Res Central HVAC System - Fuel Sub - Marine | 0.58283 | 1 | 0 | RASS 2019 | 0 | 2012 | 0.55 | SWHC045-01
RES-HVAC-FS-12.2 | Res ¦ Packaged/Split Heat Pump (SEER 15) - Fuel Sub - Marine ¦ PG&E ¦ Marine | Res ¦ Packaged/Split Heat Pump (SEER 15) - Fuel Sub - Marine | PG&E ¦ Marine | PG&E | All | Electric & Gas | Central ASHP, SEER15, HSPF >=8.7 | Efficient | 0 | Conventional | HVAC | Res - Multi Family | Res | ROB Only | 1 | Residential Households | Cap-Tons | 15 | DEER:HVAC_Eff_AC | 535 | 0 | -82.4 | SWHC045-01 | 770.34 | 2019 | 0 | 432.3 | 2019 | 0 | -17.23 | SWHC045-01 | Res Central HVAC System - Fuel Sub - Marine ¦ PG&E ¦ Marine | Res Central HVAC System - Fuel Sub - Marine | 0.066794 | 1 | 0 | RASS 2019 | 0 | 2012 | 0.55 | SWHC045-01
RES-HVAC-FS-12.3 | Res ¦ Packaged/Split Heat Pump (SEER 15) - Fuel Sub - Hot-Dry ¦ PG&E ¦ Hot-Dry | Res ¦ Packaged/Split Heat Pump (SEER 15) - Fuel Sub - Hot-Dry | PG&E ¦ Hot-Dry | PG&E | All | Electric & Gas | Central ASHP, SEER15, HSPF >=8.7 | Efficient | 0 | Conventional | HVAC | Res - Single Family | Res | ROB Only | 1 | Residential Households | Cap-Tons | 15 | DEER:HVAC_Eff_AC | 676 | 0 | -90.6 | SWHC045-01 | 770.34 | 2019 | 0 | 432.3 | 2019 | 0 | -17.23 | SWHC045-01 | Res Central HVAC System - Fuel Sub - Hot-Dry ¦ PG&E ¦ Hot-Dry | Res Central HVAC System - Fuel Sub - Hot-Dry | 1.0532 | 1 | 0 | RASS 2019 | 0 | 2012 | 0.55 | SWHC045-01
RES-HVAC-FS-12.4 | Res ¦ Packaged/Split Heat Pump (SEER 15) - Fuel Sub - Hot-Dry ¦ PG&E ¦ Hot-Dry | Res ¦ Packaged/Split Heat Pump (SEER 15) - Fuel Sub - Hot-Dry | PG&E ¦ Hot-Dry | PG&E | All | Electric & Gas | Central ASHP, SEER15, HSPF >=8.7 | Efficient | 0 | Conventional | HVAC | Res - Multi Family | Res | ROB Only | 1 | Residential Households | Cap-Tons | 15 | DEER:HVAC_Eff_AC | 416 | 0 | -60.6 | SWHC045-01 | 770.34 | 2019 | 0 | 432.3 | 2019 | 0 | -17.23 | SWHC045-01 | Res Central HVAC System - Fuel Sub - Hot-Dry ¦ PG&E ¦ Hot-Dry | Res Central HVAC System - Fuel Sub - Hot-Dry | 0.2441 | 1 | 0 | RASS 2019 | 0 | 2012 | 0.55 | SWHC045-01
RES-HVAC-FS-12.5 | Res ¦ Packaged/Split Heat Pump (SEER 15) - Fuel Sub - Cold ¦ PG&E ¦ Cold | Res ¦ Packaged/Split Heat Pump (SEER 15) - Fuel Sub - Cold | PG&E ¦ Cold | PG&E | All | Electric & Gas | Central ASHP, SEER15, HSPF >=8.7 | Efficient | 0 | Conventional | HVAC | Res - Single Family | Res | ROB Only | 1 | Residential Households | Cap-Tons | 15 | DEER:HVAC_Eff_AC | 645 | 0 | -66.8 | SWHC045-01 | 770.34 | 2019 | 0 | 432.3 | 2019 | 0 | -17.23 | SWHC045-01 | Res Central HVAC System - Fuel Sub - Cold ¦ PG&E ¦ Cold | Res Central HVAC System - Fuel Sub - Cold | 0.23165 | 1 | 0 | RASS 2019 | 0 | 2012 | 0.55 | SWHC045-01
RES-HVAC-FS-12.6 | Res ¦ Packaged/Split Heat Pump (SEER 15) - Fuel Sub - Cold ¦ PG&E ¦ Cold | Res ¦ Packaged/Split Heat Pump (SEER 15) - Fuel Sub - Cold | PG&E ¦ Cold | PG&E | All | Electric & Gas | Central ASHP, SEER15, HSPF >=8.7 | Efficient | 0 | Conventional | HVAC | Res - Multi Family | Res | ROB Only | 1 | Residential Households | Cap-Tons | 15 | DEER:HVAC_Eff_AC | 1390 | 0 | -147 | SWHC045-01 | 770.34 | 2019 | 0 | 432.3 | 2019 | 0 | -17.23 | SWHC045-01 | Res Central HVAC System - Fuel Sub - Cold ¦ PG&E ¦ Cold | Res Central HVAC System - Fuel Sub - Cold | 0.060679 | 1 | 0 | RASS 2019 | 0 | 2012 | 0.55 | SWHC045-01
RES-HVAC-FS-12.7 | Res ¦ Packaged/Split Heat Pump (SEER 15) - Fuel Sub - Marine ¦ SCG ¦ Marine | Res ¦ Packaged/Split Heat Pump (SEER 15) - Fuel Sub - Marine | SCG ¦ Marine | SCG | All | Electric & Gas | Central ASHP, SEER15, HSPF >=8.7 | Efficient | 0 | Conventional | HVAC | Res - Single Family | Res | ROB Only | 1 | Residential Households | Cap-Tons | 15 | DEER:HVAC_Eff_AC | 236 | 0 | -41.6 | SWHC045-01 | 770.34 | 2019 | 0 | 432.3 | 2019 | 0 | -17.23 | SWHC045-01 | Res Central HVAC System - Fuel Sub - Marine ¦ SCG ¦ Marine | Res Central HVAC System - Fuel Sub - Marine | 0.94772 | 1 | 0 | RASS 2019 | 0 | 2012 | 0.55 | SWHC045-01
RES-HVAC-FS-12.8 | Res ¦ Packaged/Split Heat Pump (SEER 15) - Fuel Sub - Marine ¦ SCG ¦ Marine | Res ¦ Packaged/Split Heat Pump (SEER 15) - Fuel Sub - Marine | SCG ¦ Marine | SCG | All | Electric & Gas | Central ASHP, SEER15, HSPF >=8.7 | Efficient | 0 | Conventional | HVAC | Res - Multi Family | Res | ROB Only | 1 | Residential Households | Cap-Tons | 15 | DEER:HVAC_Eff_AC | 249 | 0 | -41.3 | SWHC045-01 | 770.34 | 2019 | 0 | 432.3 | 2019 | 0 | -17.23 | SWHC045-01 | Res Central HVAC System - Fuel Sub - Marine ¦ SCG ¦ Marine | Res Central HVAC System - Fuel Sub - Marine | 0.19192 | 1 | 0 | RASS 2019 | 0 | 2012 | 0.55 | SWHC045-01
RES-HVAC-FS-12.9 | Res ¦ Packaged/Split Heat Pump (SEER 15) - Fuel Sub - Hot-Dry ¦ SCG ¦ Hot-Dry | Res ¦ Packaged/Split Heat Pump (SEER 15) - Fuel Sub - Hot-Dry | SCG ¦ Hot-Dry | SCG | All | Electric & Gas | Central ASHP, SEER15, HSPF >=8.7 | Efficient | 0 | Conventional | HVAC | Res - Single Family | Res | ROB Only | 1 | Residential Households | Cap-Tons | 15 | DEER:HVAC_Eff_AC | 307 | 0 | -55.1 | SWHC045-01 | 770.34 | 2019 | 0 | 432.3 | 2019 | 0 | -17.23 | SWHC045-01 | Res Central HVAC System - Fuel Sub - Hot-Dry ¦ SCG ¦ Hot-Dry | Res Central HVAC System - Fuel Sub - Hot-Dry | 1.5905 | 1 | 0 | RASS 2019 | 0 | 2012 | 0.55 | SWHC045-01
RES-HVAC-FS-12.10 | Res ¦ Packaged/Split Heat Pump (SEER 15) - Fuel Sub - Hot-Dry ¦ SCG ¦ Hot-Dry | Res ¦ Packaged/Split Heat Pump (SEER 15) - Fuel Sub - Hot-Dry | SCG ¦ Hot-Dry | SCG | All | Electric & Gas | Central ASHP, SEER15, HSPF >=8.7 | Efficient | 0 | Conventional | HVAC | Res - Multi Family | Res | ROB Only | 1 | Residential Households | Cap-Tons | 15 | DEER:HVAC_Eff_AC | 305 | 0 | -55.8 | SWHC045-01 | 770.34 | 2019 | 0 | 432.3 | 2019 | 0 | -17.23 | SWHC045-01 | Res Central HVAC System - Fuel Sub - Hot-Dry ¦ SCG ¦ Hot-Dry | Res Central HVAC System - Fuel Sub - Hot-Dry | 0.22921 | 1 | 0 | RASS 2019 | 0 | 2012 | 0.55 | SWHC045-01
RES-HVAC-FS-12.11 | Res ¦ Packaged/Split Heat Pump (SEER 15) - Fuel Sub - Cold ¦ SCG ¦ Cold | Res ¦ Packaged/Split Heat Pump (SEER 15) - Fuel Sub - Cold | SCG ¦ Cold | SCG | All | Electric & Gas | Central ASHP, SEER15, HSPF >=8.7 | Efficient | 0 | Conventional | HVAC | Res - Single Family | Res | ROB Only | 1 | Residential Households | Cap-Tons | 15 | DEER:HVAC_Eff_AC | 645 | 0 | -66.8 | SWHC045-01 | 770.34 | 2019 | 0 | 432.3 | 2019 | 0 | -17.23 | SWHC045-01 | Res Central HVAC System - Fuel Sub - Cold ¦ SCG ¦ Cold | Res Central HVAC System - Fuel Sub - Cold | 1.969 | 1 | 0 | RASS 2019 | 0 | 2012 | 0.55 | SWHC045-01
RES-HVAC-FS-12.12 | Res ¦ Packaged/Split Heat Pump (SEER 15) - Fuel Sub - Cold ¦ SCG ¦ Cold | Res ¦ Packaged/Split Heat Pump (SEER 15) - Fuel Sub - Cold | SCG ¦ Cold | SCG | All | Electric & Gas | Central ASHP, SEER15, HSPF >=8.7 | Efficient | 0 | Conventional | HVAC | Res - Multi Family | Res | ROB Only | 1 | Residential Households | Cap-Tons | 15 | DEER:HVAC_Eff_AC | 1390 | 0 | -147 | SWHC045-01 | 770.34 | 2019 | 0 | 432.3 | 2019 | 0 | -17.23 | SWHC045-01 | Res Central HVAC System - Fuel Sub - Cold ¦ SCG ¦ Cold | Res Central HVAC System - Fuel Sub - Cold | 0.060679 | 1 | 0 | RASS 2019 | 0 | 2012 | 0.55 | SWHC045-01
RES-HVAC-FS-12.13 | Res ¦ Packaged/Split Heat Pump (SEER 15) - Fuel Sub - Marine ¦ SDG&E ¦ Marine | Res ¦ Packaged/Split Heat Pump (SEER 15) - Fuel Sub - Marine | SDG&E ¦ Marine | SDG&E | All | Electric & Gas | Central ASHP, SEER15, HSPF >=8.7 | Efficient | 0 | Conventional | HVAC | Res - Single Family | Res | ROB Only | 1 | Residential Households | Cap-Tons | 15 | DEER:HVAC_Eff_AC | 236 | 0 | -41.6 | SWHC045-01 | 770.34 | 2019 | 0 | 432.3 | 2019 | 0 | -17.23 | SWHC045-01 | Res Central HVAC System - Fuel Sub - Marine ¦ SDG&E ¦ Marine | Res Central HVAC System - Fuel Sub - Marine | 1.9303 | 1 | 0 | RASS 2019 | 0 | 2012 | 0.55 | SWHC045-01
RES-HVAC-FS-12.14 | Res ¦ Packaged/Split Heat Pump (SEER 15) - Fuel Sub - Marine ¦ SDG&E ¦ Marine | Res ¦ Packaged/Split Heat Pump (SEER 15) - Fuel Sub - Marine | SDG&E ¦ Marine | SDG&E | All | Electric & Gas | Central ASHP, SEER15, HSPF >=8.7 | Efficient | 0 | Conventional | HVAC | Res - Multi Family | Res | ROB Only | 1 | Residential Households | Cap-Tons | 15 | DEER:HVAC_Eff_AC | 249 | 0 | -41.3 | SWHC045-01 | 770.34 | 2019 | 0 | 432.3 | 2019 | 0 | -17.23 | SWHC045-01 | Res Central HVAC System - Fuel Sub - Marine ¦ SDG&E ¦ Marine | Res Central HVAC System - Fuel Sub - Marine | 0.39508 | 1 | 0 | RASS 2019 | 0 | 2012 | 0.55 | SWHC045-01
RES-HVAC-FS-12.15 | Res ¦ Packaged/Split Heat Pump (SEER 15) - Fuel Sub - Hot-Dry ¦ SDG&E ¦ Hot-Dry | Res ¦ Packaged/Split Heat Pump (SEER 15) - Fuel Sub - Hot-Dry | SDG&E ¦ Hot-Dry | SDG&E | All | Electric & Gas | Central ASHP, SEER15, HSPF >=8.7 | Efficient | 0 | Conventional | HVAC | Res - Single Family | Res | ROB Only | 1 | Residential Households | Cap-Tons | 15 | DEER:HVAC_Eff_AC | 104 | 0 | -25 | SWHC045-01 | 770.34 | 2019 | 0 | 432.3 | 2019 | 0 | -17.23 | SWHC045-01 | Res Central HVAC System - Fuel Sub - Hot-Dry ¦ SDG&E ¦ Hot-Dry | Res Central HVAC System - Fuel Sub - Hot-Dry | 1.1703 | 1 | 0 | RASS 2019 | 0 | 2012 | 0.55 | SWHC045-01
RES-HVAC-FS-12.16 | Res ¦ Packaged/Split Heat Pump (SEER 15) - Fuel Sub - Hot-Dry ¦ SDG&E ¦ Hot-Dry | Res ¦ Packaged/Split Heat Pump (SEER 15) - Fuel Sub - Hot-Dry | SDG&E ¦ Hot-Dry | SDG&E | All | Electric & Gas | Central ASHP, SEER15, HSPF >=8.7 | Efficient | 0 | Conventional | HVAC | Res - Multi Family | Res | ROB Only | 1 | Residential Households | Cap-Tons | 15 | DEER:HVAC_Eff_AC | 189 | 0 | -39.4 | SWHC045-01 | 770.34 | 2019 | 0 | 432.3 | 2019 | 0 | -17.23 | SWHC045-01 | Res Central HVAC System - Fuel Sub - Hot-Dry ¦ SDG&E ¦ Hot-Dry | Res Central HVAC System - Fuel Sub - Hot-Dry | 0.14814 | 1 | 0 | RASS 2019 | 0 | 2012 | 0.55 | SWHC045-01
RES-HVAC-FS-13.1 | Res ¦ Packaged/Split Heat Pump (SEER 16) - Fuel Sub - Marine ¦ PG&E ¦ Marine | Res ¦ Packaged/Split Heat Pump (SEER 16) - Fuel Sub - Marine | PG&E ¦ Marine | PG&E | All | Electric & Gas | Central ASHP, SEER16, HSPF >=9 | Efficient | 0 | Conventional | HVAC | Res - Single Family | Res | ROB Only | 1 | Residential Households | Cap-Tons | 15 | DEER:HVAC_Eff_AC | 486 | 0 | -84.4 | SWHC045-01 | 931.52 | 2019 | 0 | 432.3 | 2019 | 0 | -17.23 | SWHC045-01 | Res Central HVAC System - Fuel Sub - Marine ¦ PG&E ¦ Marine | Res Central HVAC System - Fuel Sub - Marine | 0.58283 | 1 | 0 | RASS 2019 | 313.2013 | 2032 | 0.55 | SWHC045-01
RES-HVAC-FS-13.2 | Res ¦ Packaged/Split Heat Pump (SEER 16) - Fuel Sub - Marine ¦ PG&E ¦ Marine | Res ¦ Packaged/Split Heat Pump (SEER 16) - Fuel Sub - Marine | PG&E ¦ Marine | PG&E | All | Electric & Gas | Central ASHP, SEER16, HSPF >=9 | Efficient | 0 | Conventional | HVAC | Res - Multi Family | Res | ROB Only | 1 | Residential Households | Cap-Tons | 15 | DEER:HVAC_Eff_AC | 535 | 0 | -82.4 | SWHC045-01 | 931.52 | 2019 | 0 | 432.3 | 2019 | 0 | -17.23 | SWHC045-01 | Res Central HVAC System - Fuel Sub - Marine ¦ PG&E ¦ Marine | Res Central HVAC System - Fuel Sub - Marine | 0.066794 | 1 | 0 | RASS 2019 | 0 | 2012 | 0.55 | SWHC045-01
RES-HVAC-FS-13.3 | Res ¦ Packaged/Split Heat Pump (SEER 16) - Fuel Sub - Hot-Dry ¦ PG&E ¦ Hot-Dry | Res ¦ Packaged/Split Heat Pump (SEER 16) - Fuel Sub - Hot-Dry | PG&E ¦ Hot-Dry | PG&E | All | Electric & Gas | Central ASHP, SEER16, HSPF >=9 | Efficient | 0 | Conventional | HVAC | Res - Single Family | Res | ROB Only | 1 | Residential Households | Cap-Tons | 15 | DEER:HVAC_Eff_AC | 671 | 0 | -90.6 | SWHC045-01 | 931.52 | 2019 | 0 | 432.3 | 2019 | 0 | -17.23 | SWHC045-01 | Res Central HVAC System - Fuel Sub - Hot-Dry ¦ PG&E ¦ Hot-Dry | Res Central HVAC System - Fuel Sub - Hot-Dry | 1.0532 | 1 | 0 | RASS 2019 | 313.2013 | 2032 | 0.55 | SWHC045-01
RES-HVAC-FS-13.4 | Res ¦ Packaged/Split Heat Pump (SEER 16) - Fuel Sub - Hot-Dry ¦ PG&E ¦ Hot-Dry | Res ¦ Packaged/Split Heat Pump (SEER 16) - Fuel Sub - Hot-Dry | PG&E ¦ Hot-Dry | PG&E | All | Electric & Gas | Central ASHP, SEER16, HSPF >=9 | Efficient | 0 | Conventional | HVAC | Res - Multi Family | Res | ROB Only | 1 | Residential Households | Cap-Tons | 15 | DEER:HVAC_Eff_AC | 416 | 0 | -60.6 | SWHC045-01 | 931.52 | 2019 | 0 | 432.3 | 2019 | 0 | -17.23 | SWHC045-01 | Res Central HVAC System - Fuel Sub - Hot-Dry ¦ PG&E ¦ Hot-Dry | Res Central HVAC System - Fuel Sub - Hot-Dry | 0.2441 | 1 | 0 | RASS 2019 | 0 | 2012 | 0.55 | SWHC045-01
RES-HVAC-FS-13.5 | Res ¦ Packaged/Split Heat Pump (SEER 16) - Fuel Sub - Cold ¦ PG&E ¦ Cold | Res ¦ Packaged/Split Heat Pump (SEER 16) - Fuel Sub - Cold | PG&E ¦ Cold | PG&E | All | Electric & Gas | Central ASHP, SEER16, HSPF >=9 | Efficient | 0 | Conventional | HVAC | Res - Single Family | Res | ROB Only | 1 | Residential Households | Cap-Tons | 15 | DEER:HVAC_Eff_AC | 621 | 0 | -66.8 | SWHC045-01 | 931.52 | 2019 | 0 | 432.3 | 2019 | 0 | -17.23 | SWHC045-01 | Res Central HVAC System - Fuel Sub - Cold ¦ PG&E ¦ Cold | Res Central HVAC System - Fuel Sub - Cold | 0.23165 | 1 | 0 | RASS 2019 | 313.2013 | 2032 | 0.55 | SWHC045-01
RES-HVAC-FS-13.6 | Res ¦ Packaged/Split Heat Pump (SEER 16) - Fuel Sub - Cold ¦ PG&E ¦ Cold | Res ¦ Packaged/Split Heat Pump (SEER 16) - Fuel Sub - Cold | PG&E ¦ Cold | PG&E | All | Electric & Gas | Central ASHP, SEER16, HSPF >=9 | Efficient | 0 | Conventional | HVAC | Res - Multi Family | Res | ROB Only | 1 | Residential Households | Cap-Tons | 15 | DEER:HVAC_Eff_AC | 1360 | 0 | -147 | SWHC045-01 | 931.52 | 2019 | 0 | 432.3 | 2019 | 0 | -17.23 | SWHC045-01 | Res Central HVAC System - Fuel Sub - Cold ¦ PG&E ¦ Cold | Res Central HVAC System - Fuel Sub - Cold | 0.060679 | 1 | 0 | RASS 2019 | 0 | 2012 | 0.55 | SWHC045-01
RES-HVAC-FS-13.7 | Res ¦ Packaged/Split Heat Pump (SEER 16) - Fuel Sub - Marine ¦ SCG ¦ Marine | Res ¦ Packaged/Split Heat Pump (SEER 16) - Fuel Sub - Marine | SCG ¦ Marine | SCG | All | Electric & Gas | Central ASHP, SEER16, HSPF >=9 | Efficient | 0 | Conventional | HVAC | Res - Single Family | Res | ROB Only | 1 | Residential Households | Cap-Tons | 15 | DEER:HVAC_Eff_AC | 232 | 0 | -41.6 | SWHC045-01 | 931.52 | 2019 | 0 | 432.3 | 2019 | 0 | -17.23 | SWHC045-01 | Res Central HVAC System - Fuel Sub - Marine ¦ SCG ¦ Marine | Res Central HVAC System - Fuel Sub - Marine | 0.94772 | 1 | 0 | RASS 2019 | 313.2013 | 2032 | 0.55 | SWHC045-01
RES-HVAC-FS-13.8 | Res ¦ Packaged/Split Heat Pump (SEER 16) - Fuel Sub - Marine ¦ SCG ¦ Marine | Res ¦ Packaged/Split Heat Pump (SEER 16) - Fuel Sub - Marine | SCG ¦ Marine | SCG | All | Electric & Gas | Central ASHP, SEER16, HSPF >=9 | Efficient | 0 | Conventional | HVAC | Res - Multi Family | Res | ROB Only | 1 | Residential Households | Cap-Tons | 15 | DEER:HVAC_Eff_AC | 251 | 0 | -41.3 | SWHC045-01 | 931.52 | 2019 | 0 | 432.3 | 2019 | 0 | -17.23 | SWHC045-01 | Res Central HVAC System - Fuel Sub - Marine ¦ SCG ¦ Marine | Res Central HVAC System - Fuel Sub - Marine | 0.19192 | 1 | 0 | RASS 2019 | 0 | 2012 | 0.55 | SWHC045-01
RES-HVAC-FS-13.9 | Res ¦ Packaged/Split Heat Pump (SEER 16) - Fuel Sub - Hot-Dry ¦ SCG ¦ Hot-Dry | Res ¦ Packaged/Split Heat Pump (SEER 16) - Fuel Sub - Hot-Dry | SCG ¦ Hot-Dry | SCG | All | Electric & Gas | Central ASHP, SEER16, HSPF >=9 | Efficient | 0 | Conventional | HVAC | Res - Single Family | Res | ROB Only | 1 | Residential Households | Cap-Tons | 15 | DEER:HVAC_Eff_AC | 300 | 0 | -55.1 | SWHC045-01 | 931.52 | 2019 | 0 | 432.3 | 2019 | 0 | -17.23 | SWHC045-01 | Res Central HVAC System - Fuel Sub - Hot-Dry ¦ SCG ¦ Hot-Dry | Res Central HVAC System - Fuel Sub - Hot-Dry | 1.5905 | 1 | 0 | RASS 2019 | 313.2013 | 2032 | 0.55 | SWHC045-01
RES-HVAC-FS-13.10 | Res ¦ Packaged/Split Heat Pump (SEER 16) - Fuel Sub - Hot-Dry ¦ SCG ¦ Hot-Dry | Res ¦ Packaged/Split Heat Pump (SEER 16) - Fuel Sub - Hot-Dry | SCG ¦ Hot-Dry | SCG | All | Electric & Gas | Central ASHP, SEER16, HSPF >=9 | Efficient | 0 | Conventional | HVAC | Res - Multi Family | Res | ROB Only | 1 | Residential Households | Cap-Tons | 15 | DEER:HVAC_Eff_AC | 305 | 0 | -55.8 | SWHC045-01 | 931.52 | 2019 | 0 | 432.3 | 2019 | 0 | -17.23 | SWHC045-01 | Res Central HVAC System - Fuel Sub - Hot-Dry ¦ SCG ¦ Hot-Dry | Res Central HVAC System - Fuel Sub - Hot-Dry | 0.22921 | 1 | 0 | RASS 2019 | 0 | 2012 | 0.55 | SWHC045-01
RES-HVAC-FS-13.11 | Res ¦ Packaged/Split Heat Pump (SEER 16) - Fuel Sub - Cold ¦ SCG ¦ Cold | Res ¦ Packaged/Split Heat Pump (SEER 16) - Fuel Sub - Cold | SCG ¦ Cold | SCG | All | Electric & Gas | Central ASHP, SEER16, HSPF >=9 | Efficient | 0 | Conventional | HVAC | Res - Single Family | Res | ROB Only | 1 | Residential Households | Cap-Tons | 15 | DEER:HVAC_Eff_AC | 621 | 0 | -66.8 | SWHC045-01 | 931.52 | 2019 | 0 | 432.3 | 2019 | 0 | -17.23 | SWHC045-01 | Res Central HVAC System - Fuel Sub - Cold ¦ SCG ¦ Cold | Res Central HVAC System - Fuel Sub - Cold | 1.969 | 1 | 0 | RASS 2019 | 313.2013 | 2032 | 0.55 | SWHC045-01
RES-HVAC-FS-13.12 | Res ¦ Packaged/Split Heat Pump (SEER 16) - Fuel Sub - Cold ¦ SCG ¦ Cold | Res ¦ Packaged/Split Heat Pump (SEER 16) - Fuel Sub - Cold | SCG ¦ Cold | SCG | All | Electric & Gas | Central ASHP, SEER16, HSPF >=9 | Efficient | 0 | Conventional | HVAC | Res - Multi Family | Res | ROB Only | 1 | Residential Households | Cap-Tons | 15 | DEER:HVAC_Eff_AC | 1360 | 0 | -147 | SWHC045-01 | 931.52 | 2019 | 0 | 432.3 | 2019 | 0 | -17.23 | SWHC045-01 | Res Central HVAC System - Fuel Sub - Cold ¦ SCG ¦ Cold | Res Central HVAC System - Fuel Sub - Cold | 0.060679 | 1 | 0 | RASS 2019 | 0 | 2012 | 0.55 | SWHC045-01
RES-HVAC-FS-13.13 | Res ¦ Packaged/Split Heat Pump (SEER 16) - Fuel Sub - Marine ¦ SDG&E ¦ Marine | Res ¦ Packaged/Split Heat Pump (SEER 16) - Fuel Sub - Marine | SDG&E ¦ Marine | SDG&E | All | Electric & Gas | Central ASHP, SEER16, HSPF >=9 | Efficient | 0 | Conventional | HVAC | Res - Single Family | Res | ROB Only | 1 | Residential Households | Cap-Tons | 15 | DEER:HVAC_Eff_AC | 232 | 0 | -41.6 | SWHC045-01 | 931.52 | 2019 | 0 | 432.3 | 2019 | 0 | -17.23 | SWHC045-01 | Res Central HVAC System - Fuel Sub - Marine ¦ SDG&E ¦ Marine | Res Central HVAC System - Fuel Sub - Marine | 1.9303 | 1 | 0 | RASS 2019 | 313.2013 | 2032 | 0.55 | SWHC045-01
RES-HVAC-FS-13.14 | Res ¦ Packaged/Split Heat Pump (SEER 16) - Fuel Sub - Marine ¦ SDG&E ¦ Marine | Res ¦ Packaged/Split Heat Pump (SEER 16) - Fuel Sub - Marine | SDG&E ¦ Marine | SDG&E | All | Electric & Gas | Central ASHP, SEER16, HSPF >=9 | Efficient | 0 | Conventional | HVAC | Res - Multi Family | Res | ROB Only | 1 | Residential Households | Cap-Tons | 15 | DEER:HVAC_Eff_AC | 251 | 0 | -41.3 | SWHC045-01 | 931.52 | 2019 | 0 | 432.3 | 2019 | 0 | -17.23 | SWHC045-01 | Res Central HVAC System - Fuel Sub - Marine ¦ SDG&E ¦ Marine | Res Central HVAC System - Fuel Sub - Marine | 0.39508 | 1 | 0 | RASS 2019 | 0 | 2012 | 0.55 | SWHC045-01
RES-HVAC-FS-13.15 | Res ¦ Packaged/Split Heat Pump (SEER 16) - Fuel Sub - Hot-Dry ¦ SDG&E ¦ Hot-Dry | Res ¦ Packaged/Split Heat Pump (SEER 16) - Fuel Sub - Hot-Dry | SDG&E ¦ Hot-Dry | SDG&E | All | Electric & Gas | Central ASHP, SEER16, HSPF >=9 | Efficient | 0 | Conventional | HVAC | Res - Single Family | Res | ROB Only | 1 | Residential Households | Cap-Tons | 15 | DEER:HVAC_Eff_AC | 107 | 0 | -25 | SWHC045-01 | 931.52 | 2019 | 0 | 432.3 | 2019 | 0 | -17.23 | SWHC045-01 | Res Central HVAC System - Fuel Sub - Hot-Dry ¦ SDG&E ¦ Hot-Dry | Res Central HVAC System - Fuel Sub - Hot-Dry | 1.1703 | 1 | 0 | RASS 2019 | 313.2013 | 2032 | 0.55 | SWHC045-01
RES-HVAC-FS-13.16 | Res ¦ Packaged/Split Heat Pump (SEER 16) - Fuel Sub - Hot-Dry ¦ SDG&E ¦ Hot-Dry | Res ¦ Packaged/Split Heat Pump (SEER 16) - Fuel Sub - Hot-Dry | SDG&E ¦ Hot-Dry | SDG&E | All | Electric & Gas | Central ASHP, SEER16, HSPF >=9 | Efficient | 0 | Conventional | HVAC | Res - Multi Family | Res | ROB Only | 1 | Residential Households | Cap-Tons | 15 | DEER:HVAC_Eff_AC | 195 | 0 | -39.4 | SWHC045-01 | 931.52 | 2019 | 0 | 432.3 | 2019 | 0 | -17.23 | SWHC045-01 | Res Central HVAC System - Fuel Sub - Hot-Dry ¦ SDG&E ¦ Hot-Dry | Res Central HVAC System - Fuel Sub - Hot-Dry | 0.14814 | 1 | 0 | RASS 2019 | 0 | 2012 | 0.55 | SWHC045-01
RES-HVAC-FS-14.1 | Res ¦ Packaged/Split Heat Pump (SEER 17) - Fuel Sub - Marine ¦ PG&E ¦ Marine | Res ¦ Packaged/Split Heat Pump (SEER 17) - Fuel Sub - Marine | PG&E ¦ Marine | PG&E | All | Electric & Gas | Central ASHP, SEER17, HSPF >=9.4 | Efficient | 0 | Conventional | HVAC | Res - Single Family | Res | ROB Only | 1 | Residential Households | Cap-Tons | 15 | DEER:HVAC_Eff_AC | 462 | 0 | -84.4 | SWHC045-01 | 1092.7 | 2019 | 0 | 432.3 | 2019 | 0 | -17.23 | SWHC045-01 | Res Central HVAC System - Fuel Sub - Marine ¦ PG&E ¦ Marine | Res Central HVAC System - Fuel Sub - Marine | 0.58283 | 1 | 0 | RASS 2019 | 350.2163 | 2032 | 0.55 | SWHC045-01
RES-HVAC-FS-14.2 | Res ¦ Packaged/Split Heat Pump (SEER 17) - Fuel Sub - Marine ¦ PG&E ¦ Marine | Res ¦ Packaged/Split Heat Pump (SEER 17) - Fuel Sub - Marine | PG&E ¦ Marine | PG&E | All | Electric & Gas | Central ASHP, SEER17, HSPF >=9.4 | Efficient | 0 | Conventional | HVAC | Res - Multi Family | Res | ROB Only | 1 | Residential Households | Cap-Tons | 15 | DEER:HVAC_Eff_AC | 509 | 0 | -82.4 | SWHC045-01 | 1092.7 | 2019 | 0 | 432.3 | 2019 | 0 | -17.23 | SWHC045-01 | Res Central HVAC System - Fuel Sub - Marine ¦ PG&E ¦ Marine | Res Central HVAC System - Fuel Sub - Marine | 0.066794 | 1 | 0 | RASS 2019 | 0 | 2012 | 0.55 | SWHC045-01
RES-HVAC-FS-14.3 | Res ¦ Packaged/Split Heat Pump (SEER 17) - Fuel Sub - Hot-Dry ¦ PG&E ¦ Hot-Dry | Res ¦ Packaged/Split Heat Pump (SEER 17) - Fuel Sub - Hot-Dry | PG&E ¦ Hot-Dry | PG&E | All | Electric & Gas | Central ASHP, SEER17, HSPF >=9.4 | Efficient | 0 | Conventional | HVAC | Res - Single Family | Res | ROB Only | 1 | Residential Households | Cap-Tons | 15 | DEER:HVAC_Eff_AC | 622 | 0 | -90.6 | SWHC045-01 | 1092.7 | 2019 | 0 | 432.3 | 2019 | 0 | -17.23 | SWHC045-01 | Res Central HVAC System - Fuel Sub - Hot-Dry ¦ PG&E ¦ Hot-Dry | Res Central HVAC System - Fuel Sub - Hot-Dry | 1.0532 | 1 | 0 | RASS 2019 | 350.2163 | 2032 | 0.55 | SWHC045-01
RES-HVAC-FS-14.4 | Res ¦ Packaged/Split Heat Pump (SEER 17) - Fuel Sub - Hot-Dry ¦ PG&E ¦ Hot-Dry | Res ¦ Packaged/Split Heat Pump (SEER 17) - Fuel Sub - Hot-Dry | PG&E ¦ Hot-Dry | PG&E | All | Electric & Gas | Central ASHP, SEER17, HSPF >=9.4 | Efficient | 0 | Conventional | HVAC | Res - Multi Family | Res | ROB Only | 1 | Residential Households | Cap-Tons | 15 | DEER:HVAC_Eff_AC | 367 | 0 | -60.6 | SWHC045-01 | 1092.7 | 2019 | 0 | 432.3 | 2019 | 0 | -17.23 | SWHC045-01 | Res Central HVAC System - Fuel Sub - Hot-Dry ¦ PG&E ¦ Hot-Dry | Res Central HVAC System - Fuel Sub - Hot-Dry | 0.2441 | 1 | 0 | RASS 2019 | 0 | 2012 | 0.55 | SWHC045-01
RES-HVAC-FS-14.5 | Res ¦ Packaged/Split Heat Pump (SEER 17) - Fuel Sub - Cold ¦ PG&E ¦ Cold | Res ¦ Packaged/Split Heat Pump (SEER 17) - Fuel Sub - Cold | PG&E ¦ Cold | PG&E | All | Electric & Gas | Central ASHP, SEER17, HSPF >=9.4 | Efficient | 0 | Conventional | HVAC | Res - Single Family | Res | ROB Only | 1 | Residential Households | Cap-Tons | 15 | DEER:HVAC_Eff_AC | 599 | 0 | -66.8 | SWHC045-01 | 1092.7 | 2019 | 0 | 432.3 | 2019 | 0 | -17.23 | SWHC045-01 | Res Central HVAC System - Fuel Sub - Cold ¦ PG&E ¦ Cold | Res Central HVAC System - Fuel Sub - Cold | 0.23165 | 1 | 0 | RASS 2019 | 350.2163 | 2032 | 0.55 | SWHC045-01
RES-HVAC-FS-14.6 | Res ¦ Packaged/Split Heat Pump (SEER 17) - Fuel Sub - Cold ¦ PG&E ¦ Cold | Res ¦ Packaged/Split Heat Pump (SEER 17) - Fuel Sub - Cold | PG&E ¦ Cold | PG&E | All | Electric & Gas | Central ASHP, SEER17, HSPF >=9.4 | Efficient | 0 | Conventional | HVAC | Res - Multi Family | Res | ROB Only | 1 | Residential Households | Cap-Tons | 15 | DEER:HVAC_Eff_AC | 1290 | 0 | -147 | SWHC045-01 | 1092.7 | 2019 | 0 | 432.3 | 2019 | 0 | -17.23 | SWHC045-01 | Res Central HVAC System - Fuel Sub - Cold ¦ PG&E ¦ Cold | Res Central HVAC System - Fuel Sub - Cold | 0.060679 | 1 | 0 | RASS 2019 | 0 | 2012 | 0.55 | SWHC045-01
RES-HVAC-FS-14.7 | Res ¦ Packaged/Split Heat Pump (SEER 17) - Fuel Sub - Marine ¦ SCG ¦ Marine | Res ¦ Packaged/Split Heat Pump (SEER 17) - Fuel Sub - Marine | SCG ¦ Marine | SCG | All | Electric & Gas | Central ASHP, SEER17, HSPF >=9.4 | Efficient | 0 | Conventional | HVAC | Res - Single Family | Res | ROB Only | 1 | Residential Households | Cap-Tons | 15 | DEER:HVAC_Eff_AC | 211 | 0 | -41.6 | SWHC045-01 | 1092.7 | 2019 | 0 | 432.3 | 2019 | 0 | -17.23 | SWHC045-01 | Res Central HVAC System - Fuel Sub - Marine ¦ SCG ¦ Marine | Res Central HVAC System - Fuel Sub - Marine | 0.94772 | 1 | 0 | RASS 2019 | 350.2163 | 2032 | 0.55 | SWHC045-01
RES-HVAC-FS-14.8 | Res ¦ Packaged/Split Heat Pump (SEER 17) - Fuel Sub - Marine ¦ SCG ¦ Marine | Res ¦ Packaged/Split Heat Pump (SEER 17) - Fuel Sub - Marine | SCG ¦ Marine | SCG | All | Electric & Gas | Central ASHP, SEER17, HSPF >=9.4 | Efficient | 0 | Conventional | HVAC | Res - Multi Family | Res | ROB Only | 1 | Residential Households | Cap-Tons | 15 | DEER:HVAC_Eff_AC | 230 | 0 | -41.3 | SWHC045-01 | 1092.7 | 2019 | 0 | 432.3 | 2019 | 0 | -17.23 | SWHC045-01 | Res Central HVAC System - Fuel Sub - Marine ¦ SCG ¦ Marine | Res Central HVAC System - Fuel Sub - Marine | 0.19192 | 1 | 0 | RASS 2019 | 0 | 2012 | 0.55 | SWHC045-01
RES-HVAC-FS-14.9 | Res ¦ Packaged/Split Heat Pump (SEER 17) - Fuel Sub - Hot-Dry ¦ SCG ¦ Hot-Dry | Res ¦ Packaged/Split Heat Pump (SEER 17) - Fuel Sub - Hot-Dry | SCG ¦ Hot-Dry | SCG | All | Electric & Gas | Central ASHP, SEER17, HSPF >=9.4 | Efficient | 0 | Conventional | HVAC | Res - Single Family | Res | ROB Only | 1 | Residential Households | Cap-Tons | 15 | DEER:HVAC_Eff_AC | 260 | 0 | -55.1 | SWHC045-01 | 1092.7 | 2019 | 0 | 432.3 | 2019 | 0 | -17.23 | SWHC045-01 | Res Central HVAC System - Fuel Sub - Hot-Dry ¦ SCG ¦ Hot-Dry | Res Central HVAC System - Fuel Sub - Hot-Dry | 1.5905 | 1 | 0 | RASS 2019 | 350.2163 | 2032 | 0.55 | SWHC045-01
RES-HVAC-FS-14.10 | Res ¦ Packaged/Split Heat Pump (SEER 17) - Fuel Sub - Hot-Dry ¦ SCG ¦ Hot-Dry | Res ¦ Packaged/Split Heat Pump (SEER 17) - Fuel Sub - Hot-Dry | SCG ¦ Hot-Dry | SCG | All | Electric & Gas | Central ASHP, SEER17, HSPF >=9.4 | Efficient | 0 | Conventional | HVAC | Res - Multi Family | Res | ROB Only | 1 | Residential Households | Cap-Tons | 15 | DEER:HVAC_Eff_AC | 263 | 0 | -55.8 | SWHC045-01 | 1092.7 | 2019 | 0 | 432.3 | 2019 | 0 | -17.23 | SWHC045-01 | Res Central HVAC System - Fuel Sub - Hot-Dry ¦ SCG ¦ Hot-Dry | Res Central HVAC System - Fuel Sub - Hot-Dry | 0.22921 | 1 | 0 | RASS 2019 | 0 | 2012 | 0.55 | SWHC045-01
RES-HVAC-FS-14.11 | Res ¦ Packaged/Split Heat Pump (SEER 17) - Fuel Sub - Cold ¦ SCG ¦ Cold | Res ¦ Packaged/Split Heat Pump (SEER 17) - Fuel Sub - Cold | SCG ¦ Cold | SCG | All | Electric & Gas | Central ASHP, SEER17, HSPF >=9.4 | Efficient | 0 | Conventional | HVAC | Res - Single Family | Res | ROB Only | 1 | Residential Households | Cap-Tons | 15 | DEER:HVAC_Eff_AC | 599 | 0 | -66.8 | SWHC045-01 | 1092.7 | 2019 | 0 | 432.3 | 2019 | 0 | -17.23 | SWHC045-01 | Res Central HVAC System - Fuel Sub - Cold ¦ SCG ¦ Cold | Res Central HVAC System - Fuel Sub - Cold | 1.969 | 1 | 0 | RASS 2019 | 350.2163 | 2032 | 0.55 | SWHC045-01
RES-HVAC-FS-14.12 | Res ¦ Packaged/Split Heat Pump (SEER 17) - Fuel Sub - Cold ¦ SCG ¦ Cold | Res ¦ Packaged/Split Heat Pump (SEER 17) - Fuel Sub - Cold | SCG ¦ Cold | SCG | All | Electric & Gas | Central ASHP, SEER17, HSPF >=9.4 | Efficient | 0 | Conventional | HVAC | Res - Multi Family | Res | ROB Only | 1 | Residential Households | Cap-Tons | 15 | DEER:HVAC_Eff_AC | 1290 | 0 | -147 | SWHC045-01 | 1092.7 | 2019 | 0 | 432.3 | 2019 | 0 | -17.23 | SWHC045-01 | Res Central HVAC System - Fuel Sub - Cold ¦ SCG ¦ Cold | Res Central HVAC System - Fuel Sub - Cold | 0.060679 | 1 | 0 | RASS 2019 | 0 | 2012 | 0.55 | SWHC045-01
RES-HVAC-FS-14.13 | Res ¦ Packaged/Split Heat Pump (SEER 17) - Fuel Sub - Marine ¦ SDG&E ¦ Marine | Res ¦ Packaged/Split Heat Pump (SEER 17) - Fuel Sub - Marine | SDG&E ¦ Marine | SDG&E | All | Electric & Gas | Central ASHP, SEER17, HSPF >=9.4 | Efficient | 0 | Conventional | HVAC | Res - Single Family | Res | ROB Only | 1 | Residential Households | Cap-Tons | 15 | DEER:HVAC_Eff_AC | 211 | 0 | -41.6 | SWHC045-01 | 1092.7 | 2019 | 0 | 432.3 | 2019 | 0 | -17.23 | SWHC045-01 | Res Central HVAC System - Fuel Sub - Marine ¦ SDG&E ¦ Marine | Res Central HVAC System - Fuel Sub - Marine | 1.9303 | 1 | 0 | RASS 2019 | 350.2163 | 2032 | 0.55 | SWHC045-01
RES-HVAC-FS-14.14 | Res ¦ Packaged/Split Heat Pump (SEER 17) - Fuel Sub - Marine ¦ SDG&E ¦ Marine | Res ¦ Packaged/Split Heat Pump (SEER 17) - Fuel Sub - Marine | SDG&E ¦ Marine | SDG&E | All | Electric & Gas | Central ASHP, SEER17, HSPF >=9.4 | Efficient | 0 | Conventional | HVAC | Res - Multi Family | Res | ROB Only | 1 | Residential Households | Cap-Tons | 15 | DEER:HVAC_Eff_AC | 230 | 0 | -41.3 | SWHC045-01 | 1092.7 | 2019 | 0 | 432.3 | 2019 | 0 | -17.23 | SWHC045-01 | Res Central HVAC System - Fuel Sub - Marine ¦ SDG&E ¦ Marine | Res Central HVAC System - Fuel Sub - Marine | 0.39508 | 1 | 0 | RASS 2019 | 0 | 2012 | 0.55 | SWHC045-01
RES-HVAC-FS-14.15 | Res ¦ Packaged/Split Heat Pump (SEER 17) - Fuel Sub - Hot-Dry ¦ SDG&E ¦ Hot-Dry | Res ¦ Packaged/Split Heat Pump (SEER 17) - Fuel Sub - Hot-Dry | SDG&E ¦ Hot-Dry | SDG&E | All | Electric & Gas | Central ASHP, SEER17, HSPF >=9.4 | Efficient | 0 | Conventional | HVAC | Res - Single Family | Res | ROB Only | 1 | Residential Households | Cap-Tons | 15 | DEER:HVAC_Eff_AC | 88 | 0 | -25 | SWHC045-01 | 1092.7 | 2019 | 0 | 432.3 | 2019 | 0 | -17.23 | SWHC045-01 | Res Central HVAC System - Fuel Sub - Hot-Dry ¦ SDG&E ¦ Hot-Dry | Res Central HVAC System - Fuel Sub - Hot-Dry | 1.1703 | 1 | 0 | RASS 2019 | 350.2163 | 2032 | 0.55 | SWHC045-01
RES-HVAC-FS-14.16 | Res ¦ Packaged/Split Heat Pump (SEER 17) - Fuel Sub - Hot-Dry ¦ SDG&E ¦ Hot-Dry | Res ¦ Packaged/Split Heat Pump (SEER 17) - Fuel Sub - Hot-Dry | SDG&E ¦ Hot-Dry | SDG&E | All | Electric & Gas | Central ASHP, SEER17, HSPF >=9.4 | Efficient | 0 | Conventional | HVAC | Res - Multi Family | Res | ROB Only | 1 | Residential Households | Cap-Tons | 15 | DEER:HVAC_Eff_AC | 172 | 0 | -39.4 | SWHC045-01 | 1092.7 | 2019 | 0 | 432.3 | 2019 | 0 | -17.23 | SWHC045-01 | Res Central HVAC System - Fuel Sub - Hot-Dry ¦ SDG&E ¦ Hot-Dry | Res Central HVAC System - Fuel Sub - Hot-Dry | 0.14814 | 1 | 0 | RASS 2019 | 0 | 2012 | 0.55 | SWHC045-01
RES-HVAC-FS-15.1 | Res ¦ Packaged/Split Heat Pump (SEER 18) - Fuel Sub - Marine ¦ PG&E ¦ Marine | Res ¦ Packaged/Split Heat Pump (SEER 18) - Fuel Sub - Marine | PG&E ¦ Marine | PG&E | All | Electric & Gas | Central ASHP, SEER18, HSPF >=9.7 | Efficient | 0 | Conventional | HVAC | Res - Single Family | Res | ROB Only | 1 | Residential Households | Cap-Tons | 15 | DEER:HVAC_Eff_AC | 445 | 0 | -84.4 | SWHC045-01 | 1259.44 | 2019 | 0 | 432.3 | 2019 | 0 | -17.23 | SWHC045-01 | Res Central HVAC System - Fuel Sub - Marine ¦ PG&E ¦ Marine | Res Central HVAC System - Fuel Sub - Marine | 0.58283 | 1 | 0 | RASS 2019 | 388.5081 | 2032 | 0.55 | SWHC045-01
RES-HVAC-FS-15.2 | Res ¦ Packaged/Split Heat Pump (SEER 18) - Fuel Sub - Marine ¦ PG&E ¦ Marine | Res ¦ Packaged/Split Heat Pump (SEER 18) - Fuel Sub - Marine | PG&E ¦ Marine | PG&E | All | Electric & Gas | Central ASHP, SEER18, HSPF >=9.7 | Efficient | 0 | Conventional | HVAC | Res - Multi Family | Res | ROB Only | 1 | Residential Households | Cap-Tons | 15 | DEER:HVAC_Eff_AC | 493 | 0 | -82.4 | SWHC045-01 | 1259.44 | 2019 | 0 | 432.3 | 2019 | 0 | -17.23 | SWHC045-01 | Res Central HVAC System - Fuel Sub - Marine ¦ PG&E ¦ Marine | Res Central HVAC System - Fuel Sub - Marine | 0.066794 | 1 | 0 | RASS 2019 | 0 | 2012 | 0.55 | SWHC045-01
RES-HVAC-FS-15.3 | Res ¦ Packaged/Split Heat Pump (SEER 18) - Fuel Sub - Hot-Dry ¦ PG&E ¦ Hot-Dry | Res ¦ Packaged/Split Heat Pump (SEER 18) - Fuel Sub - Hot-Dry | PG&E ¦ Hot-Dry | PG&E | All | Electric & Gas | Central ASHP, SEER18, HSPF >=9.7 | Efficient | 0 | Conventional | HVAC | Res - Single Family | Res | ROB Only | 1 | Residential Households | Cap-Tons | 15 | DEER:HVAC_Eff_AC | 585 | 0 | -90.6 | SWHC045-01 | 1259.44 | 2019 | 0 | 432.3 | 2019 | 0 | -17.23 | SWHC045-01 | Res Central HVAC System - Fuel Sub - Hot-Dry ¦ PG&E ¦ Hot-Dry | Res Central HVAC System - Fuel Sub - Hot-Dry | 1.0532 | 1 | 0 | RASS 2019 | 388.5081 | 2032 | 0.55 | SWHC045-01
RES-HVAC-FS-15.4 | Res ¦ Packaged/Split Heat Pump (SEER 18) - Fuel Sub - Hot-Dry ¦ PG&E ¦ Hot-Dry | Res ¦ Packaged/Split Heat Pump (SEER 18) - Fuel Sub - Hot-Dry | PG&E ¦ Hot-Dry | PG&E | All | Electric & Gas | Central ASHP, SEER18, HSPF >=9.7 | Efficient | 0 | Conventional | HVAC | Res - Multi Family | Res | ROB Only | 1 | Residential Households | Cap-Tons | 15 | DEER:HVAC_Eff_AC | 328 | 0 | -60.6 | SWHC045-01 | 1259.44 | 2019 | 0 | 432.3 | 2019 | 0 | -17.23 | SWHC045-01 | Res Central HVAC System - Fuel Sub - Hot-Dry ¦ PG&E ¦ Hot-Dry | Res Central HVAC System - Fuel Sub - Hot-Dry | 0.2441 | 1 | 0 | RASS 2019 | 0 | 2012 | 0.55 | SWHC045-01
RES-HVAC-FS-15.5 | Res ¦ Packaged/Split Heat Pump (SEER 18) - Fuel Sub - Cold ¦ PG&E ¦ Cold | Res ¦ Packaged/Split Heat Pump (SEER 18) - Fuel Sub - Cold | PG&E ¦ Cold | PG&E | All | Electric & Gas | Central ASHP, SEER18, HSPF >=9.7 | Efficient | 0 | Conventional | HVAC | Res - Single Family | Res | ROB Only | 1 | Residential Households | Cap-Tons | 15 | DEER:HVAC_Eff_AC | 583 | 0 | -66.8 | SWHC045-01 | 1259.44 | 2019 | 0 | 432.3 | 2019 | 0 | -17.23 | SWHC045-01 | Res Central HVAC System - Fuel Sub - Cold ¦ PG&E ¦ Cold | Res Central HVAC System - Fuel Sub - Cold | 0.23165 | 1 | 0 | RASS 2019 | 388.5081 | 2032 | 0.55 | SWHC045-01
RES-HVAC-FS-15.6 | Res ¦ Packaged/Split Heat Pump (SEER 18) - Fuel Sub - Cold ¦ PG&E ¦ Cold | Res ¦ Packaged/Split Heat Pump (SEER 18) - Fuel Sub - Cold | PG&E ¦ Cold | PG&E | All | Electric & Gas | Central ASHP, SEER18, HSPF >=9.7 | Efficient | 0 | Conventional | HVAC | Res - Multi Family | Res | ROB Only | 1 | Residential Households | Cap-Tons | 15 | DEER:HVAC_Eff_AC | 1240 | 0 | -147 | SWHC045-01 | 1259.44 | 2019 | 0 | 432.3 | 2019 | 0 | -17.23 | SWHC045-01 | Res Central HVAC System - Fuel Sub - Cold ¦ PG&E ¦ Cold | Res Central HVAC System - Fuel Sub - Cold | 0.060679 | 1 | 0 | RASS 2019 | 0 | 2012 | 0.55 | SWHC045-01
RES-HVAC-FS-15.7 | Res ¦ Packaged/Split Heat Pump (SEER 18) - Fuel Sub - Marine ¦ SCG ¦ Marine | Res ¦ Packaged/Split Heat Pump (SEER 18) - Fuel Sub - Marine | SCG ¦ Marine | SCG | All | Electric & Gas | Central ASHP, SEER18, HSPF >=9.7 | Efficient | 0 | Conventional | HVAC | Res - Single Family | Res | ROB Only | 1 | Residential Households | Cap-Tons | 15 | DEER:HVAC_Eff_AC | 196 | 0 | -41.6 | SWHC045-01 | 1259.44 | 2019 | 0 | 432.3 | 2019 | 0 | -17.23 | SWHC045-01 | Res Central HVAC System - Fuel Sub - Marine ¦ SCG ¦ Marine | Res Central HVAC System - Fuel Sub - Marine | 0.94772 | 1 | 0 | RASS 2019 | 388.5081 | 2032 | 0.55 | SWHC045-01
RES-HVAC-FS-15.8 | Res ¦ Packaged/Split Heat Pump (SEER 18) - Fuel Sub - Marine ¦ SCG ¦ Marine | Res ¦ Packaged/Split Heat Pump (SEER 18) - Fuel Sub - Marine | SCG ¦ Marine | SCG | All | Electric & Gas | Central ASHP, SEER18, HSPF >=9.7 | Efficient | 0 | Conventional | HVAC | Res - Multi Family | Res | ROB Only | 1 | Residential Households | Cap-Tons | 15 | DEER:HVAC_Eff_AC | 215 | 0 | -41.3 | SWHC045-01 | 1259.44 | 2019 | 0 | 432.3 | 2019 | 0 | -17.23 | SWHC045-01 | Res Central HVAC System - Fuel Sub - Marine ¦ SCG ¦ Marine | Res Central HVAC System - Fuel Sub - Marine | 0.19192 | 1 | 0 | RASS 2019 | 0 | 2012 | 0.55 | SWHC045-01
RES-HVAC-FS-15.9 | Res ¦ Packaged/Split Heat Pump (SEER 18) - Fuel Sub - Hot-Dry ¦ SCG ¦ Hot-Dry | Res ¦ Packaged/Split Heat Pump (SEER 18) - Fuel Sub - Hot-Dry | SCG ¦ Hot-Dry | SCG | All | Electric & Gas | Central ASHP, SEER18, HSPF >=9.7 | Efficient | 0 | Conventional | HVAC | Res - Single Family | Res | ROB Only | 1 | Residential Households | Cap-Tons | 15 | DEER:HVAC_Eff_AC | 227 | 0 | -55.1 | SWHC045-01 | 1259.44 | 2019 | 0 | 432.3 | 2019 | 0 | -17.23 | SWHC045-01 | Res Central HVAC System - Fuel Sub - Hot-Dry ¦ SCG ¦ Hot-Dry | Res Central HVAC System - Fuel Sub - Hot-Dry | 1.5905 | 1 | 0 | RASS 2019 | 388.5081 | 2032 | 0.55 | SWHC045-01
RES-HVAC-FS-15.10 | Res ¦ Packaged/Split Heat Pump (SEER 18) - Fuel Sub - Hot-Dry ¦ SCG ¦ Hot-Dry | Res ¦ Packaged/Split Heat Pump (SEER 18) - Fuel Sub - Hot-Dry | SCG ¦ Hot-Dry | SCG | All | Electric & Gas | Central ASHP, SEER18, HSPF >=9.7 | Efficient | 0 | Conventional | HVAC | Res - Multi Family | Res | ROB Only | 1 | Residential Households | Cap-Tons | 15 | DEER:HVAC_Eff_AC | 229 | 0 | -55.8 | SWHC045-01 | 1259.44 | 2019 | 0 | 432.3 | 2019 | 0 | -17.23 | SWHC045-01 | Res Central HVAC System - Fuel Sub - Hot-Dry ¦ SCG ¦ Hot-Dry | Res Central HVAC System - Fuel Sub - Hot-Dry | 0.22921 | 1 | 0 | RASS 2019 | 0 | 2012 | 0.55 | SWHC045-01
RES-HVAC-FS-15.11 | Res ¦ Packaged/Split Heat Pump (SEER 18) - Fuel Sub - Cold ¦ SCG ¦ Cold | Res ¦ Packaged/Split Heat Pump (SEER 18) - Fuel Sub - Cold | SCG ¦ Cold | SCG | All | Electric & Gas | Central ASHP, SEER18, HSPF >=9.7 | Efficient | 0 | Conventional | HVAC | Res - Single Family | Res | ROB Only | 1 | Residential Households | Cap-Tons | 15 | DEER:HVAC_Eff_AC | 583 | 0 | -66.8 | SWHC045-01 | 1259.44 | 2019 | 0 | 432.3 | 2019 | 0 | -17.23 | SWHC045-01 | Res Central HVAC System - Fuel Sub - Cold ¦ SCG ¦ Cold | Res Central HVAC System - Fuel Sub - Cold | 1.969 | 1 | 0 | RASS 2019 | 388.5081 | 2032 | 0.55 | SWHC045-01
RES-HVAC-FS-15.12 | Res ¦ Packaged/Split Heat Pump (SEER 18) - Fuel Sub - Cold ¦ SCG ¦ Cold | Res ¦ Packaged/Split Heat Pump (SEER 18) - Fuel Sub - Cold | SCG ¦ Cold | SCG | All | Electric & Gas | Central ASHP, SEER18, HSPF >=9.7 | Efficient | 0 | Conventional | HVAC | Res - Multi Family | Res | ROB Only | 1 | Residential Households | Cap-Tons | 15 | DEER:HVAC_Eff_AC | 1240 | 0 | -147 | SWHC045-01 | 1259.44 | 2019 | 0 | 432.3 | 2019 | 0 | -17.23 | SWHC045-01 | Res Central HVAC System - Fuel Sub - Cold ¦ SCG ¦ Cold | Res Central HVAC System - Fuel Sub - Cold | 0.060679 | 1 | 0 | RASS 2019 | 0 | 2012 | 0.55 | SWHC045-01
RES-HVAC-FS-15.13 | Res ¦ Packaged/Split Heat Pump (SEER 18) - Fuel Sub - Marine ¦ SDG&E ¦ Marine | Res ¦ Packaged/Split Heat Pump (SEER 18) - Fuel Sub - Marine | SDG&E ¦ Marine | SDG&E | All | Electric & Gas | Central ASHP, SEER18, HSPF >=9.7 | Efficient | 0 | Conventional | HVAC | Res - Single Family | Res | ROB Only | 1 | Residential Households | Cap-Tons | 15 | DEER:HVAC_Eff_AC | 196 | 0 | -41.6 | SWHC045-01 | 1259.44 | 2019 | 0 | 432.3 | 2019 | 0 | -17.23 | SWHC045-01 | Res Central HVAC System - Fuel Sub - Marine ¦ SDG&E ¦ Marine | Res Central HVAC System - Fuel Sub - Marine | 1.9303 | 1 | 0 | RASS 2019 | 388.5081 | 2032 | 0.55 | SWHC045-01
RES-HVAC-FS-15.14 | Res ¦ Packaged/Split Heat Pump (SEER 18) - Fuel Sub - Marine ¦ SDG&E ¦ Marine | Res ¦ Packaged/Split Heat Pump (SEER 18) - Fuel Sub - Marine | SDG&E ¦ Marine | SDG&E | All | Electric & Gas | Central ASHP, SEER18, HSPF >=9.7 | Efficient | 0 | Conventional | HVAC | Res - Multi Family | Res | ROB Only | 1 | Residential Households | Cap-Tons | 15 | DEER:HVAC_Eff_AC | 215 | 0 | -41.3 | SWHC045-01 | 1259.44 | 2019 | 0 | 432.3 | 2019 | 0 | -17.23 | SWHC045-01 | Res Central HVAC System - Fuel Sub - Marine ¦ SDG&E ¦ Marine | Res Central HVAC System - Fuel Sub - Marine | 0.39508 | 1 | 0 | RASS 2019 | 0 | 2012 | 0.55 | SWHC045-01
RES-HVAC-FS-15.15 | Res ¦ Packaged/Split Heat Pump (SEER 18) - Fuel Sub - Hot-Dry ¦ SDG&E ¦ Hot-Dry | Res ¦ Packaged/Split Heat Pump (SEER 18) - Fuel Sub - Hot-Dry | SDG&E ¦ Hot-Dry | SDG&E | All | Electric & Gas | Central ASHP, SEER18, HSPF >=9.7 | Efficient | 0 | Conventional | HVAC | Res - Single Family | Res | ROB Only | 1 | Residential Households | Cap-Tons | 15 | DEER:HVAC_Eff_AC | 72.2 | 0 | -25 | SWHC045-01 | 1259.44 | 2019 | 0 | 432.3 | 2019 | 0 | -17.23 | SWHC045-01 | Res Central HVAC System - Fuel Sub - Hot-Dry ¦ SDG&E ¦ Hot-Dry | Res Central HVAC System - Fuel Sub - Hot-Dry | 1.1703 | 1 | 0 | RASS 2019 | 388.5081 | 2032 | 0.55 | SWHC045-01
RES-HVAC-FS-15.16 | Res ¦ Packaged/Split Heat Pump (SEER 18) - Fuel Sub - Hot-Dry ¦ SDG&E ¦ Hot-Dry | Res ¦ Packaged/Split Heat Pump (SEER 18) - Fuel Sub - Hot-Dry | SDG&E ¦ Hot-Dry | SDG&E | All | Electric & Gas | Central ASHP, SEER18, HSPF >=9.7 | Efficient | 0 | Conventional | HVAC | Res - Multi Family | Res | ROB Only | 1 | Residential Households | Cap-Tons | 15 | DEER:HVAC_Eff_AC | 154 | 0 | -39.4 | SWHC045-01 | 1259.44 | 2019 | 0 | 432.3 | 2019 | 0 | -17.23 | SWHC045-01 | Res Central HVAC System - Fuel Sub - Hot-Dry ¦ SDG&E ¦ Hot-Dry | Res Central HVAC System - Fuel Sub - Hot-Dry | 0.14814 | 1 | 0 | RASS 2019 | 0 | 2012 | 0.55 | SWHC045-01
RES-HVAC-FS-20.1 | Res ¦ Res Furnace FS (AFUE and HIR at Code Level) - Marine ¦ PG&E ¦ Marine | Res ¦ Res Furnace FS (AFUE and HIR at Code Level) - Marine | PG&E ¦ Marine | PG&E | All | Electric & Gas | Res TE 80% Furnace (heating only) | Average Existing and Code | 0 | Conventional | HVAC | Res - Single Family | Res | ROB and NEW | 0 | Residential Households | Household | 20 | DEER:HVAC_Eff_AC | 0 | 0 | 272.612 | SWHC031-03, SWHC045-01 | 1068.3225 | 2022 | 0 | 428.1769 | 2022 | 0 | 0 | SWHC031-03, SWHC045-01 | Res Central Furnace Only - Fuel Sub - Marine ¦ PG&E ¦ Marine | Res Central Furnace Only - Fuel Sub - Marine | 0.24353 | 1 | 1 | RASS 2019 | 0 | 2012 | 0.55 | SWHC031-03, SWHC045-01
RES-HVAC-FS-20.2 | Res ¦ Res Furnace FS (AFUE and HIR at Code Level) - Marine ¦ PG&E ¦ Marine | Res ¦ Res Furnace FS (AFUE and HIR at Code Level) - Marine | PG&E ¦ Marine | PG&E | All | Electric & Gas | Res TE 80% Furnace (heating only) | Average Existing and Code | 0 | Conventional | HVAC | Res - Multi Family | Res | ROB and NEW | 0 | Residential Households | Household | 20 | DEER:HVAC_Eff_AC | 0 | 0 | 82.4 | SWHC031-03, SWHC045-01 | 330.75 | 2022 | 0 | 132.5625 | 2022 | 0 | 0 | SWHC031-03, SWHC045-01 | Res Central Furnace Only - Fuel Sub - Marine ¦ PG&E ¦ Marine | Res Central Furnace Only - Fuel Sub - Marine | 0.21232 | 1 | 1 | RASS 2019 | 0 | 2012 | 0.55 | SWHC031-03, SWHC045-01
RES-HVAC-FS-20.3 | Res ¦ Res Furnace FS (AFUE and HIR at Code Level) - Hot-Dry ¦ PG&E ¦ Hot-Dry | Res ¦ Res Furnace FS (AFUE and HIR at Code Level) - Hot-Dry | PG&E ¦ Hot-Dry | PG&E | All | Electric & Gas | Res TE 80% Furnace (heating only) | Average Existing and Code | 0 | Conventional | HVAC | Res - Single Family | Res | ROB and NEW | 0 | Residential Households | Household | 20 | DEER:HVAC_Eff_AC | 0 | 0 | 223.782 | SWHC031-03, SWHC045-01 | 816.9525 | 2022 | 0 | 327.4294 | 2022 | 0 | 0 | SWHC031-03, SWHC045-01 | Res Central Furnace Only - Fuel Sub - Hot-Dry ¦ PG&E ¦ Hot-Dry | Res Central Furnace Only - Fuel Sub - Hot-Dry | 0.031739 | 1 | 1 | RASS 2019 | 0 | 2012 | 0.55 | SWHC031-03, SWHC045-01
RES-HVAC-FS-20.4 | Res ¦ Res Furnace FS (AFUE and HIR at Code Level) - Hot-Dry ¦ PG&E ¦ Hot-Dry | Res ¦ Res Furnace FS (AFUE and HIR at Code Level) - Hot-Dry | PG&E ¦ Hot-Dry | PG&E | All | Electric & Gas | Res TE 80% Furnace (heating only) | Average Existing and Code | 0 | Conventional | HVAC | Res - Multi Family | Res | ROB and NEW | 0 | Residential Households | Household | 20 | DEER:HVAC_Eff_AC | 0 | 0 | 60.6 | SWHC031-03, SWHC045-01 | 330.75 | 2022 | 0 | 132.5625 | 2022 | 0 | 0 | SWHC031-03, SWHC045-01 | Res Central Furnace Only - Fuel Sub - Hot-Dry ¦ PG&E ¦ Hot-Dry | Res Central Furnace Only - Fuel Sub - Hot-Dry | 0.031198 | 1 | 1 | RASS 2019 | 0 | 2012 | 0.55 | SWHC031-03, SWHC045-01
RES-HVAC-FS-20.5 | Res ¦ Res Furnace FS (AFUE and HIR at Code Level) - Cold ¦ PG&E ¦ Cold | Res ¦ Res Furnace FS (AFUE and HIR at Code Level) - Cold | PG&E ¦ Cold | PG&E | All | Electric & Gas | Res TE 80% Furnace (heating only) | Average Existing and Code | 0 | Conventional | HVAC | Res - Single Family | Res | ROB and NEW | 0 | Residential Households | Household | 20 | DEER:HVAC_Eff_AC | 0 | 0 | 241.148 | SWHC031-03, SWHC045-01 | 1194.0075 | 2022 | 0 | 478.5506 | 2022 | 0 | 0 | SWHC031-03, SWHC045-01 | Res Central Furnace Only - Fuel Sub - Cold ¦ PG&E ¦ Cold | Res Central Furnace Only - Fuel Sub - Cold | 0.0050597 | 1 | 1 | RASS 2019 | 0 | 2012 | 0.55 | SWHC031-03, SWHC045-01
RES-HVAC-FS-20.6 | Res ¦ Res Furnace FS (AFUE and HIR at Code Level) - Cold ¦ PG&E ¦ Cold | Res ¦ Res Furnace FS (AFUE and HIR at Code Level) - Cold | PG&E ¦ Cold | PG&E | All | Electric & Gas | Res TE 80% Furnace (heating only) | Average Existing and Code | 0 | Conventional | HVAC | Res - Multi Family | Res | ROB and NEW | 0 | Residential Households | Household | 20 | DEER:HVAC_Eff_AC | 0 | 0 | 147 | SWHC031-03, SWHC045-01 | 330.75 | 2022 | 0 | 132.5625 | 2022 | 0 | 0 | SWHC031-03, SWHC045-01 | Res Central Furnace Only - Fuel Sub - Cold ¦ PG&E ¦ Cold | Res Central Furnace Only - Fuel Sub - Cold | 0.016876 | 1 | 1 | RASS 2019 | 0 | 2012 | 0.55 | SWHC031-03, SWHC045-01
RES-HVAC-FS-20.7 | Res ¦ Res Furnace FS (AFUE and HIR at Code Level) - Marine ¦ SCG ¦ Marine | Res ¦ Res Furnace FS (AFUE and HIR at Code Level) - Marine | SCG ¦ Marine | SCG | All | Electric & Gas | Res TE 80% Furnace (heating only) | Average Existing and Code | 0 | Conventional | HVAC | Res - Single Family | Res | ROB and NEW | 0 | Residential Households | Household | 20 | DEER:HVAC_Eff_AC | 0 | 0 | 166.816 | SWHC031-03, SWHC045-01 | 1326.3075 | 2022 | 0 | 531.5756 | 2022 | 0 | 0 | SWHC031-03, SWHC045-01 | Res Central Furnace Only - Fuel Sub - Marine ¦ SCG ¦ Marine | Res Central Furnace Only - Fuel Sub - Marine | 0.2661 | 1 | 1 | RASS 2019 | 0 | 2012 | 0.55 | SWHC031-03, SWHC045-01
RES-HVAC-FS-20.8 | Res ¦ Res Furnace FS (AFUE and HIR at Code Level) - Marine ¦ SCG ¦ Marine | Res ¦ Res Furnace FS (AFUE and HIR at Code Level) - Marine | SCG ¦ Marine | SCG | All | Electric & Gas | Res TE 80% Furnace (heating only) | Average Existing and Code | 0 | Conventional | HVAC | Res - Multi Family | Res | ROB and NEW | 0 | Residential Households | Household | 20 | DEER:HVAC_Eff_AC | 0 | 0 | 52.864 | SWHC031-03, SWHC045-01 | 423.36 | 2022 | 0 | 169.68 | 2022 | 0 | 0 | SWHC031-03, SWHC045-01 | Res Central Furnace Only - Fuel Sub - Marine ¦ SCG ¦ Marine | Res Central Furnace Only - Fuel Sub - Marine | 0.17765 | 1 | 1 | RASS 2019 | 0 | 2012 | 0.55 | SWHC031-03, SWHC045-01
RES-HVAC-FS-20.9 | Res ¦ Res Furnace FS (AFUE and HIR at Code Level) - Hot-Dry ¦ SCG ¦ Hot-Dry | Res ¦ Res Furnace FS (AFUE and HIR at Code Level) - Hot-Dry | SCG ¦ Hot-Dry | SCG | All | Electric & Gas | Res TE 80% Furnace (heating only) | Average Existing and Code | 0 | Conventional | HVAC | Res - Single Family | Res | ROB and NEW | 0 | Residential Households | Household | 20 | DEER:HVAC_Eff_AC | 0 | 0 | 185.687 | SWHC031-03, SWHC045-01 | 1114.6275 | 2022 | 0 | 446.7356 | 2022 | 0 | 0 | SWHC031-03, SWHC045-01 | Res Central Furnace Only - Fuel Sub - Hot-Dry ¦ SCG ¦ Hot-Dry | Res Central Furnace Only - Fuel Sub - Hot-Dry | 0.034724 | 1 | 1 | RASS 2019 | 0 | 2012 | 0.55 | SWHC031-03, SWHC045-01
RES-HVAC-FS-20.10 | Res ¦ Res Furnace FS (AFUE and HIR at Code Level) - Hot-Dry ¦ SCG ¦ Hot-Dry | Res ¦ Res Furnace FS (AFUE and HIR at Code Level) - Hot-Dry | SCG ¦ Hot-Dry | SCG | All | Electric & Gas | Res TE 80% Furnace (heating only) | Average Existing and Code | 0 | Conventional | HVAC | Res - Multi Family | Res | ROB and NEW | 0 | Residential Households | Household | 20 | DEER:HVAC_Eff_AC | 0 | 0 | 55.8 | SWHC031-03, SWHC045-01 | 330.75 | 2022 | 0 | 132.5625 | 2022 | 0 | 0 | SWHC031-03, SWHC045-01 | Res Central Furnace Only - Fuel Sub - Hot-Dry ¦ SCG ¦ Hot-Dry | Res Central Furnace Only - Fuel Sub - Hot-Dry | 0.022528 | 1 | 1 | RASS 2019 | 0 | 2012 | 0.55 | SWHC031-03, SWHC045-01
RES-HVAC-FS-20.11 | Res ¦ Res Furnace FS (AFUE and HIR at Code Level) - Cold ¦ SCG ¦ Cold | Res ¦ Res Furnace FS (AFUE and HIR at Code Level) - Cold | SCG ¦ Cold | SCG | All | Electric & Gas | Res TE 80% Furnace (heating only) | Average Existing and Code | 0 | Conventional | HVAC | Res - Single Family | Res | ROB and NEW | 0 | Residential Households | Household | 20 | DEER:HVAC_Eff_AC | 0 | 0 | 241.148 | SWHC031-03, SWHC045-01 | 1194.0075 | 2022 | 0 | 478.5506 | 2022 | 0 | 0 | SWHC031-03, SWHC045-01 | Res Central Furnace Only - Fuel Sub - Cold ¦ SCG ¦ Cold | Res Central Furnace Only - Fuel Sub - Cold | 0.058796 | 1 | 1 | RASS 2019 | 0 | 2012 | 0.55 | SWHC031-03, SWHC045-01
RES-HVAC-FS-20.12 | Res ¦ Res Furnace FS (AFUE and HIR at Code Level) - Cold ¦ SCG ¦ Cold | Res ¦ Res Furnace FS (AFUE and HIR at Code Level) - Cold | SCG ¦ Cold | SCG | All | Electric & Gas | Res TE 80% Furnace (heating only) | Average Existing and Code | 0 | Conventional | HVAC | Res - Multi Family | Res | ROB and NEW | 0 | Residential Households | Household | 20 | DEER:HVAC_Eff_AC | 0 | 0 | 147 | SWHC031-03, SWHC045-01 | 330.75 | 2022 | 0 | 132.5625 | 2022 | 0 | 0 | SWHC031-03, SWHC045-01 | Res Central Furnace Only - Fuel Sub - Cold ¦ SCG ¦ Cold | Res Central Furnace Only - Fuel Sub - Cold | 0.016876 | 1 | 1 | RASS 2019 | 0 | 2012 | 0.55 | SWHC031-03, SWHC045-01
RES-HVAC-FS-20.13 | Res ¦ Res Furnace FS (AFUE and HIR at Code Level) - Marine ¦ SDG&E ¦ Marine | Res ¦ Res Furnace FS (AFUE and HIR at Code Level) - Marine | SDG&E ¦ Marine | SDG&E | All | Electric & Gas | Res TE 80% Furnace (heating only) | Average Existing and Code | 0 | Conventional | HVAC | Res - Single Family | Res | ROB and NEW | 0 | Residential Households | Household | 20 | DEER:HVAC_Eff_AC | 0 | 0 | 166.816 | SWHC031-03, SWHC045-01 | 1326.3075 | 2022 | 0 | 531.5756 | 2022 | 0 | 0 | SWHC031-03, SWHC045-01 | Res Central Furnace Only - Fuel Sub - Marine ¦ SDG&E ¦ Marine | Res Central Furnace Only - Fuel Sub - Marine | 0.09918 | 1 | 1 | RASS 2019 | 0 | 2012 | 0.55 | SWHC031-03, SWHC045-01
RES-HVAC-FS-20.14 | Res ¦ Res Furnace FS (AFUE and HIR at Code Level) - Marine ¦ SDG&E ¦ Marine | Res ¦ Res Furnace FS (AFUE and HIR at Code Level) - Marine | SDG&E ¦ Marine | SDG&E | All | Electric & Gas | Res TE 80% Furnace (heating only) | Average Existing and Code | 0 | Conventional | HVAC | Res - Multi Family | Res | ROB and NEW | 0 | Residential Households | Household | 20 | DEER:HVAC_Eff_AC | 0 | 0 | 52.864 | SWHC031-03, SWHC045-01 | 423.36 | 2022 | 0 | 169.68 | 2022 | 0 | 0 | SWHC031-03, SWHC045-01 | Res Central Furnace Only - Fuel Sub - Marine ¦ SDG&E ¦ Marine | Res Central Furnace Only - Fuel Sub - Marine | 0.27853 | 1 | 1 | RASS 2019 | 0 | 2012 | 0.55 | SWHC031-03, SWHC045-01
RES-HVAC-FS-20.15 | Res ¦ Res Furnace FS (AFUE and HIR at Code Level) - Hot-Dry ¦ SDG&E ¦ Hot-Dry | Res ¦ Res Furnace FS (AFUE and HIR at Code Level) - Hot-Dry | SDG&E ¦ Hot-Dry | SDG&E | All | Electric & Gas | Res TE 80% Furnace (heating only) | Average Existing and Code | 0 | Conventional | HVAC | Res - Single Family | Res | ROB and NEW | 0 | Residential Households | Household | 20 | DEER:HVAC_Eff_AC | 0 | 0 | 80.25 | SWHC031-03, SWHC045-01 | 1061.7075 | 2022 | 0 | 425.5256 | 2022 | 0 | 0 | SWHC031-03, SWHC045-01 | Res Central Furnace Only - Fuel Sub - Hot-Dry ¦ SDG&E ¦ Hot-Dry | Res Central Furnace Only - Fuel Sub - Hot-Dry | 0.11292 | 1 | 1 | RASS 2019 | 0 | 2012 | 0.55 | SWHC031-03, SWHC045-01
RES-HVAC-FS-20.16 | Res ¦ Res Furnace FS (AFUE and HIR at Code Level) - Hot-Dry ¦ SDG&E ¦ Hot-Dry | Res ¦ Res Furnace FS (AFUE and HIR at Code Level) - Hot-Dry | SDG&E ¦ Hot-Dry | SDG&E | All | Electric & Gas | Res TE 80% Furnace (heating only) | Average Existing and Code | 0 | Conventional | HVAC | Res - Multi Family | Res | ROB and NEW | 0 | Residential Households | Household | 20 | DEER:HVAC_Eff_AC | 0 | 0 | 43.734 | SWHC031-03, SWHC045-01 | 367.1325 | 2022 | 0 | 147.1444 | 2022 | 0 | 0 | SWHC031-03, SWHC045-01 | Res Central Furnace Only - Fuel Sub - Hot-Dry ¦ SDG&E ¦ Hot-Dry | Res Central Furnace Only - Fuel Sub - Hot-Dry | 0.05034 | 1 | 1 | RASS 2019 | 0 | 2012 | 0.55 | SWHC031-03, SWHC045-01
RES-HVAC-FS-21.1 | Res ¦ Res Efficient Condensing Furnace FS (AFUE = 97) - Marine ¦ PG&E ¦ Marine | Res ¦ Res Efficient Condensing Furnace FS (AFUE = 97) - Marine | PG&E ¦ Marine | PG&E | All | Electric & Gas | Efficient AFUE97 furnace | Efficient | 0 | Conventional | HVAC | Res - Single Family | Res | ROB and NEW | 0 | Residential Households | Household | 20 | DEER:HVAC_Eff_AC | 0 | 0 | 255.4123 | SWHC031-03, SWHC045-01 | 2725.9181 | 2022 | 0 | 428.1769 | 2022 | 0 | 0 | SWHC031-03, SWHC045-01 | Res Central Furnace Only - Fuel Sub - Marine ¦ PG&E ¦ Marine | Res Central Furnace Only - Fuel Sub - Marine | 0.24353 | 1 | 0 | RASS 2019 | 459.3 | 2032 | 0.55 | SWHC031-03, SWHC045-01
RES-HVAC-FS-21.2 | Res ¦ Res Efficient Condensing Furnace FS (AFUE = 97) - Marine ¦ PG&E ¦ Marine | Res ¦ Res Efficient Condensing Furnace FS (AFUE = 97) - Marine | PG&E ¦ Marine | PG&E | All | Electric & Gas | Efficient AFUE97 furnace | Efficient | 0 | Conventional | HVAC | Res - Multi Family | Res | ROB and NEW | 0 | Residential Households | Household | 20 | DEER:HVAC_Eff_AC | 0 | 0 | 78.6125 | SWHC031-03, SWHC045-01 | 843.9375 | 2022 | 0 | 132.5625 | 2022 | 0 | 0 | SWHC031-03, SWHC045-01 | Res Central Furnace Only - Fuel Sub - Marine ¦ PG&E ¦ Marine | Res Central Furnace Only - Fuel Sub - Marine | 0.21232 | 1 | 0 | RASS 2019 | 0 | 2012 | 0.55 | SWHC031-03, SWHC045-01
RES-HVAC-FS-21.3 | Res ¦ Res Efficient Condensing Furnace FS (AFUE = 97) - Hot-Dry ¦ PG&E ¦ Hot-Dry | Res ¦ Res Efficient Condensing Furnace FS (AFUE = 97) - Hot-Dry | PG&E ¦ Hot-Dry | PG&E | All | Electric & Gas | Efficient AFUE97 furnace | Efficient | 0 | Conventional | HVAC | Res - Single Family | Res | ROB and NEW | 0 | Residential Households | Household | 20 | DEER:HVAC_Eff_AC | 0 | 0 | 208.4989 | SWHC031-03, SWHC045-01 | 2084.5256 | 2022 | 0 | 327.4294 | 2022 | 0 | 0 | SWHC031-03, SWHC045-01 | Res Central Furnace Only - Fuel Sub - Hot-Dry ¦ PG&E ¦ Hot-Dry | Res Central Furnace Only - Fuel Sub - Hot-Dry | 0.031739 | 1 | 0 | RASS 2019 | 459.3 | 2032 | 0.55 | SWHC031-03, SWHC045-01
RES-HVAC-FS-21.4 | Res ¦ Res Efficient Condensing Furnace FS (AFUE = 97) - Hot-Dry ¦ PG&E ¦ Hot-Dry | Res ¦ Res Efficient Condensing Furnace FS (AFUE = 97) - Hot-Dry | PG&E ¦ Hot-Dry | PG&E | All | Electric & Gas | Efficient AFUE97 furnace | Efficient | 0 | Conventional | HVAC | Res - Multi Family | Res | ROB and NEW | 0 | Residential Households | Household | 20 | DEER:HVAC_Eff_AC | 0 | 0 | 57.375 | SWHC031-03, SWHC045-01 | 843.9375 | 2022 | 0 | 132.5625 | 2022 | 0 | 0 | SWHC031-03, SWHC045-01 | Res Central Furnace Only - Fuel Sub - Hot-Dry ¦ PG&E ¦ Hot-Dry | Res Central Furnace Only - Fuel Sub - Hot-Dry | 0.031198 | 1 | 0 | RASS 2019 | 0 | 2012 | 0.55 | SWHC031-03, SWHC045-01
RES-HVAC-FS-21.5 | Res ¦ Res Efficient Condensing Furnace FS (AFUE = 97) - Cold ¦ PG&E ¦ Cold | Res ¦ Res Efficient Condensing Furnace FS (AFUE = 97) - Cold | PG&E ¦ Cold | PG&E | All | Electric & Gas | Efficient AFUE97 furnace | Efficient | 0 | Conventional | HVAC | Res - Single Family | Res | ROB and NEW | 0 | Residential Households | Household | 20 | DEER:HVAC_Eff_AC | 0 | 0 | 226.3921 | SWHC031-03, SWHC045-01 | 3046.6144 | 2022 | 0 | 478.5506 | 2022 | 0 | 0 | SWHC031-03, SWHC045-01 | Res Central Furnace Only - Fuel Sub - Cold ¦ PG&E ¦ Cold | Res Central Furnace Only - Fuel Sub - Cold | 0.0050597 | 1 | 0 | RASS 2019 | 459.3 | 2032 | 0.55 | SWHC031-03, SWHC045-01
RES-HVAC-FS-21.6 | Res ¦ Res Efficient Condensing Furnace FS (AFUE = 97) - Cold ¦ PG&E ¦ Cold | Res ¦ Res Efficient Condensing Furnace FS (AFUE = 97) - Cold | PG&E ¦ Cold | PG&E | All | Electric & Gas | Efficient AFUE97 furnace | Efficient | 0 | Conventional | HVAC | Res - Multi Family | Res | ROB and NEW | 0 | Residential Households | Household | 20 | DEER:HVAC_Eff_AC | 0 | 0 | 141.8812 | SWHC031-03, SWHC045-01 | 843.9375 | 2022 | 0 | 132.5625 | 2022 | 0 | 0 | SWHC031-03, SWHC045-01 | Res Central Furnace Only - Fuel Sub - Cold ¦ PG&E ¦ Cold | Res Central Furnace Only - Fuel Sub - Cold | 0.016876 | 1 | 0 | RASS 2019 | 0 | 2012 | 0.55 | SWHC031-03, SWHC045-01
RES-HVAC-FS-21.7 | Res ¦ Res Efficient Condensing Furnace FS (AFUE = 97) - Marine ¦ SCG ¦ Marine | Res ¦ Res Efficient Condensing Furnace FS (AFUE = 97) - Marine | SCG ¦ Marine | SCG | All | Electric & Gas | Efficient AFUE97 furnace | Efficient | 0 | Conventional | HVAC | Res - Single Family | Res | ROB and NEW | 0 | Residential Households | Household | 20 | DEER:HVAC_Eff_AC | 0 | 0 | 155.5379 | SWHC031-03, SWHC045-01 | 3384.1894 | 2022 | 0 | 531.5756 | 2022 | 0 | 0 | SWHC031-03, SWHC045-01 | Res Central Furnace Only - Fuel Sub - Marine ¦ SCG ¦ Marine | Res Central Furnace Only - Fuel Sub - Marine | 0.2661 | 1 | 0 | RASS 2019 | 459.3 | 2032 | 0.55 | SWHC031-03, SWHC045-01
RES-HVAC-FS-21.8 | Res ¦ Res Efficient Condensing Furnace FS (AFUE = 97) - Marine ¦ SCG ¦ Marine | Res ¦ Res Efficient Condensing Furnace FS (AFUE = 97) - Marine | SCG ¦ Marine | SCG | All | Electric & Gas | Efficient AFUE97 furnace | Efficient | 0 | Conventional | HVAC | Res - Multi Family | Res | ROB and NEW | 0 | Residential Households | Household | 20 | DEER:HVAC_Eff_AC | 0 | 0 | 50.2 | SWHC031-03, SWHC045-01 | 1080.24 | 2022 | 0 | 169.68 | 2022 | 0 | 0 | SWHC031-03, SWHC045-01 | Res Central Furnace Only - Fuel Sub - Marine ¦ SCG ¦ Marine | Res Central Furnace Only - Fuel Sub - Marine | 0.17765 | 1 | 0 | RASS 2019 | 0 | 2012 | 0.55 | SWHC031-03, SWHC045-01
RES-HVAC-FS-21.9 | Res ¦ Res Efficient Condensing Furnace FS (AFUE = 97) - Hot-Dry ¦ SCG ¦ Hot-Dry | Res ¦ Res Efficient Condensing Furnace FS (AFUE = 97) - Hot-Dry | SCG ¦ Hot-Dry | SCG | All | Electric & Gas | Efficient AFUE97 furnace | Efficient | 0 | Conventional | HVAC | Res - Single Family | Res | ROB and NEW | 0 | Residential Households | Household | 20 | DEER:HVAC_Eff_AC | 0 | 0 | 174.2501 | SWHC031-03, SWHC045-01 | 2844.0694 | 2022 | 0 | 446.7356 | 2022 | 0 | 0 | SWHC031-03, SWHC045-01 | Res Central Furnace Only - Fuel Sub - Hot-Dry ¦ SCG ¦ Hot-Dry | Res Central Furnace Only - Fuel Sub - Hot-Dry | 0.034724 | 1 | 0 | RASS 2019 | 459.3 | 2032 | 0.55 | SWHC031-03, SWHC045-01
RES-HVAC-FS-21.10 | Res ¦ Res Efficient Condensing Furnace FS (AFUE = 97) - Hot-Dry ¦ SCG ¦ Hot-Dry | Res ¦ Res Efficient Condensing Furnace FS (AFUE = 97) - Hot-Dry | SCG ¦ Hot-Dry | SCG | All | Electric & Gas | Efficient AFUE97 furnace | Efficient | 0 | Conventional | HVAC | Res - Multi Family | Res | ROB and NEW | 0 | Residential Households | Household | 20 | DEER:HVAC_Eff_AC | 0 | 0 | 53.625 | SWHC031-03, SWHC045-01 | 843.9375 | 2022 | 0 | 132.5625 | 2022 | 0 | 0 | SWHC031-03, SWHC045-01 | Res Central Furnace Only - Fuel Sub - Hot-Dry ¦ SCG ¦ Hot-Dry | Res Central Furnace Only - Fuel Sub - Hot-Dry | 0.022528 | 1 | 0 | RASS 2019 | 0 | 2012 | 0.55 | SWHC031-03, SWHC045-01
RES-HVAC-FS-21.11 | Res ¦ Res Efficient Condensing Furnace FS (AFUE = 97) - Cold ¦ SCG ¦ Cold | Res ¦ Res Efficient Condensing Furnace FS (AFUE = 97) - Cold | SCG ¦ Cold | SCG | All | Electric & Gas | Efficient AFUE97 furnace | Efficient | 0 | Conventional | HVAC | Res - Single Family | Res | ROB and NEW | 0 | Residential Households | Household | 20 | DEER:HVAC_Eff_AC | 0 | 0 | 226.3921 | SWHC031-03, SWHC045-01 | 3046.6144 | 2022 | 0 | 478.5506 | 2022 | 0 | 0 | SWHC031-03, SWHC045-01 | Res Central Furnace Only - Fuel Sub - Cold ¦ SCG ¦ Cold | Res Central Furnace Only - Fuel Sub - Cold | 0.058796 | 1 | 0 | RASS 2019 | 459.3 | 2032 | 0.55 | SWHC031-03, SWHC045-01
RES-HVAC-FS-21.12 | Res ¦ Res Efficient Condensing Furnace FS (AFUE = 97) - Cold ¦ SCG ¦ Cold | Res ¦ Res Efficient Condensing Furnace FS (AFUE = 97) - Cold | SCG ¦ Cold | SCG | All | Electric & Gas | Efficient AFUE97 furnace | Efficient | 0 | Conventional | HVAC | Res - Multi Family | Res | ROB and NEW | 0 | Residential Households | Household | 20 | DEER:HVAC_Eff_AC | 0 | 0 | 141.8812 | SWHC031-03, SWHC045-01 | 843.9375 | 2022 | 0 | 132.5625 | 2022 | 0 | 0 | SWHC031-03, SWHC045-01 | Res Central Furnace Only - Fuel Sub - Cold ¦ SCG ¦ Cold | Res Central Furnace Only - Fuel Sub - Cold | 0.016876 | 1 | 0 | RASS 2019 | 0 | 2012 | 0.55 | SWHC031-03, SWHC045-01
RES-HVAC-FS-21.13 | Res ¦ Res Efficient Condensing Furnace FS (AFUE = 97) - Marine ¦ SDG&E ¦ Marine | Res ¦ Res Efficient Condensing Furnace FS (AFUE = 97) - Marine | SDG&E ¦ Marine | SDG&E | All | Electric & Gas | Efficient AFUE97 furnace | Efficient | 0 | Conventional | HVAC | Res - Single Family | Res | ROB and NEW | 0 | Residential Households | Household | 20 | DEER:HVAC_Eff_AC | 0 | 0 | 155.5379 | SWHC031-03, SWHC045-01 | 3384.1894 | 2022 | 0 | 531.5756 | 2022 | 0 | 0 | SWHC031-03, SWHC045-01 | Res Central Furnace Only - Fuel Sub - Marine ¦ SDG&E ¦ Marine | Res Central Furnace Only - Fuel Sub - Marine | 0.09918 | 1 | 0 | RASS 2019 | 459.3 | 2032 | 0.55 | SWHC031-03, SWHC045-01
RES-HVAC-FS-21.14 | Res ¦ Res Efficient Condensing Furnace FS (AFUE = 97) - Marine ¦ SDG&E ¦ Marine | Res ¦ Res Efficient Condensing Furnace FS (AFUE = 97) - Marine | SDG&E ¦ Marine | SDG&E | All | Electric & Gas | Efficient AFUE97 furnace | Efficient | 0 | Conventional | HVAC | Res - Multi Family | Res | ROB and NEW | 0 | Residential Households | Household | 20 | DEER:HVAC_Eff_AC | 0 | 0 | 50.2 | SWHC031-03, SWHC045-01 | 1080.24 | 2022 | 0 | 169.68 | 2022 | 0 | 0 | SWHC031-03, SWHC045-01 | Res Central Furnace Only - Fuel Sub - Marine ¦ SDG&E ¦ Marine | Res Central Furnace Only - Fuel Sub - Marine | 0.27853 | 1 | 0 | RASS 2019 | 0 | 2012 | 0.55 | SWHC031-03, SWHC045-01
RES-HVAC-FS-21.15 | Res ¦ Res Efficient Condensing Furnace FS (AFUE = 97) - Hot-Dry ¦ SDG&E ¦ Hot-Dry | Res ¦ Res Efficient Condensing Furnace FS (AFUE = 97) - Hot-Dry | SDG&E ¦ Hot-Dry | SDG&E | All | Electric & Gas | Efficient AFUE97 furnace | Efficient | 0 | Conventional | HVAC | Res - Single Family | Res | ROB and NEW | 0 | Residential Households | Household | 20 | DEER:HVAC_Eff_AC | 0 | 0 | 72.3053 | SWHC031-03, SWHC045-01 | 2709.0394 | 2022 | 0 | 425.5256 | 2022 | 0 | 0 | SWHC031-03, SWHC045-01 | Res Central Furnace Only - Fuel Sub - Hot-Dry ¦ SDG&E ¦ Hot-Dry | Res Central Furnace Only - Fuel Sub - Hot-Dry | 0.11292 | 1 | 0 | RASS 2019 | 459.3 | 2032 | 0.55 | SWHC031-03, SWHC045-01
RES-HVAC-FS-21.16 | Res ¦ Res Efficient Condensing Furnace FS (AFUE = 97) - Hot-Dry ¦ SDG&E ¦ Hot-Dry | Res ¦ Res Efficient Condensing Furnace FS (AFUE = 97) - Hot-Dry | SDG&E ¦ Hot-Dry | SDG&E | All | Electric & Gas | Efficient AFUE97 furnace | Efficient | 0 | Conventional | HVAC | Res - Multi Family | Res | ROB and NEW | 0 | Residential Households | Household | 20 | DEER:HVAC_Eff_AC | 0 | 0 | 41.7776 | SWHC031-03, SWHC045-01 | 936.7706 | 2022 | 0 | 147.1444 | 2022 | 0 | 0 | SWHC031-03, SWHC045-01 | Res Central Furnace Only - Fuel Sub - Hot-Dry ¦ SDG&E ¦ Hot-Dry | Res Central Furnace Only - Fuel Sub - Hot-Dry | 0.05034 | 1 | 0 | RASS 2019 | 0 | 2012 | 0.55 | SWHC031-03, SWHC045-01
RES-HVAC-FS-020.1 | Res ¦ Res Furnace Heat Pump Heating Only (SEER 14) - Fuel Sub Future Baseline - Marine ¦ PG&E ¦ Marine | Res ¦ Res Furnace Heat Pump Heating Only (SEER 14) - Fuel Sub Future Baseline - Marine | PG&E ¦ Marine | PG&E | All | Electric & Gas | Central ASHP, SEER14, future baseline | Efficient | 2030 | Conventional | HVAC | Res - Single Family | Res | ROB and NEW | 0 | Residential Households | Household | 15 | DEER:HVAC_Eff_AC | 1980.313 | 0.043282 | 0 | SWHC049-02, relative to SWHC045-01 | 1817.8763 | 2019 | 0 | 1396.329 | 2019 | 0 | -55.6529 | SWHC049-02, relative to SWHC045-01 | Res Central Furnace Only - Fuel Sub - Marine ¦ PG&E ¦ Marine | Res Central Furnace Only - Fuel Sub - Marine | 0.24353 | 1 | 0 | RASS 2019 | 0 | 2012 | 0.6 | SWHC049-02, relative to SWHC045-01
RES-HVAC-FS-020.2 | Res ¦ Res Furnace Heat Pump Heating Only (SEER 14) - Fuel Sub Future Baseline - Marine ¦ PG&E ¦ Marine | Res ¦ Res Furnace Heat Pump Heating Only (SEER 14) - Fuel Sub Future Baseline - Marine | PG&E ¦ Marine | PG&E | All | Electric & Gas | Central ASHP, SEER14, future baseline | Efficient | 2030 | Conventional | HVAC | Res - Multi Family | Res | ROB and NEW | 0 | Residential Households | Household | 15 | DEER:HVAC_Eff_AC | 647.6 | 0.00602 | 0 | SWHC049-02, relative to SWHC045-01 | 562.81 | 2019 | 0 | 432.3 | 2019 | 0 | -17.23 | SWHC049-02, relative to SWHC045-01 | Res Central Furnace Only - Fuel Sub - Marine ¦ PG&E ¦ Marine | Res Central Furnace Only - Fuel Sub - Marine | 0.21232 | 1 | 0 | RASS 2019 | 0 | 2012 | 0.6 | SWHC049-02, relative to SWHC045-01
RES-HVAC-FS-020.3 | Res ¦ Res Furnace Heat Pump Heating Only (SEER 14) - Fuel Sub Future Baseline - Hot-Dry ¦ PG&E ¦ Hot-Dry | Res ¦ Res Furnace Heat Pump Heating Only (SEER 14) - Fuel Sub Future Baseline - Hot-Dry | PG&E ¦ Hot-Dry | PG&E | All | Electric & Gas | Central ASHP, SEER14, future baseline | Efficient | 2030 | Conventional | HVAC | Res - Single Family | Res | ROB and NEW | 0 | Residential Households | Household | 15 | DEER:HVAC_Eff_AC | 2883.972 | 0.10572 | 0 | SWHC049-02, relative to SWHC045-01 | 1390.1407 | 2019 | 0 | 1067.781 | 2019 | 0 | -42.5581 | SWHC049-02, relative to SWHC045-01 | Res Central Furnace Only - Fuel Sub - Hot-Dry ¦ PG&E ¦ Hot-Dry | Res Central Furnace Only - Fuel Sub - Hot-Dry | 0.031739 | 1 | 0 | RASS 2019 | 0 | 2012 | 0.6 | SWHC049-02, relative to SWHC045-01
RES-HVAC-FS-020.4 | Res ¦ Res Furnace Heat Pump Heating Only (SEER 14) - Fuel Sub Future Baseline - Hot-Dry ¦ PG&E ¦ Hot-Dry | Res ¦ Res Furnace Heat Pump Heating Only (SEER 14) - Fuel Sub Future Baseline - Hot-Dry | PG&E ¦ Hot-Dry | PG&E | All | Electric & Gas | Central ASHP, SEER14, future baseline | Efficient | 2030 | Conventional | HVAC | Res - Multi Family | Res | ROB and NEW | 0 | Residential Households | Household | 15 | DEER:HVAC_Eff_AC | 1087 | 0.0447 | 0 | SWHC049-02, relative to SWHC045-01 | 562.81 | 2019 | 0 | 432.3 | 2019 | 0 | -17.23 | SWHC049-02, relative to SWHC045-01 | Res Central Furnace Only - Fuel Sub - Hot-Dry ¦ PG&E ¦ Hot-Dry | Res Central Furnace Only - Fuel Sub - Hot-Dry | 0.031198 | 1 | 0 | RASS 2019 | 0 | 2012 | 0.6 | SWHC049-02, relative to SWHC045-01
RES-HVAC-FS-020.5 | Res ¦ Res Furnace Heat Pump Heating Only (SEER 14) - Fuel Sub Future Baseline - Cold ¦ PG&E ¦ Cold | Res ¦ Res Furnace Heat Pump Heating Only (SEER 14) - Fuel Sub Future Baseline - Cold | PG&E ¦ Cold | PG&E | All | Electric & Gas | Central ASHP, SEER14, future baseline | Efficient | 2030 | Conventional | HVAC | Res - Single Family | Res | ROB and NEW | 0 | Residential Households | Household | 15 | DEER:HVAC_Eff_AC | 2858.037 | 0.04693 | 0 | SWHC049-02, relative to SWHC045-01 | 2031.7441 | 2019 | 0 | 1560.603 | 2019 | 0 | -62.2003 | SWHC049-02, relative to SWHC045-01 | Res Central Furnace Only - Fuel Sub - Cold ¦ PG&E ¦ Cold | Res Central Furnace Only - Fuel Sub - Cold | 0.0050597 | 1 | 0 | RASS 2019 | 0 | 2012 | 0.6 | SWHC049-02, relative to SWHC045-01
RES-HVAC-FS-020.6 | Res ¦ Res Furnace Heat Pump Heating Only (SEER 14) - Fuel Sub Future Baseline - Cold ¦ PG&E ¦ Cold | Res ¦ Res Furnace Heat Pump Heating Only (SEER 14) - Fuel Sub Future Baseline - Cold | PG&E ¦ Cold | PG&E | All | Electric & Gas | Central ASHP, SEER14, future baseline | Efficient | 2030 | Conventional | HVAC | Res - Multi Family | Res | ROB and NEW | 0 | Residential Households | Household | 15 | DEER:HVAC_Eff_AC | 2057.3 | 0.0328 | 0 | SWHC049-02, relative to SWHC045-01 | 562.81 | 2019 | 0 | 432.3 | 2019 | 0 | -17.23 | SWHC049-02, relative to SWHC045-01 | Res Central Furnace Only - Fuel Sub - Cold ¦ PG&E ¦ Cold | Res Central Furnace Only - Fuel Sub - Cold | 0.016876 | 1 | 0 | RASS 2019 | 0 | 2012 | 0.6 | SWHC049-02, relative to SWHC045-01
RES-HVAC-FS-020.7 | Res ¦ Res Furnace Heat Pump Heating Only (SEER 14) - Fuel Sub Future Baseline - Marine ¦ SCG ¦ Marine | Res ¦ Res Furnace Heat Pump Heating Only (SEER 14) - Fuel Sub Future Baseline - Marine | SCG ¦ Marine | SCG | All | Electric & Gas | Central ASHP, SEER14, future baseline | Efficient | 2030 | Conventional | HVAC | Res - Single Family | Res | ROB and NEW | 0 | Residential Households | Household | 15 | DEER:HVAC_Eff_AC | 1818.134 | 0.099448 | 0 | SWHC049-02, relative to SWHC045-01 | 2256.8681 | 2019 | 0 | 1733.523 | 2019 | 0 | -69.0923 | SWHC049-02, relative to SWHC045-01 | Res Central Furnace Only - Fuel Sub - Marine ¦ SCG ¦ Marine | Res Central Furnace Only - Fuel Sub - Marine | 0.2661 | 1 | 0 | RASS 2019 | 0 | 2012 | 0.6 | SWHC049-02, relative to SWHC045-01
RES-HVAC-FS-020.8 | Res ¦ Res Furnace Heat Pump Heating Only (SEER 14) - Fuel Sub Future Baseline - Marine ¦ SCG ¦ Marine | Res ¦ Res Furnace Heat Pump Heating Only (SEER 14) - Fuel Sub Future Baseline - Marine | SCG ¦ Marine | SCG | All | Electric & Gas | Central ASHP, SEER14, future baseline | Efficient | 2030 | Conventional | HVAC | Res - Multi Family | Res | ROB and NEW | 0 | Residential Households | Household | 15 | DEER:HVAC_Eff_AC | 586.752 | 0.02816 | 0 | SWHC049-02, relative to SWHC045-01 | 720.3968 | 2019 | 0 | 553.344 | 2019 | 0 | -22.0544 | SWHC049-02, relative to SWHC045-01 | Res Central Furnace Only - Fuel Sub - Marine ¦ SCG ¦ Marine | Res Central Furnace Only - Fuel Sub - Marine | 0.17765 | 1 | 0 | RASS 2019 | 0 | 2012 | 0.6 | SWHC049-02, relative to SWHC045-01
RES-HVAC-FS-020.9 | Res ¦ Res Furnace Heat Pump Heating Only (SEER 14) - Fuel Sub Future Baseline - Hot-Dry ¦ SCG ¦ Hot-Dry | Res ¦ Res Furnace Heat Pump Heating Only (SEER 14) - Fuel Sub Future Baseline - Hot-Dry | SCG ¦ Hot-Dry | SCG | All | Electric & Gas | Central ASHP, SEER14, future baseline | Efficient | 2030 | Conventional | HVAC | Res - Single Family | Res | ROB and NEW | 0 | Residential Households | Household | 15 | DEER:HVAC_Eff_AC | 2836.192 | 0.153 | 0 | SWHC049-02, relative to SWHC045-01 | 1896.6697 | 2019 | 0 | 1456.851 | 2019 | 0 | -58.0651 | SWHC049-02, relative to SWHC045-01 | Res Central Furnace Only - Fuel Sub - Hot-Dry ¦ SCG ¦ Hot-Dry | Res Central Furnace Only - Fuel Sub - Hot-Dry | 0.034724 | 1 | 0 | RASS 2019 | 0 | 2012 | 0.6 | SWHC049-02, relative to SWHC045-01
RES-HVAC-FS-020.10 | Res ¦ Res Furnace Heat Pump Heating Only (SEER 14) - Fuel Sub Future Baseline - Hot-Dry ¦ SCG ¦ Hot-Dry | Res ¦ Res Furnace Heat Pump Heating Only (SEER 14) - Fuel Sub Future Baseline - Hot-Dry | SCG ¦ Hot-Dry | SCG | All | Electric & Gas | Central ASHP, SEER14, future baseline | Efficient | 2030 | Conventional | HVAC | Res - Multi Family | Res | ROB and NEW | 0 | Residential Households | Household | 15 | DEER:HVAC_Eff_AC | 880.5 | 0.0399 | 0 | SWHC049-02, relative to SWHC045-01 | 562.81 | 2019 | 0 | 432.3 | 2019 | 0 | -17.23 | SWHC049-02, relative to SWHC045-01 | Res Central Furnace Only - Fuel Sub - Hot-Dry ¦ SCG ¦ Hot-Dry | Res Central Furnace Only - Fuel Sub - Hot-Dry | 0.022528 | 1 | 0 | RASS 2019 | 0 | 2012 | 0.6 | SWHC049-02, relative to SWHC045-01
RES-HVAC-FS-020.11 | Res ¦ Res Furnace Heat Pump Heating Only (SEER 14) - Fuel Sub Future Baseline - Cold ¦ SCG ¦ Cold | Res ¦ Res Furnace Heat Pump Heating Only (SEER 14) - Fuel Sub Future Baseline - Cold | SCG ¦ Cold | SCG | All | Electric & Gas | Central ASHP, SEER14, future baseline | Efficient | 2030 | Conventional | HVAC | Res - Single Family | Res | ROB and NEW | 0 | Residential Households | Household | 15 | DEER:HVAC_Eff_AC | 2858.037 | 0.04693 | 0 | SWHC049-02, relative to SWHC045-01 | 2031.7441 | 2019 | 0 | 1560.603 | 2019 | 0 | -62.2003 | SWHC049-02, relative to SWHC045-01 | Res Central Furnace Only - Fuel Sub - Cold ¦ SCG ¦ Cold | Res Central Furnace Only - Fuel Sub - Cold | 0.058796 | 1 | 0 | RASS 2019 | 0 | 2012 | 0.6 | SWHC049-02, relative to SWHC045-01
RES-HVAC-FS-020.12 | Res ¦ Res Furnace Heat Pump Heating Only (SEER 14) - Fuel Sub Future Baseline - Cold ¦ SCG ¦ Cold | Res ¦ Res Furnace Heat Pump Heating Only (SEER 14) - Fuel Sub Future Baseline - Cold | SCG ¦ Cold | SCG | All | Electric & Gas | Central ASHP, SEER14, future baseline | Efficient | 2030 | Conventional | HVAC | Res - Multi Family | Res | ROB and NEW | 0 | Residential Households | Household | 15 | DEER:HVAC_Eff_AC | 2057.3 | 0.0328 | 0 | SWHC049-02, relative to SWHC045-01 | 562.81 | 2019 | 0 | 432.3 | 2019 | 0 | -17.23 | SWHC049-02, relative to SWHC045-01 | Res Central Furnace Only - Fuel Sub - Cold ¦ SCG ¦ Cold | Res Central Furnace Only - Fuel Sub - Cold | 0.016876 | 1 | 0 | RASS 2019 | 0 | 2012 | 0.6 | SWHC049-02, relative to SWHC045-01
RES-HVAC-FS-020.13 | Res ¦ Res Furnace Heat Pump Heating Only (SEER 14) - Fuel Sub Future Baseline - Marine ¦ SDG&E ¦ Marine | Res ¦ Res Furnace Heat Pump Heating Only (SEER 14) - Fuel Sub Future Baseline - Marine | SDG&E ¦ Marine | SDG&E | All | Electric & Gas | Central ASHP, SEER14, future baseline | Efficient | 2030 | Conventional | HVAC | Res - Single Family | Res | ROB and NEW | 0 | Residential Households | Household | 15 | DEER:HVAC_Eff_AC | 1818.134 | 0.099448 | 0 | SWHC049-02, relative to SWHC045-01 | 2256.8681 | 2019 | 0 | 1733.523 | 2019 | 0 | -69.0923 | SWHC049-02, relative to SWHC045-01 | Res Central Furnace Only - Fuel Sub - Marine ¦ SDG&E ¦ Marine | Res Central Furnace Only - Fuel Sub - Marine | 0.09918 | 1 | 0 | RASS 2019 | 0 | 2012 | 0.6 | SWHC049-02, relative to SWHC045-01
RES-HVAC-FS-020.14 | Res ¦ Res Furnace Heat Pump Heating Only (SEER 14) - Fuel Sub Future Baseline - Marine ¦ SDG&E ¦ Marine | Res ¦ Res Furnace Heat Pump Heating Only (SEER 14) - Fuel Sub Future Baseline - Marine | SDG&E ¦ Marine | SDG&E | All | Electric & Gas | Central ASHP, SEER14, future baseline | Efficient | 2030 | Conventional | HVAC | Res - Multi Family | Res | ROB and NEW | 0 | Residential Households | Household | 15 | DEER:HVAC_Eff_AC | 586.752 | 0.02816 | 0 | SWHC049-02, relative to SWHC045-01 | 720.3968 | 2019 | 0 | 553.344 | 2019 | 0 | -22.0544 | SWHC049-02, relative to SWHC045-01 | Res Central Furnace Only - Fuel Sub - Marine ¦ SDG&E ¦ Marine | Res Central Furnace Only - Fuel Sub - Marine | 0.27853 | 1 | 0 | RASS 2019 | 0 | 2012 | 0.6 | SWHC049-02, relative to SWHC045-01
RES-HVAC-FS-020.15 | Res ¦ Res Furnace Heat Pump Heating Only (SEER 14) - Fuel Sub Future Baseline - Hot-Dry ¦ SDG&E ¦ Hot-Dry | Res ¦ Res Furnace Heat Pump Heating Only (SEER 14) - Fuel Sub Future Baseline - Hot-Dry | SDG&E ¦ Hot-Dry | SDG&E | All | Electric & Gas | Central ASHP, SEER14, future baseline | Efficient | 2030 | Conventional | HVAC | Res - Single Family | Res | ROB and NEW | 0 | Residential Households | Household | 15 | DEER:HVAC_Eff_AC | 1242.27 | 0.078324 | 0 | SWHC049-02, relative to SWHC045-01 | 1806.6201 | 2019 | 0 | 1387.683 | 2019 | 0 | -55.3083 | SWHC049-02, relative to SWHC045-01 | Res Central Furnace Only - Fuel Sub - Hot-Dry ¦ SDG&E ¦ Hot-Dry | Res Central Furnace Only - Fuel Sub - Hot-Dry | 0.11292 | 1 | 0 | RASS 2019 | 0 | 2012 | 0.6 | SWHC049-02, relative to SWHC045-01
RES-HVAC-FS-020.16 | Res ¦ Res Furnace Heat Pump Heating Only (SEER 14) - Fuel Sub Future Baseline - Hot-Dry ¦ SDG&E ¦ Hot-Dry | Res ¦ Res Furnace Heat Pump Heating Only (SEER 14) - Fuel Sub Future Baseline - Hot-Dry | SDG&E ¦ Hot-Dry | SDG&E | All | Electric & Gas | Central ASHP, SEER14, future baseline | Efficient | 2030 | Conventional | HVAC | Res - Multi Family | Res | ROB and NEW | 0 | Residential Households | Household | 15 | DEER:HVAC_Eff_AC | 534.798 | 0.023532 | 0 | SWHC049-02, relative to SWHC045-01 | 624.7191 | 2019 | 0 | 479.853 | 2019 | 0 | -19.1253 | SWHC049-02, relative to SWHC045-01 | Res Central Furnace Only - Fuel Sub - Hot-Dry ¦ SDG&E ¦ Hot-Dry | Res Central Furnace Only - Fuel Sub - Hot-Dry | 0.05034 | 1 | 0 | RASS 2019 | 0 | 2012 | 0.6 | SWHC049-02, relative to SWHC045-01
RES-HVAC-FS-22.1 | Res ¦ Res Furnace Heat Pump Heating Only (SEER 15) - Fuel Sub - Marine ¦ PG&E ¦ Marine | Res ¦ Res Furnace Heat Pump Heating Only (SEER 15) - Fuel Sub - Marine | PG&E ¦ Marine | PG&E | All | Electric & Gas | Central ASHP, SEER15, HSPF >=8.7 | Efficient | 0 | Conventional | HVAC | Res - Single Family | Res | ROB Only | 1 | Residential Households | Household | 15 | DEER:HVAC_Eff_AC | 1876.63 | 0 | 0 | SWHC045-01 | 2488.1982 | 2019 | 0 | 1396.329 | 2019 | 0 | -55.6529 | SWHC045-01 | Res Central Furnace Only - Fuel Sub - Marine ¦ PG&E ¦ Marine | Res Central Furnace Only - Fuel Sub - Marine | 0.24353 | 1 | 0 | RASS 2019 | 0 | 2012 | 1 | SWHC045-01
RES-HVAC-FS-22.2 | Res ¦ Res Furnace Heat Pump Heating Only (SEER 15) - Fuel Sub - Marine ¦ PG&E ¦ Marine | Res ¦ Res Furnace Heat Pump Heating Only (SEER 15) - Fuel Sub - Marine | PG&E ¦ Marine | PG&E | All | Electric & Gas | Central ASHP, SEER15, HSPF >=8.7 | Efficient | 0 | Conventional | HVAC | Res - Multi Family | Res | ROB Only | 1 | Residential Households | Household | 15 | DEER:HVAC_Eff_AC | 617 | 0 | 0 | SWHC045-01 | 770.34 | 2019 | 0 | 432.3 | 2019 | 0 | -17.23 | SWHC045-01 | Res Central Furnace Only - Fuel Sub - Marine ¦ PG&E ¦ Marine | Res Central Furnace Only - Fuel Sub - Marine | 0.21232 | 1 | 0 | RASS 2019 | 0 | 2012 | 1 | SWHC045-01
RES-HVAC-FS-22.3 | Res ¦ Res Furnace Heat Pump Heating Only (SEER 15) - Fuel Sub - Hot-Dry ¦ PG&E ¦ Hot-Dry | Res ¦ Res Furnace Heat Pump Heating Only (SEER 15) - Fuel Sub - Hot-Dry | PG&E ¦ Hot-Dry | PG&E | All | Electric & Gas | Central ASHP, SEER15, HSPF >=8.7 | Efficient | 0 | Conventional | HVAC | Res - Single Family | Res | ROB Only | 1 | Residential Households | Household | 15 | DEER:HVAC_Eff_AC | 2741.7 | 0 | 0 | SWHC045-01 | 1902.7398 | 2019 | 0 | 1067.781 | 2019 | 0 | -42.5581 | SWHC045-01 | Res Central Furnace Only - Fuel Sub - Hot-Dry ¦ PG&E ¦ Hot-Dry | Res Central Furnace Only - Fuel Sub - Hot-Dry | 0.031739 | 1 | 0 | RASS 2019 | 0 | 2012 | 1 | SWHC045-01
RES-HVAC-FS-22.4 | Res ¦ Res Furnace Heat Pump Heating Only (SEER 15) - Fuel Sub - Hot-Dry ¦ PG&E ¦ Hot-Dry | Res ¦ Res Furnace Heat Pump Heating Only (SEER 15) - Fuel Sub - Hot-Dry | PG&E ¦ Hot-Dry | PG&E | All | Electric & Gas | Central ASHP, SEER15, HSPF >=8.7 | Efficient | 0 | Conventional | HVAC | Res - Multi Family | Res | ROB Only | 1 | Residential Households | Household | 15 | DEER:HVAC_Eff_AC | 1030 | 0 | 0 | SWHC045-01 | 770.34 | 2019 | 0 | 432.3 | 2019 | 0 | -17.23 | SWHC045-01 | Res Central Furnace Only - Fuel Sub - Hot-Dry ¦ PG&E ¦ Hot-Dry | Res Central Furnace Only - Fuel Sub - Hot-Dry | 0.031198 | 1 | 0 | RASS 2019 | 0 | 2012 | 1 | SWHC045-01
RES-HVAC-FS-22.5 | Res ¦ Res Furnace Heat Pump Heating Only (SEER 15) - Fuel Sub - Cold ¦ PG&E ¦ Cold | Res ¦ Res Furnace Heat Pump Heating Only (SEER 15) - Fuel Sub - Cold | PG&E ¦ Cold | PG&E | All | Electric & Gas | Central ASHP, SEER15, HSPF >=8.7 | Efficient | 0 | Conventional | HVAC | Res - Single Family | Res | ROB Only | 1 | Residential Households | Household | 15 | DEER:HVAC_Eff_AC | 2750.82 | 0 | 0 | SWHC045-01 | 2780.9274 | 2019 | 0 | 1560.603 | 2019 | 0 | -62.2003 | SWHC045-01 | Res Central Furnace Only - Fuel Sub - Cold ¦ PG&E ¦ Cold | Res Central Furnace Only - Fuel Sub - Cold | 0.0050597 | 1 | 0 | RASS 2019 | 0 | 2012 | 1 | SWHC045-01
RES-HVAC-FS-22.6 | Res ¦ Res Furnace Heat Pump Heating Only (SEER 15) - Fuel Sub - Cold ¦ PG&E ¦ Cold | Res ¦ Res Furnace Heat Pump Heating Only (SEER 15) - Fuel Sub - Cold | PG&E ¦ Cold | PG&E | All | Electric & Gas | Central ASHP, SEER15, HSPF >=8.7 | Efficient | 0 | Conventional | HVAC | Res - Multi Family | Res | ROB Only | 1 | Residential Households | Household | 15 | DEER:HVAC_Eff_AC | 1970 | 0 | 0 | SWHC045-01 | 770.34 | 2019 | 0 | 432.3 | 2019 | 0 | -17.23 | SWHC045-01 | Res Central Furnace Only - Fuel Sub - Cold ¦ PG&E ¦ Cold | Res Central Furnace Only - Fuel Sub - Cold | 0.016876 | 1 | 0 | RASS 2019 | 0 | 2012 | 1 | SWHC045-01
RES-HVAC-FS-22.7 | Res ¦ Res Furnace Heat Pump Heating Only (SEER 15) - Fuel Sub - Marine ¦ SCG ¦ Marine | Res ¦ Res Furnace Heat Pump Heating Only (SEER 15) - Fuel Sub - Marine | SCG ¦ Marine | SCG | All | Electric & Gas | Central ASHP, SEER15, HSPF >=8.7 | Efficient | 0 | Conventional | HVAC | Res - Single Family | Res | ROB Only | 1 | Residential Households | Household | 15 | DEER:HVAC_Eff_AC | 1732.32 | 0 | 0 | SWHC045-01 | 3089.0634 | 2019 | 0 | 1733.523 | 2019 | 0 | -69.0923 | SWHC045-01 | Res Central Furnace Only - Fuel Sub - Marine ¦ SCG ¦ Marine | Res Central Furnace Only - Fuel Sub - Marine | 0.2661 | 1 | 0 | RASS 2019 | 0 | 2012 | 1 | SWHC045-01
RES-HVAC-FS-22.8 | Res ¦ Res Furnace Heat Pump Heating Only (SEER 15) - Fuel Sub - Marine ¦ SCG ¦ Marine | Res ¦ Res Furnace Heat Pump Heating Only (SEER 15) - Fuel Sub - Marine | SCG ¦ Marine | SCG | All | Electric & Gas | Central ASHP, SEER15, HSPF >=8.7 | Efficient | 0 | Conventional | HVAC | Res - Multi Family | Res | ROB Only | 1 | Residential Households | Household | 15 | DEER:HVAC_Eff_AC | 558.08 | 0 | 0 | SWHC045-01 | 986.0352 | 2019 | 0 | 553.344 | 2019 | 0 | -22.0544 | SWHC045-01 | Res Central Furnace Only - Fuel Sub - Marine ¦ SCG ¦ Marine | Res Central Furnace Only - Fuel Sub - Marine | 0.17765 | 1 | 0 | RASS 2019 | 0 | 2012 | 1 | SWHC045-01
RES-HVAC-FS-22.9 | Res ¦ Res Furnace Heat Pump Heating Only (SEER 15) - Fuel Sub - Hot-Dry ¦ SCG ¦ Hot-Dry | Res ¦ Res Furnace Heat Pump Heating Only (SEER 15) - Fuel Sub - Hot-Dry | SCG ¦ Hot-Dry | SCG | All | Electric & Gas | Central ASHP, SEER15, HSPF >=8.7 | Efficient | 0 | Conventional | HVAC | Res - Single Family | Res | ROB Only | 1 | Residential Households | Household | 15 | DEER:HVAC_Eff_AC | 2682.52 | 0 | 0 | SWHC045-01 | 2596.0458 | 2019 | 0 | 1456.851 | 2019 | 0 | -58.0651 | SWHC045-01 | Res Central Furnace Only - Fuel Sub - Hot-Dry ¦ SCG ¦ Hot-Dry | Res Central Furnace Only - Fuel Sub - Hot-Dry | 0.034724 | 1 | 0 | RASS 2019 | 0 | 2012 | 1 | SWHC045-01
RES-HVAC-FS-22.10 | Res ¦ Res Furnace Heat Pump Heating Only (SEER 15) - Fuel Sub - Hot-Dry ¦ SCG ¦ Hot-Dry | Res ¦ Res Furnace Heat Pump Heating Only (SEER 15) - Fuel Sub - Hot-Dry | SCG ¦ Hot-Dry | SCG | All | Electric & Gas | Central ASHP, SEER15, HSPF >=8.7 | Efficient | 0 | Conventional | HVAC | Res - Multi Family | Res | ROB Only | 1 | Residential Households | Household | 15 | DEER:HVAC_Eff_AC | 831 | 0 | 0 | SWHC045-01 | 770.34 | 2019 | 0 | 432.3 | 2019 | 0 | -17.23 | SWHC045-01 | Res Central Furnace Only - Fuel Sub - Hot-Dry ¦ SCG ¦ Hot-Dry | Res Central Furnace Only - Fuel Sub - Hot-Dry | 0.022528 | 1 | 0 | RASS 2019 | 0 | 2012 | 1 | SWHC045-01
RES-HVAC-FS-22.11 | Res ¦ Res Furnace Heat Pump Heating Only (SEER 15) - Fuel Sub - Cold ¦ SCG ¦ Cold | Res ¦ Res Furnace Heat Pump Heating Only (SEER 15) - Fuel Sub - Cold | SCG ¦ Cold | SCG | All | Electric & Gas | Central ASHP, SEER15, HSPF >=8.7 | Efficient | 0 | Conventional | HVAC | Res - Single Family | Res | ROB Only | 1 | Residential Households | Household | 15 | DEER:HVAC_Eff_AC | 2750.82 | 0 | 0 | SWHC045-01 | 2780.9274 | 2019 | 0 | 1560.603 | 2019 | 0 | -62.2003 | SWHC045-01 | Res Central Furnace Only - Fuel Sub - Cold ¦ SCG ¦ Cold | Res Central Furnace Only - Fuel Sub - Cold | 0.058796 | 1 | 0 | RASS 2019 | 0 | 2012 | 1 | SWHC045-01
RES-HVAC-FS-22.12 | Res ¦ Res Furnace Heat Pump Heating Only (SEER 15) - Fuel Sub - Cold ¦ SCG ¦ Cold | Res ¦ Res Furnace Heat Pump Heating Only (SEER 15) - Fuel Sub - Cold | SCG ¦ Cold | SCG | All | Electric & Gas | Central ASHP, SEER15, HSPF >=8.7 | Efficient | 0 | Conventional | HVAC | Res - Multi Family | Res | ROB Only | 1 | Residential Households | Household | 15 | DEER:HVAC_Eff_AC | 1970 | 0 | 0 | SWHC045-01 | 770.34 | 2019 | 0 | 432.3 | 2019 | 0 | -17.23 | SWHC045-01 | Res Central Furnace Only - Fuel Sub - Cold ¦ SCG ¦ Cold | Res Central Furnace Only - Fuel Sub - Cold | 0.016876 | 1 | 0 | RASS 2019 | 0 | 2012 | 1 | SWHC045-01
RES-HVAC-FS-22.13 | Res ¦ Res Furnace Heat Pump Heating Only (SEER 15) - Fuel Sub - Marine ¦ SDG&E ¦ Marine | Res ¦ Res Furnace Heat Pump Heating Only (SEER 15) - Fuel Sub - Marine | SDG&E ¦ Marine | SDG&E | All | Electric & Gas | Central ASHP, SEER15, HSPF >=8.7 | Efficient | 0 | Conventional | HVAC | Res - Single Family | Res | ROB Only | 1 | Residential Households | Household | 15 | DEER:HVAC_Eff_AC | 1732.32 | 0 | 0 | SWHC045-01 | 3089.0634 | 2019 | 0 | 1733.523 | 2019 | 0 | -69.0923 | SWHC045-01 | Res Central Furnace Only - Fuel Sub - Marine ¦ SDG&E ¦ Marine | Res Central Furnace Only - Fuel Sub - Marine | 0.09918 | 1 | 0 | RASS 2019 | 0 | 2012 | 1 | SWHC045-01
RES-HVAC-FS-22.14 | Res ¦ Res Furnace Heat Pump Heating Only (SEER 15) - Fuel Sub - Marine ¦ SDG&E ¦ Marine | Res ¦ Res Furnace Heat Pump Heating Only (SEER 15) - Fuel Sub - Marine | SDG&E ¦ Marine | SDG&E | All | Electric & Gas | Central ASHP, SEER15, HSPF >=8.7 | Efficient | 0 | Conventional | HVAC | Res - Multi Family | Res | ROB Only | 1 | Residential Households | Household | 15 | DEER:HVAC_Eff_AC | 558.08 | 0 | 0 | SWHC045-01 | 986.0352 | 2019 | 0 | 553.344 | 2019 | 0 | -22.0544 | SWHC045-01 | Res Central Furnace Only - Fuel Sub - Marine ¦ SDG&E ¦ Marine | Res Central Furnace Only - Fuel Sub - Marine | 0.27853 | 1 | 0 | RASS 2019 | 0 | 2012 | 1 | SWHC045-01
RES-HVAC-FS-22.15 | Res ¦ Res Furnace Heat Pump Heating Only (SEER 15) - Fuel Sub - Hot-Dry ¦ SDG&E ¦ Hot-Dry | Res ¦ Res Furnace Heat Pump Heating Only (SEER 15) - Fuel Sub - Hot-Dry | SDG&E ¦ Hot-Dry | SDG&E | All | Electric & Gas | Central ASHP, SEER15, HSPF >=8.7 | Efficient | 0 | Conventional | HVAC | Res - Single Family | Res | ROB Only | 1 | Residential Households | Household | 15 | DEER:HVAC_Eff_AC | 1162.02 | 0 | 0 | SWHC045-01 | 2472.7914 | 2019 | 0 | 1387.683 | 2019 | 0 | -55.3083 | SWHC045-01 | Res Central Furnace Only - Fuel Sub - Hot-Dry ¦ SDG&E ¦ Hot-Dry | Res Central Furnace Only - Fuel Sub - Hot-Dry | 0.11292 | 1 | 0 | RASS 2019 | 0 | 2012 | 1 | SWHC045-01
RES-HVAC-FS-22.16 | Res ¦ Res Furnace Heat Pump Heating Only (SEER 15) - Fuel Sub - Hot-Dry ¦ SDG&E ¦ Hot-Dry | Res ¦ Res Furnace Heat Pump Heating Only (SEER 15) - Fuel Sub - Hot-Dry | SDG&E ¦ Hot-Dry | SDG&E | All | Electric & Gas | Central ASHP, SEER15, HSPF >=8.7 | Efficient | 0 | Conventional | HVAC | Res - Multi Family | Res | ROB Only | 1 | Residential Households | Household | 15 | DEER:HVAC_Eff_AC | 503.94 | 0 | 0 | SWHC045-01 | 855.0774 | 2019 | 0 | 479.853 | 2019 | 0 | -19.1253 | SWHC045-01 | Res Central Furnace Only - Fuel Sub - Hot-Dry ¦ SDG&E ¦ Hot-Dry | Res Central Furnace Only - Fuel Sub - Hot-Dry | 0.05034 | 1 | 0 | RASS 2019 | 0 | 2012 | 1 | SWHC045-01
RES-HVAC-FS-23.1 | Res ¦ Res Furnace Heat Pump Heating Only (SEER 16) - Fuel Sub - Marine ¦ PG&E ¦ Marine | Res ¦ Res Furnace Heat Pump Heating Only (SEER 16) - Fuel Sub - Marine | PG&E ¦ Marine | PG&E | All | Electric & Gas | Central ASHP, SEER16, HSPF >=9 | Efficient | 0 | Conventional | HVAC | Res - Single Family | Res | ROB Only | 1 | Residential Households | Household | 15 | DEER:HVAC_Eff_AC | 1863.71 | 0 | 0 | SWHC045-01 | 3008.8096 | 2019 | 0 | 1396.329 | 2019 | 0 | -55.6529 | SWHC045-01 | Res Central Furnace Only - Fuel Sub - Marine ¦ PG&E ¦ Marine | Res Central Furnace Only - Fuel Sub - Marine | 0.24353 | 1 | 0 | RASS 2019 | 459.3 | 2032 | 1 | SWHC045-01
RES-HVAC-FS-23.2 | Res ¦ Res Furnace Heat Pump Heating Only (SEER 16) - Fuel Sub - Marine ¦ PG&E ¦ Marine | Res ¦ Res Furnace Heat Pump Heating Only (SEER 16) - Fuel Sub - Marine | PG&E ¦ Marine | PG&E | All | Electric & Gas | Central ASHP, SEER16, HSPF >=9 | Efficient | 0 | Conventional | HVAC | Res - Multi Family | Res | ROB Only | 1 | Residential Households | Household | 15 | DEER:HVAC_Eff_AC | 617 | 0 | 0 | SWHC045-01 | 931.52 | 2019 | 0 | 432.3 | 2019 | 0 | -17.23 | SWHC045-01 | Res Central Furnace Only - Fuel Sub - Marine ¦ PG&E ¦ Marine | Res Central Furnace Only - Fuel Sub - Marine | 0.21232 | 1 | 0 | RASS 2019 | 0 | 2012 | 1 | SWHC045-01
RES-HVAC-FS-23.3 | Res ¦ Res Furnace Heat Pump Heating Only (SEER 16) - Fuel Sub - Hot-Dry ¦ PG&E ¦ Hot-Dry | Res ¦ Res Furnace Heat Pump Heating Only (SEER 16) - Fuel Sub - Hot-Dry | PG&E ¦ Hot-Dry | PG&E | All | Electric & Gas | Central ASHP, SEER16, HSPF >=9 | Efficient | 0 | Conventional | HVAC | Res - Single Family | Res | ROB Only | 1 | Residential Households | Household | 15 | DEER:HVAC_Eff_AC | 2717 | 0 | 0 | SWHC045-01 | 2300.8544 | 2019 | 0 | 1067.781 | 2019 | 0 | -42.5581 | SWHC045-01 | Res Central Furnace Only - Fuel Sub - Hot-Dry ¦ PG&E ¦ Hot-Dry | Res Central Furnace Only - Fuel Sub - Hot-Dry | 0.031739 | 1 | 0 | RASS 2019 | 459.3 | 2032 | 1 | SWHC045-01
RES-HVAC-FS-23.4 | Res ¦ Res Furnace Heat Pump Heating Only (SEER 16) - Fuel Sub - Hot-Dry ¦ PG&E ¦ Hot-Dry | Res ¦ Res Furnace Heat Pump Heating Only (SEER 16) - Fuel Sub - Hot-Dry | PG&E ¦ Hot-Dry | PG&E | All | Electric & Gas | Central ASHP, SEER16, HSPF >=9 | Efficient | 0 | Conventional | HVAC | Res - Multi Family | Res | ROB Only | 1 | Residential Households | Household | 15 | DEER:HVAC_Eff_AC | 1030 | 0 | 0 | SWHC045-01 | 931.52 | 2019 | 0 | 432.3 | 2019 | 0 | -17.23 | SWHC045-01 | Res Central Furnace Only - Fuel Sub - Hot-Dry ¦ PG&E ¦ Hot-Dry | Res Central Furnace Only - Fuel Sub - Hot-Dry | 0.031198 | 1 | 0 | RASS 2019 | 0 | 2012 | 1 | SWHC045-01
RES-HVAC-FS-23.5 | Res ¦ Res Furnace Heat Pump Heating Only (SEER 16) - Fuel Sub - Cold ¦ PG&E ¦ Cold | Res ¦ Res Furnace Heat Pump Heating Only (SEER 16) - Fuel Sub - Cold | PG&E ¦ Cold | PG&E | All | Electric & Gas | Central ASHP, SEER16, HSPF >=9 | Efficient | 0 | Conventional | HVAC | Res - Single Family | Res | ROB Only | 1 | Residential Households | Household | 15 | DEER:HVAC_Eff_AC | 2667.79 | 0 | 0 | SWHC045-01 | 3362.7872 | 2019 | 0 | 1560.603 | 2019 | 0 | -62.2003 | SWHC045-01 | Res Central Furnace Only - Fuel Sub - Cold ¦ PG&E ¦ Cold | Res Central Furnace Only - Fuel Sub - Cold | 0.0050597 | 1 | 0 | RASS 2019 | 459.3 | 2032 | 1 | SWHC045-01
RES-HVAC-FS-23.6 | Res ¦ Res Furnace Heat Pump Heating Only (SEER 16) - Fuel Sub - Cold ¦ PG&E ¦ Cold | Res ¦ Res Furnace Heat Pump Heating Only (SEER 16) - Fuel Sub - Cold | PG&E ¦ Cold | PG&E | All | Electric & Gas | Central ASHP, SEER16, HSPF >=9 | Efficient | 0 | Conventional | HVAC | Res - Multi Family | Res | ROB Only | 1 | Residential Households | Household | 15 | DEER:HVAC_Eff_AC | 1950 | 0 | 0 | SWHC045-01 | 931.52 | 2019 | 0 | 432.3 | 2019 | 0 | -17.23 | SWHC045-01 | Res Central Furnace Only - Fuel Sub - Cold ¦ PG&E ¦ Cold | Res Central Furnace Only - Fuel Sub - Cold | 0.016876 | 1 | 0 | RASS 2019 | 0 | 2012 | 1 | SWHC045-01
RES-HVAC-FS-23.7 | Res ¦ Res Furnace Heat Pump Heating Only (SEER 16) - Fuel Sub - Marine ¦ SCG ¦ Marine | Res ¦ Res Furnace Heat Pump Heating Only (SEER 16) - Fuel Sub - Marine | SCG ¦ Marine | SCG | All | Electric & Gas | Central ASHP, SEER16, HSPF >=9 | Efficient | 0 | Conventional | HVAC | Res - Single Family | Res | ROB Only | 1 | Residential Households | Household | 15 | DEER:HVAC_Eff_AC | 1712.27 | 0 | 0 | SWHC045-01 | 3735.3952 | 2019 | 0 | 1733.523 | 2019 | 0 | -69.0923 | SWHC045-01 | Res Central Furnace Only - Fuel Sub - Marine ¦ SCG ¦ Marine | Res Central Furnace Only - Fuel Sub - Marine | 0.2661 | 1 | 0 | RASS 2019 | 459.3 | 2032 | 1 | SWHC045-01
RES-HVAC-FS-23.8 | Res ¦ Res Furnace Heat Pump Heating Only (SEER 16) - Fuel Sub - Marine ¦ SCG ¦ Marine | Res ¦ Res Furnace Heat Pump Heating Only (SEER 16) - Fuel Sub - Marine | SCG ¦ Marine | SCG | All | Electric & Gas | Central ASHP, SEER16, HSPF >=9 | Efficient | 0 | Conventional | HVAC | Res - Multi Family | Res | ROB Only | 1 | Residential Households | Household | 15 | DEER:HVAC_Eff_AC | 560.64 | 0 | 0 | SWHC045-01 | 1192.3456 | 2019 | 0 | 553.344 | 2019 | 0 | -22.0544 | SWHC045-01 | Res Central Furnace Only - Fuel Sub - Marine ¦ SCG ¦ Marine | Res Central Furnace Only - Fuel Sub - Marine | 0.17765 | 1 | 0 | RASS 2019 | 0 | 2012 | 1 | SWHC045-01
RES-HVAC-FS-23.9 | Res ¦ Res Furnace Heat Pump Heating Only (SEER 16) - Fuel Sub - Hot-Dry ¦ SCG ¦ Hot-Dry | Res ¦ Res Furnace Heat Pump Heating Only (SEER 16) - Fuel Sub - Hot-Dry | SCG ¦ Hot-Dry | SCG | All | Electric & Gas | Central ASHP, SEER16, HSPF >=9 | Efficient | 0 | Conventional | HVAC | Res - Single Family | Res | ROB Only | 1 | Residential Households | Household | 15 | DEER:HVAC_Eff_AC | 2658.93 | 0 | 0 | SWHC045-01 | 3139.2224 | 2019 | 0 | 1456.851 | 2019 | 0 | -58.0651 | SWHC045-01 | Res Central Furnace Only - Fuel Sub - Hot-Dry ¦ SCG ¦ Hot-Dry | Res Central Furnace Only - Fuel Sub - Hot-Dry | 0.034724 | 1 | 0 | RASS 2019 | 459.3 | 2032 | 1 | SWHC045-01
RES-HVAC-FS-23.10 | Res ¦ Res Furnace Heat Pump Heating Only (SEER 16) - Fuel Sub - Hot-Dry ¦ SCG ¦ Hot-Dry | Res ¦ Res Furnace Heat Pump Heating Only (SEER 16) - Fuel Sub - Hot-Dry | SCG ¦ Hot-Dry | SCG | All | Electric & Gas | Central ASHP, SEER16, HSPF >=9 | Efficient | 0 | Conventional | HVAC | Res - Multi Family | Res | ROB Only | 1 | Residential Households | Household | 15 | DEER:HVAC_Eff_AC | 832 | 0 | 0 | SWHC045-01 | 931.52 | 2019 | 0 | 432.3 | 2019 | 0 | -17.23 | SWHC045-01 | Res Central Furnace Only - Fuel Sub - Hot-Dry ¦ SCG ¦ Hot-Dry | Res Central Furnace Only - Fuel Sub - Hot-Dry | 0.022528 | 1 | 0 | RASS 2019 | 0 | 2012 | 1 | SWHC045-01
RES-HVAC-FS-23.11 | Res ¦ Res Furnace Heat Pump Heating Only (SEER 16) - Fuel Sub - Cold ¦ SCG ¦ Cold | Res ¦ Res Furnace Heat Pump Heating Only (SEER 16) - Fuel Sub - Cold | SCG ¦ Cold | SCG | All | Electric & Gas | Central ASHP, SEER16, HSPF >=9 | Efficient | 0 | Conventional | HVAC | Res - Single Family | Res | ROB Only | 1 | Residential Households | Household | 15 | DEER:HVAC_Eff_AC | 2667.79 | 0 | 0 | SWHC045-01 | 3362.7872 | 2019 | 0 | 1560.603 | 2019 | 0 | -62.2003 | SWHC045-01 | Res Central Furnace Only - Fuel Sub - Cold ¦ SCG ¦ Cold | Res Central Furnace Only - Fuel Sub - Cold | 0.058796 | 1 | 0 | RASS 2019 | 459.3 | 2032 | 1 | SWHC045-01
RES-HVAC-FS-23.12 | Res ¦ Res Furnace Heat Pump Heating Only (SEER 16) - Fuel Sub - Cold ¦ SCG ¦ Cold | Res ¦ Res Furnace Heat Pump Heating Only (SEER 16) - Fuel Sub - Cold | SCG ¦ Cold | SCG | All | Electric & Gas | Central ASHP, SEER16, HSPF >=9 | Efficient | 0 | Conventional | HVAC | Res - Multi Family | Res | ROB Only | 1 | Residential Households | Household | 15 | DEER:HVAC_Eff_AC | 1950 | 0 | 0 | SWHC045-01 | 931.52 | 2019 | 0 | 432.3 | 2019 | 0 | -17.23 | SWHC045-01 | Res Central Furnace Only - Fuel Sub - Cold ¦ SCG ¦ Cold | Res Central Furnace Only - Fuel Sub - Cold | 0.016876 | 1 | 0 | RASS 2019 | 0 | 2012 | 1 | SWHC045-01
RES-HVAC-FS-23.13 | Res ¦ Res Furnace Heat Pump Heating Only (SEER 16) - Fuel Sub - Marine ¦ SDG&E ¦ Marine | Res ¦ Res Furnace Heat Pump Heating Only (SEER 16) - Fuel Sub - Marine | SDG&E ¦ Marine | SDG&E | All | Electric & Gas | Central ASHP, SEER16, HSPF >=9 | Efficient | 0 | Conventional | HVAC | Res - Single Family | Res | ROB Only | 1 | Residential Households | Household | 15 | DEER:HVAC_Eff_AC | 1712.27 | 0 | 0 | SWHC045-01 | 3735.3952 | 2019 | 0 | 1733.523 | 2019 | 0 | -69.0923 | SWHC045-01 | Res Central Furnace Only - Fuel Sub - Marine ¦ SDG&E ¦ Marine | Res Central Furnace Only - Fuel Sub - Marine | 0.09918 | 1 | 0 | RASS 2019 | 459.3 | 2032 | 1 | SWHC045-01
RES-HVAC-FS-23.14 | Res ¦ Res Furnace Heat Pump Heating Only (SEER 16) - Fuel Sub - Marine ¦ SDG&E ¦ Marine | Res ¦ Res Furnace Heat Pump Heating Only (SEER 16) - Fuel Sub - Marine | SDG&E ¦ Marine | SDG&E | All | Electric & Gas | Central ASHP, SEER16, HSPF >=9 | Efficient | 0 | Conventional | HVAC | Res - Multi Family | Res | ROB Only | 1 | Residential Households | Household | 15 | DEER:HVAC_Eff_AC | 560.64 | 0 | 0 | SWHC045-01 | 1192.3456 | 2019 | 0 | 553.344 | 2019 | 0 | -22.0544 | SWHC045-01 | Res Central Furnace Only - Fuel Sub - Marine ¦ SDG&E ¦ Marine | Res Central Furnace Only - Fuel Sub - Marine | 0.27853 | 1 | 0 | RASS 2019 | 0 | 2012 | 1 | SWHC045-01
RES-HVAC-FS-23.15 | Res ¦ Res Furnace Heat Pump Heating Only (SEER 16) - Fuel Sub - Hot-Dry ¦ SDG&E ¦ Hot-Dry | Res ¦ Res Furnace Heat Pump Heating Only (SEER 16) - Fuel Sub - Hot-Dry | SDG&E ¦ Hot-Dry | SDG&E | All | Electric & Gas | Central ASHP, SEER16, HSPF >=9 | Efficient | 0 | Conventional | HVAC | Res - Single Family | Res | ROB Only | 1 | Residential Households | Household | 15 | DEER:HVAC_Eff_AC | 1174.86 | 0 | 0 | SWHC045-01 | 2990.1792 | 2019 | 0 | 1387.683 | 2019 | 0 | -55.3083 | SWHC045-01 | Res Central Furnace Only - Fuel Sub - Hot-Dry ¦ SDG&E ¦ Hot-Dry | Res Central Furnace Only - Fuel Sub - Hot-Dry | 0.11292 | 1 | 0 | RASS 2019 | 459.3 | 2032 | 1 | SWHC045-01
RES-HVAC-FS-23.16 | Res ¦ Res Furnace Heat Pump Heating Only (SEER 16) - Fuel Sub - Hot-Dry ¦ SDG&E ¦ Hot-Dry | Res ¦ Res Furnace Heat Pump Heating Only (SEER 16) - Fuel Sub - Hot-Dry | SDG&E ¦ Hot-Dry | SDG&E | All | Electric & Gas | Central ASHP, SEER16, HSPF >=9 | Efficient | 0 | Conventional | HVAC | Res - Multi Family | Res | ROB Only | 1 | Residential Households | Household | 15 | DEER:HVAC_Eff_AC | 510.6 | 0 | 0 | SWHC045-01 | 1033.9872 | 2019 | 0 | 479.853 | 2019 | 0 | -19.1253 | SWHC045-01 | Res Central Furnace Only - Fuel Sub - Hot-Dry ¦ SDG&E ¦ Hot-Dry | Res Central Furnace Only - Fuel Sub - Hot-Dry | 0.05034 | 1 | 0 | RASS 2019 | 0 | 2012 | 1 | SWHC045-01
RES-HVAC-FS-24.1 | Res ¦ Res Furnace Heat Pump Heating Only (SEER 17) - Fuel Sub - Marine ¦ PG&E ¦ Marine | Res ¦ Res Furnace Heat Pump Heating Only (SEER 17) - Fuel Sub - Marine | PG&E ¦ Marine | PG&E | All | Electric & Gas | Central ASHP, SEER17, HSPF >=9.4 | Efficient | 0 | Conventional | HVAC | Res - Single Family | Res | ROB Only | 1 | Residential Households | Household | 15 | DEER:HVAC_Eff_AC | 1786.19 | 0 | 0 | SWHC045-01 | 3529.421 | 2019 | 0 | 1396.329 | 2019 | 0 | -55.6529 | SWHC045-01 | Res Central Furnace Only - Fuel Sub - Marine ¦ PG&E ¦ Marine | Res Central Furnace Only - Fuel Sub - Marine | 0.24353 | 1 | 0 | RASS 2019 | 459.3 | 2032 | 1 | SWHC045-01
RES-HVAC-FS-24.2 | Res ¦ Res Furnace Heat Pump Heating Only (SEER 17) - Fuel Sub - Marine ¦ PG&E ¦ Marine | Res ¦ Res Furnace Heat Pump Heating Only (SEER 17) - Fuel Sub - Marine | PG&E ¦ Marine | PG&E | All | Electric & Gas | Central ASHP, SEER17, HSPF >=9.4 | Efficient | 0 | Conventional | HVAC | Res - Multi Family | Res | ROB Only | 1 | Residential Households | Household | 15 | DEER:HVAC_Eff_AC | 591 | 0 | 0 | SWHC045-01 | 1092.7 | 2019 | 0 | 432.3 | 2019 | 0 | -17.23 | SWHC045-01 | Res Central Furnace Only - Fuel Sub - Marine ¦ PG&E ¦ Marine | Res Central Furnace Only - Fuel Sub - Marine | 0.21232 | 1 | 0 | RASS 2019 | 0 | 2012 | 1 | SWHC045-01
RES-HVAC-FS-24.3 | Res ¦ Res Furnace Heat Pump Heating Only (SEER 17) - Fuel Sub - Hot-Dry ¦ PG&E ¦ Hot-Dry | Res ¦ Res Furnace Heat Pump Heating Only (SEER 17) - Fuel Sub - Hot-Dry | PG&E ¦ Hot-Dry | PG&E | All | Electric & Gas | Central ASHP, SEER17, HSPF >=9.4 | Efficient | 0 | Conventional | HVAC | Res - Single Family | Res | ROB Only | 1 | Residential Households | Household | 15 | DEER:HVAC_Eff_AC | 2593.5 | 0 | 0 | SWHC045-01 | 2698.969 | 2019 | 0 | 1067.781 | 2019 | 0 | -42.5581 | SWHC045-01 | Res Central Furnace Only - Fuel Sub - Hot-Dry ¦ PG&E ¦ Hot-Dry | Res Central Furnace Only - Fuel Sub - Hot-Dry | 0.031739 | 1 | 0 | RASS 2019 | 459.3 | 2032 | 1 | SWHC045-01
RES-HVAC-FS-24.4 | Res ¦ Res Furnace Heat Pump Heating Only (SEER 17) - Fuel Sub - Hot-Dry ¦ PG&E ¦ Hot-Dry | Res ¦ Res Furnace Heat Pump Heating Only (SEER 17) - Fuel Sub - Hot-Dry | PG&E ¦ Hot-Dry | PG&E | All | Electric & Gas | Central ASHP, SEER17, HSPF >=9.4 | Efficient | 0 | Conventional | HVAC | Res - Multi Family | Res | ROB Only | 1 | Residential Households | Household | 15 | DEER:HVAC_Eff_AC | 977 | 0 | 0 | SWHC045-01 | 1092.7 | 2019 | 0 | 432.3 | 2019 | 0 | -17.23 | SWHC045-01 | Res Central Furnace Only - Fuel Sub - Hot-Dry ¦ PG&E ¦ Hot-Dry | Res Central Furnace Only - Fuel Sub - Hot-Dry | 0.031198 | 1 | 0 | RASS 2019 | 0 | 2012 | 1 | SWHC045-01
RES-HVAC-FS-24.5 | Res ¦ Res Furnace Heat Pump Heating Only (SEER 17) - Fuel Sub - Cold ¦ PG&E ¦ Cold | Res ¦ Res Furnace Heat Pump Heating Only (SEER 17) - Fuel Sub - Cold | PG&E ¦ Cold | PG&E | All | Electric & Gas | Central ASHP, SEER17, HSPF >=9.4 | Efficient | 0 | Conventional | HVAC | Res - Single Family | Res | ROB Only | 1 | Residential Households | Household | 15 | DEER:HVAC_Eff_AC | 2584.76 | 0 | 0 | SWHC045-01 | 3944.647 | 2019 | 0 | 1560.603 | 2019 | 0 | -62.2003 | SWHC045-01 | Res Central Furnace Only - Fuel Sub - Cold ¦ PG&E ¦ Cold | Res Central Furnace Only - Fuel Sub - Cold | 0.0050597 | 1 | 0 | RASS 2019 | 459.3 | 2032 | 1 | SWHC045-01
RES-HVAC-FS-24.6 | Res ¦ Res Furnace Heat Pump Heating Only (SEER 17) - Fuel Sub - Cold ¦ PG&E ¦ Cold | Res ¦ Res Furnace Heat Pump Heating Only (SEER 17) - Fuel Sub - Cold | PG&E ¦ Cold | PG&E | All | Electric & Gas | Central ASHP, SEER17, HSPF >=9.4 | Efficient | 0 | Conventional | HVAC | Res - Multi Family | Res | ROB Only | 1 | Residential Households | Household | 15 | DEER:HVAC_Eff_AC | 1880 | 0 | 0 | SWHC045-01 | 1092.7 | 2019 | 0 | 432.3 | 2019 | 0 | -17.23 | SWHC045-01 | Res Central Furnace Only - Fuel Sub - Cold ¦ PG&E ¦ Cold | Res Central Furnace Only - Fuel Sub - Cold | 0.016876 | 1 | 0 | RASS 2019 | 0 | 2012 | 1 | SWHC045-01
RES-HVAC-FS-24.7 | Res ¦ Res Furnace Heat Pump Heating Only (SEER 17) - Fuel Sub - Marine ¦ SCG ¦ Marine | Res ¦ Res Furnace Heat Pump Heating Only (SEER 17) - Fuel Sub - Marine | SCG ¦ Marine | SCG | All | Electric & Gas | Central ASHP, SEER17, HSPF >=9.4 | Efficient | 0 | Conventional | HVAC | Res - Single Family | Res | ROB Only | 1 | Residential Households | Household | 15 | DEER:HVAC_Eff_AC | 1632.07 | 0 | 0 | SWHC045-01 | 4381.727 | 2019 | 0 | 1733.523 | 2019 | 0 | -69.0923 | SWHC045-01 | Res Central Furnace Only - Fuel Sub - Marine ¦ SCG ¦ Marine | Res Central Furnace Only - Fuel Sub - Marine | 0.2661 | 1 | 0 | RASS 2019 | 459.3 | 2032 | 1 | SWHC045-01
RES-HVAC-FS-24.8 | Res ¦ Res Furnace Heat Pump Heating Only (SEER 17) - Fuel Sub - Marine ¦ SCG ¦ Marine | Res ¦ Res Furnace Heat Pump Heating Only (SEER 17) - Fuel Sub - Marine | SCG ¦ Marine | SCG | All | Electric & Gas | Central ASHP, SEER17, HSPF >=9.4 | Efficient | 0 | Conventional | HVAC | Res - Multi Family | Res | ROB Only | 1 | Residential Households | Household | 15 | DEER:HVAC_Eff_AC | 535.04 | 0 | 0 | SWHC045-01 | 1398.656 | 2019 | 0 | 553.344 | 2019 | 0 | -22.0544 | SWHC045-01 | Res Central Furnace Only - Fuel Sub - Marine ¦ SCG ¦ Marine | Res Central Furnace Only - Fuel Sub - Marine | 0.17765 | 1 | 0 | RASS 2019 | 0 | 2012 | 1 | SWHC045-01
RES-HVAC-FS-24.9 | Res ¦ Res Furnace Heat Pump Heating Only (SEER 17) - Fuel Sub - Hot-Dry ¦ SCG ¦ Hot-Dry | Res ¦ Res Furnace Heat Pump Heating Only (SEER 17) - Fuel Sub - Hot-Dry | SCG ¦ Hot-Dry | SCG | All | Electric & Gas | Central ASHP, SEER17, HSPF >=9.4 | Efficient | 0 | Conventional | HVAC | Res - Single Family | Res | ROB Only | 1 | Residential Households | Household | 15 | DEER:HVAC_Eff_AC | 2524.13 | 0 | 0 | SWHC045-01 | 3682.399 | 2019 | 0 | 1456.851 | 2019 | 0 | -58.0651 | SWHC045-01 | Res Central Furnace Only - Fuel Sub - Hot-Dry ¦ SCG ¦ Hot-Dry | Res Central Furnace Only - Fuel Sub - Hot-Dry | 0.034724 | 1 | 0 | RASS 2019 | 459.3 | 2032 | 1 | SWHC045-01
RES-HVAC-FS-24.10 | Res ¦ Res Furnace Heat Pump Heating Only (SEER 17) - Fuel Sub - Hot-Dry ¦ SCG ¦ Hot-Dry | Res ¦ Res Furnace Heat Pump Heating Only (SEER 17) - Fuel Sub - Hot-Dry | SCG ¦ Hot-Dry | SCG | All | Electric & Gas | Central ASHP, SEER17, HSPF >=9.4 | Efficient | 0 | Conventional | HVAC | Res - Multi Family | Res | ROB Only | 1 | Residential Households | Household | 15 | DEER:HVAC_Eff_AC | 789 | 0 | 0 | SWHC045-01 | 1092.7 | 2019 | 0 | 432.3 | 2019 | 0 | -17.23 | SWHC045-01 | Res Central Furnace Only - Fuel Sub - Hot-Dry ¦ SCG ¦ Hot-Dry | Res Central Furnace Only - Fuel Sub - Hot-Dry | 0.022528 | 1 | 0 | RASS 2019 | 0 | 2012 | 1 | SWHC045-01
RES-HVAC-FS-24.11 | Res ¦ Res Furnace Heat Pump Heating Only (SEER 17) - Fuel Sub - Cold ¦ SCG ¦ Cold | Res ¦ Res Furnace Heat Pump Heating Only (SEER 17) - Fuel Sub - Cold | SCG ¦ Cold | SCG | All | Electric & Gas | Central ASHP, SEER17, HSPF >=9.4 | Efficient | 0 | Conventional | HVAC | Res - Single Family | Res | ROB Only | 1 | Residential Households | Household | 15 | DEER:HVAC_Eff_AC | 2584.76 | 0 | 0 | SWHC045-01 | 3944.647 | 2019 | 0 | 1560.603 | 2019 | 0 | -62.2003 | SWHC045-01 | Res Central Furnace Only - Fuel Sub - Cold ¦ SCG ¦ Cold | Res Central Furnace Only - Fuel Sub - Cold | 0.058796 | 1 | 0 | RASS 2019 | 459.3 | 2032 | 1 | SWHC045-01
RES-HVAC-FS-24.12 | Res ¦ Res Furnace Heat Pump Heating Only (SEER 17) - Fuel Sub - Cold ¦ SCG ¦ Cold | Res ¦ Res Furnace Heat Pump Heating Only (SEER 17) - Fuel Sub - Cold | SCG ¦ Cold | SCG | All | Electric & Gas | Central ASHP, SEER17, HSPF >=9.4 | Efficient | 0 | Conventional | HVAC | Res - Multi Family | Res | ROB Only | 1 | Residential Households | Household | 15 | DEER:HVAC_Eff_AC | 1880 | 0 | 0 | SWHC045-01 | 1092.7 | 2019 | 0 | 432.3 | 2019 | 0 | -17.23 | SWHC045-01 | Res Central Furnace Only - Fuel Sub - Cold ¦ SCG ¦ Cold | Res Central Furnace Only - Fuel Sub - Cold | 0.016876 | 1 | 0 | RASS 2019 | 0 | 2012 | 1 | SWHC045-01
RES-HVAC-FS-24.13 | Res ¦ Res Furnace Heat Pump Heating Only (SEER 17) - Fuel Sub - Marine ¦ SDG&E ¦ Marine | Res ¦ Res Furnace Heat Pump Heating Only (SEER 17) - Fuel Sub - Marine | SDG&E ¦ Marine | SDG&E | All | Electric & Gas | Central ASHP, SEER17, HSPF >=9.4 | Efficient | 0 | Conventional | HVAC | Res - Single Family | Res | ROB Only | 1 | Residential Households | Household | 15 | DEER:HVAC_Eff_AC | 1632.07 | 0 | 0 | SWHC045-01 | 4381.727 | 2019 | 0 | 1733.523 | 2019 | 0 | -69.0923 | SWHC045-01 | Res Central Furnace Only - Fuel Sub - Marine ¦ SDG&E ¦ Marine | Res Central Furnace Only - Fuel Sub - Marine | 0.09918 | 1 | 0 | RASS 2019 | 459.3 | 2032 | 1 | SWHC045-01
RES-HVAC-FS-24.14 | Res ¦ Res Furnace Heat Pump Heating Only (SEER 17) - Fuel Sub - Marine ¦ SDG&E ¦ Marine | Res ¦ Res Furnace Heat Pump Heating Only (SEER 17) - Fuel Sub - Marine | SDG&E ¦ Marine | SDG&E | All | Electric & Gas | Central ASHP, SEER17, HSPF >=9.4 | Efficient | 0 | Conventional | HVAC | Res - Multi Family | Res | ROB Only | 1 | Residential Households | Household | 15 | DEER:HVAC_Eff_AC | 535.04 | 0 | 0 | SWHC045-01 | 1398.656 | 2019 | 0 | 553.344 | 2019 | 0 | -22.0544 | SWHC045-01 | Res Central Furnace Only - Fuel Sub - Marine ¦ SDG&E ¦ Marine | Res Central Furnace Only - Fuel Sub - Marine | 0.27853 | 1 | 0 | RASS 2019 | 0 | 2012 | 1 | SWHC045-01
RES-HVAC-FS-24.15 | Res ¦ Res Furnace Heat Pump Heating Only (SEER 17) - Fuel Sub - Hot-Dry ¦ SDG&E ¦ Hot-Dry | Res ¦ Res Furnace Heat Pump Heating Only (SEER 17) - Fuel Sub - Hot-Dry | SDG&E ¦ Hot-Dry | SDG&E | All | Electric & Gas | Central ASHP, SEER17, HSPF >=9.4 | Efficient | 0 | Conventional | HVAC | Res - Single Family | Res | ROB Only | 1 | Residential Households | Household | 15 | DEER:HVAC_Eff_AC | 1110.66 | 0 | 0 | SWHC045-01 | 3507.567 | 2019 | 0 | 1387.683 | 2019 | 0 | -55.3083 | SWHC045-01 | Res Central Furnace Only - Fuel Sub - Hot-Dry ¦ SDG&E ¦ Hot-Dry | Res Central Furnace Only - Fuel Sub - Hot-Dry | 0.11292 | 1 | 0 | RASS 2019 | 459.3 | 2032 | 1 | SWHC045-01
RES-HVAC-FS-24.16 | Res ¦ Res Furnace Heat Pump Heating Only (SEER 17) - Fuel Sub - Hot-Dry ¦ SDG&E ¦ Hot-Dry | Res ¦ Res Furnace Heat Pump Heating Only (SEER 17) - Fuel Sub - Hot-Dry | SDG&E ¦ Hot-Dry | SDG&E | All | Electric & Gas | Central ASHP, SEER17, HSPF >=9.4 | Efficient | 0 | Conventional | HVAC | Res - Multi Family | Res | ROB Only | 1 | Residential Households | Household | 15 | DEER:HVAC_Eff_AC | 485.07 | 0 | 0 | SWHC045-01 | 1212.897 | 2019 | 0 | 479.853 | 2019 | 0 | -19.1253 | SWHC045-01 | Res Central Furnace Only - Fuel Sub - Hot-Dry ¦ SDG&E ¦ Hot-Dry | Res Central Furnace Only - Fuel Sub - Hot-Dry | 0.05034 | 1 | 0 | RASS 2019 | 0 | 2012 | 1 | SWHC045-01
RES-HVAC-FS-25.1 | Res ¦ Res Furnace Heat Pump Heating Only (SEER 18) - Fuel Sub - Marine ¦ PG&E ¦ Marine | Res ¦ Res Furnace Heat Pump Heating Only (SEER 18) - Fuel Sub - Marine | PG&E ¦ Marine | PG&E | All | Electric & Gas | Central ASHP, SEER18, HSPF >=9.7 | Efficient | 0 | Conventional | HVAC | Res - Single Family | Res | ROB Only | 1 | Residential Households | Household | 15 | DEER:HVAC_Eff_AC | 1734.51 | 0 | 0 | SWHC045-01 | 4067.9912 | 2019 | 0 | 1396.329 | 2019 | 0 | -55.6529 | SWHC045-01 | Res Central Furnace Only - Fuel Sub - Marine ¦ PG&E ¦ Marine | Res Central Furnace Only - Fuel Sub - Marine | 0.24353 | 1 | 0 | RASS 2019 | 459.3 | 2032 | 1 | SWHC045-01
RES-HVAC-FS-25.2 | Res ¦ Res Furnace Heat Pump Heating Only (SEER 18) - Fuel Sub - Marine ¦ PG&E ¦ Marine | Res ¦ Res Furnace Heat Pump Heating Only (SEER 18) - Fuel Sub - Marine | PG&E ¦ Marine | PG&E | All | Electric & Gas | Central ASHP, SEER18, HSPF >=9.7 | Efficient | 0 | Conventional | HVAC | Res - Multi Family | Res | ROB Only | 1 | Residential Households | Household | 15 | DEER:HVAC_Eff_AC | 575 | 0 | 0 | SWHC045-01 | 1259.44 | 2019 | 0 | 432.3 | 2019 | 0 | -17.23 | SWHC045-01 | Res Central Furnace Only - Fuel Sub - Marine ¦ PG&E ¦ Marine | Res Central Furnace Only - Fuel Sub - Marine | 0.21232 | 1 | 0 | RASS 2019 | 0 | 2012 | 1 | SWHC045-01
RES-HVAC-FS-25.3 | Res ¦ Res Furnace Heat Pump Heating Only (SEER 18) - Fuel Sub - Hot-Dry ¦ PG&E ¦ Hot-Dry | Res ¦ Res Furnace Heat Pump Heating Only (SEER 18) - Fuel Sub - Hot-Dry | PG&E ¦ Hot-Dry | PG&E | All | Electric & Gas | Central ASHP, SEER18, HSPF >=9.7 | Efficient | 0 | Conventional | HVAC | Res - Single Family | Res | ROB Only | 1 | Residential Households | Household | 15 | DEER:HVAC_Eff_AC | 2519.4 | 0 | 0 | SWHC045-01 | 3110.8168 | 2019 | 0 | 1067.781 | 2019 | 0 | -42.5581 | SWHC045-01 | Res Central Furnace Only - Fuel Sub - Hot-Dry ¦ PG&E ¦ Hot-Dry | Res Central Furnace Only - Fuel Sub - Hot-Dry | 0.031739 | 1 | 0 | RASS 2019 | 459.3 | 2032 | 1 | SWHC045-01
RES-HVAC-FS-25.4 | Res ¦ Res Furnace Heat Pump Heating Only (SEER 18) - Fuel Sub - Hot-Dry ¦ PG&E ¦ Hot-Dry | Res ¦ Res Furnace Heat Pump Heating Only (SEER 18) - Fuel Sub - Hot-Dry | PG&E ¦ Hot-Dry | PG&E | All | Electric & Gas | Central ASHP, SEER18, HSPF >=9.7 | Efficient | 0 | Conventional | HVAC | Res - Multi Family | Res | ROB Only | 1 | Residential Households | Household | 15 | DEER:HVAC_Eff_AC | 939 | 0 | 0 | SWHC045-01 | 1259.44 | 2019 | 0 | 432.3 | 2019 | 0 | -17.23 | SWHC045-01 | Res Central Furnace Only - Fuel Sub - Hot-Dry ¦ PG&E ¦ Hot-Dry | Res Central Furnace Only - Fuel Sub - Hot-Dry | 0.031198 | 1 | 0 | RASS 2019 | 0 | 2012 | 1 | SWHC045-01
RES-HVAC-FS-25.5 | Res ¦ Res Furnace Heat Pump Heating Only (SEER 18) - Fuel Sub - Cold ¦ PG&E ¦ Cold | Res ¦ Res Furnace Heat Pump Heating Only (SEER 18) - Fuel Sub - Cold | PG&E ¦ Cold | PG&E | All | Electric & Gas | Central ASHP, SEER18, HSPF >=9.7 | Efficient | 0 | Conventional | HVAC | Res - Single Family | Res | ROB Only | 1 | Residential Households | Household | 15 | DEER:HVAC_Eff_AC | 2530.61 | 0 | 0 | SWHC045-01 | 4546.5784 | 2019 | 0 | 1560.603 | 2019 | 0 | -62.2003 | SWHC045-01 | Res Central Furnace Only - Fuel Sub - Cold ¦ PG&E ¦ Cold | Res Central Furnace Only - Fuel Sub - Cold | 0.0050597 | 1 | 0 | RASS 2019 | 459.3 | 2032 | 1 | SWHC045-01
RES-HVAC-FS-25.6 | Res ¦ Res Furnace Heat Pump Heating Only (SEER 18) - Fuel Sub - Cold ¦ PG&E ¦ Cold | Res ¦ Res Furnace Heat Pump Heating Only (SEER 18) - Fuel Sub - Cold | PG&E ¦ Cold | PG&E | All | Electric & Gas | Central ASHP, SEER18, HSPF >=9.7 | Efficient | 0 | Conventional | HVAC | Res - Multi Family | Res | ROB Only | 1 | Residential Households | Household | 15 | DEER:HVAC_Eff_AC | 1830 | 0 | 0 | SWHC045-01 | 1259.44 | 2019 | 0 | 432.3 | 2019 | 0 | -17.23 | SWHC045-01 | Res Central Furnace Only - Fuel Sub - Cold ¦ PG&E ¦ Cold | Res Central Furnace Only - Fuel Sub - Cold | 0.016876 | 1 | 0 | RASS 2019 | 0 | 2012 | 1 | SWHC045-01
RES-HVAC-FS-25.7 | Res ¦ Res Furnace Heat Pump Heating Only (SEER 18) - Fuel Sub - Marine ¦ SCG ¦ Marine | Res ¦ Res Furnace Heat Pump Heating Only (SEER 18) - Fuel Sub - Marine | SCG ¦ Marine | SCG | All | Electric & Gas | Central ASHP, SEER18, HSPF >=9.7 | Efficient | 0 | Conventional | HVAC | Res - Single Family | Res | ROB Only | 1 | Residential Households | Household | 15 | DEER:HVAC_Eff_AC | 1571.92 | 0 | 0 | SWHC045-01 | 5050.3544 | 2019 | 0 | 1733.523 | 2019 | 0 | -69.0923 | SWHC045-01 | Res Central Furnace Only - Fuel Sub - Marine ¦ SCG ¦ Marine | Res Central Furnace Only - Fuel Sub - Marine | 0.2661 | 1 | 0 | RASS 2019 | 459.3 | 2032 | 1 | SWHC045-01
RES-HVAC-FS-25.8 | Res ¦ Res Furnace Heat Pump Heating Only (SEER 18) - Fuel Sub - Marine ¦ SCG ¦ Marine | Res ¦ Res Furnace Heat Pump Heating Only (SEER 18) - Fuel Sub - Marine | SCG ¦ Marine | SCG | All | Electric & Gas | Central ASHP, SEER18, HSPF >=9.7 | Efficient | 0 | Conventional | HVAC | Res - Multi Family | Res | ROB Only | 1 | Residential Households | Household | 15 | DEER:HVAC_Eff_AC | 514.56 | 0 | 0 | SWHC045-01 | 1612.0832 | 2019 | 0 | 553.344 | 2019 | 0 | -22.0544 | SWHC045-01 | Res Central Furnace Only - Fuel Sub - Marine ¦ SCG ¦ Marine | Res Central Furnace Only - Fuel Sub - Marine | 0.17765 | 1 | 0 | RASS 2019 | 0 | 2012 | 1 | SWHC045-01
RES-HVAC-FS-25.9 | Res ¦ Res Furnace Heat Pump Heating Only (SEER 18) - Fuel Sub - Hot-Dry ¦ SCG ¦ Hot-Dry | Res ¦ Res Furnace Heat Pump Heating Only (SEER 18) - Fuel Sub - Hot-Dry | SCG ¦ Hot-Dry | SCG | All | Electric & Gas | Central ASHP, SEER18, HSPF >=9.7 | Efficient | 0 | Conventional | HVAC | Res - Single Family | Res | ROB Only | 1 | Residential Households | Household | 15 | DEER:HVAC_Eff_AC | 2412.92 | 0 | 0 | SWHC045-01 | 4244.3128 | 2019 | 0 | 1456.851 | 2019 | 0 | -58.0651 | SWHC045-01 | Res Central Furnace Only - Fuel Sub - Hot-Dry ¦ SCG ¦ Hot-Dry | Res Central Furnace Only - Fuel Sub - Hot-Dry | 0.034724 | 1 | 0 | RASS 2019 | 459.3 | 2032 | 1 | SWHC045-01
RES-HVAC-FS-25.10 | Res ¦ Res Furnace Heat Pump Heating Only (SEER 18) - Fuel Sub - Hot-Dry ¦ SCG ¦ Hot-Dry | Res ¦ Res Furnace Heat Pump Heating Only (SEER 18) - Fuel Sub - Hot-Dry | SCG ¦ Hot-Dry | SCG | All | Electric & Gas | Central ASHP, SEER18, HSPF >=9.7 | Efficient | 0 | Conventional | HVAC | Res - Multi Family | Res | ROB Only | 1 | Residential Households | Household | 15 | DEER:HVAC_Eff_AC | 755 | 0 | 0 | SWHC045-01 | 1259.44 | 2019 | 0 | 432.3 | 2019 | 0 | -17.23 | SWHC045-01 | Res Central Furnace Only - Fuel Sub - Hot-Dry ¦ SCG ¦ Hot-Dry | Res Central Furnace Only - Fuel Sub - Hot-Dry | 0.022528 | 1 | 0 | RASS 2019 | 0 | 2012 | 1 | SWHC045-01
RES-HVAC-FS-25.11 | Res ¦ Res Furnace Heat Pump Heating Only (SEER 18) - Fuel Sub - Cold ¦ SCG ¦ Cold | Res ¦ Res Furnace Heat Pump Heating Only (SEER 18) - Fuel Sub - Cold | SCG ¦ Cold | SCG | All | Electric & Gas | Central ASHP, SEER18, HSPF >=9.7 | Efficient | 0 | Conventional | HVAC | Res - Single Family | Res | ROB Only | 1 | Residential Households | Household | 15 | DEER:HVAC_Eff_AC | 2530.61 | 0 | 0 | SWHC045-01 | 4546.5784 | 2019 | 0 | 1560.603 | 2019 | 0 | -62.2003 | SWHC045-01 | Res Central Furnace Only - Fuel Sub - Cold ¦ SCG ¦ Cold | Res Central Furnace Only - Fuel Sub - Cold | 0.058796 | 1 | 0 | RASS 2019 | 459.3 | 2032 | 1 | SWHC045-01
RES-HVAC-FS-25.12 | Res ¦ Res Furnace Heat Pump Heating Only (SEER 18) - Fuel Sub - Cold ¦ SCG ¦ Cold | Res ¦ Res Furnace Heat Pump Heating Only (SEER 18) - Fuel Sub - Cold | SCG ¦ Cold | SCG | All | Electric & Gas | Central ASHP, SEER18, HSPF >=9.7 | Efficient | 0 | Conventional | HVAC | Res - Multi Family | Res | ROB Only | 1 | Residential Households | Household | 15 | DEER:HVAC_Eff_AC | 1830 | 0 | 0 | SWHC045-01 | 1259.44 | 2019 | 0 | 432.3 | 2019 | 0 | -17.23 | SWHC045-01 | Res Central Furnace Only - Fuel Sub - Cold ¦ SCG ¦ Cold | Res Central Furnace Only - Fuel Sub - Cold | 0.016876 | 1 | 0 | RASS 2019 | 0 | 2012 | 1 | SWHC045-01
RES-HVAC-FS-25.13 | Res ¦ Res Furnace Heat Pump Heating Only (SEER 18) - Fuel Sub - Marine ¦ SDG&E ¦ Marine | Res ¦ Res Furnace Heat Pump Heating Only (SEER 18) - Fuel Sub - Marine | SDG&E ¦ Marine | SDG&E | All | Electric & Gas | Central ASHP, SEER18, HSPF >=9.7 | Efficient | 0 | Conventional | HVAC | Res - Single Family | Res | ROB Only | 1 | Residential Households | Household | 15 | DEER:HVAC_Eff_AC | 1571.92 | 0 | 0 | SWHC045-01 | 5050.3544 | 2019 | 0 | 1733.523 | 2019 | 0 | -69.0923 | SWHC045-01 | Res Central Furnace Only - Fuel Sub - Marine ¦ SDG&E ¦ Marine | Res Central Furnace Only - Fuel Sub - Marine | 0.09918 | 1 | 0 | RASS 2019 | 459.3 | 2032 | 1 | SWHC045-01
RES-HVAC-FS-25.14 | Res ¦ Res Furnace Heat Pump Heating Only (SEER 18) - Fuel Sub - Marine ¦ SDG&E ¦ Marine | Res ¦ Res Furnace Heat Pump Heating Only (SEER 18) - Fuel Sub - Marine | SDG&E ¦ Marine | SDG&E | All | Electric & Gas | Central ASHP, SEER18, HSPF >=9.7 | Efficient | 0 | Conventional | HVAC | Res - Multi Family | Res | ROB Only | 1 | Residential Households | Household | 15 | DEER:HVAC_Eff_AC | 514.56 | 0 | 0 | SWHC045-01 | 1612.0832 | 2019 | 0 | 553.344 | 2019 | 0 | -22.0544 | SWHC045-01 | Res Central Furnace Only - Fuel Sub - Marine ¦ SDG&E ¦ Marine | Res Central Furnace Only - Fuel Sub - Marine | 0.27853 | 1 | 0 | RASS 2019 | 0 | 2012 | 1 | SWHC045-01
RES-HVAC-FS-25.15 | Res ¦ Res Furnace Heat Pump Heating Only (SEER 18) - Fuel Sub - Hot-Dry ¦ SDG&E ¦ Hot-Dry | Res ¦ Res Furnace Heat Pump Heating Only (SEER 18) - Fuel Sub - Hot-Dry | SDG&E ¦ Hot-Dry | SDG&E | All | Electric & Gas | Central ASHP, SEER18, HSPF >=9.7 | Efficient | 0 | Conventional | HVAC | Res - Single Family | Res | ROB Only | 1 | Residential Households | Household | 15 | DEER:HVAC_Eff_AC | 1059.3 | 0 | 0 | SWHC045-01 | 4042.8024 | 2019 | 0 | 1387.683 | 2019 | 0 | -55.3083 | SWHC045-01 | Res Central Furnace Only - Fuel Sub - Hot-Dry ¦ SDG&E ¦ Hot-Dry | Res Central Furnace Only - Fuel Sub - Hot-Dry | 0.11292 | 1 | 0 | RASS 2019 | 459.3 | 2032 | 1 | SWHC045-01
RES-HVAC-FS-25.16 | Res ¦ Res Furnace Heat Pump Heating Only (SEER 18) - Fuel Sub - Hot-Dry ¦ SDG&E ¦ Hot-Dry | Res ¦ Res Furnace Heat Pump Heating Only (SEER 18) - Fuel Sub - Hot-Dry | SDG&E ¦ Hot-Dry | SDG&E | All | Electric & Gas | Central ASHP, SEER18, HSPF >=9.7 | Efficient | 0 | Conventional | HVAC | Res - Multi Family | Res | ROB Only | 1 | Residential Households | Household | 15 | DEER:HVAC_Eff_AC | 465.09 | 0 | 0 | SWHC045-01 | 1397.9784 | 2019 | 0 | 479.853 | 2019 | 0 | -19.1253 | SWHC045-01 | Res Central Furnace Only - Fuel Sub - Hot-Dry ¦ SDG&E ¦ Hot-Dry | Res Central Furnace Only - Fuel Sub - Hot-Dry | 0.05034 | 1 | 0 | RASS 2019 | 0 | 2012 | 1 | SWHC045-01
RES-HVAC-FS-30.1 | Res ¦ Code HVAC Wall Furnace and Room AC - Marine ¦ PG&E ¦ Marine | Res ¦ Code HVAC Wall Furnace and Room AC - Marine | PG&E ¦ Marine | PG&E | All | Electric & Gas | Standard efficiency wall furnace (AFUE=67%) and window AC (EER=11) | Average Existing and Code | 0 | Conventional | HVAC | Res - Single Family | Res | ROB and NEW | 0 | Residential Households | Cap-Tons | 15 | DEER:HVAC_Eff_AC | 0 | 0 | 0 | SWHC044-02 | 1082.83 | 2019 | 0 | 280.6 | 2019 | 0 | 0 | SWHC044-02 | Res Ductless HVAC System - Fuel Sub - Marine ¦ PG&E ¦ Marine | Res Ductless HVAC System - Fuel Sub - Marine | 0.0015151 | 1 | 1 | RASS 2019 | 0 | 2012 | 1 | SWHC044-02
RES-HVAC-FS-30.2 | Res ¦ Code HVAC Wall Furnace and Room AC - Marine ¦ PG&E ¦ Marine | Res ¦ Code HVAC Wall Furnace and Room AC - Marine | PG&E ¦ Marine | PG&E | All | Electric & Gas | Standard efficiency wall furnace (AFUE=67%) and window AC (EER=11) | Average Existing and Code | 0 | Conventional | HVAC | Res - Multi Family | Res | ROB and NEW | 0 | Residential Households | Cap-Tons | 15 | DEER:HVAC_Eff_AC | 0 | 0 | 0 | SWHC044-02 | 1082.83 | 2019 | 0 | 280.6 | 2019 | 0 | 0 | SWHC044-02 | Res Ductless HVAC System - Fuel Sub - Marine ¦ PG&E ¦ Marine | Res Ductless HVAC System - Fuel Sub - Marine | 7.9511e-05 | 1 | 1 | RASS 2019 | 0 | 2012 | 1 | SWHC044-02
RES-HVAC-FS-30.3 | Res ¦ Code HVAC Wall Furnace and Room AC - Hot-Dry ¦ PG&E ¦ Hot-Dry | Res ¦ Code HVAC Wall Furnace and Room AC - Hot-Dry | PG&E ¦ Hot-Dry | PG&E | All | Electric & Gas | Standard efficiency wall furnace (AFUE=67%) and window AC (EER=11) | Average Existing and Code | 0 | Conventional | HVAC | Res - Single Family | Res | ROB and NEW | 0 | Residential Households | Cap-Tons | 15 | DEER:HVAC_Eff_AC | 0 | 0 | 0 | SWHC044-02 | 1082.83 | 2019 | 0 | 280.6 | 2019 | 0 | 0 | SWHC044-02 | Res Ductless HVAC System - Fuel Sub - Hot-Dry ¦ PG&E ¦ Hot-Dry | Res Ductless HVAC System - Fuel Sub - Hot-Dry | 0.0015151 | 1 | 1 | RASS 2019 | 0 | 2012 | 1 | SWHC044-02
RES-HVAC-FS-30.4 | Res ¦ Code HVAC Wall Furnace and Room AC - Hot-Dry ¦ PG&E ¦ Hot-Dry | Res ¦ Code HVAC Wall Furnace and Room AC - Hot-Dry | PG&E ¦ Hot-Dry | PG&E | All | Electric & Gas | Standard efficiency wall furnace (AFUE=67%) and window AC (EER=11) | Average Existing and Code | 0 | Conventional | HVAC | Res - Multi Family | Res | ROB and NEW | 0 | Residential Households | Cap-Tons | 15 | DEER:HVAC_Eff_AC | 0 | 0 | 0 | SWHC044-02 | 1082.83 | 2019 | 0 | 280.6 | 2019 | 0 | 0 | SWHC044-02 | Res Ductless HVAC System - Fuel Sub - Hot-Dry ¦ PG&E ¦ Hot-Dry | Res Ductless HVAC System - Fuel Sub - Hot-Dry | 7.9511e-05 | 1 | 1 | RASS 2019 | 0 | 2012 | 1 | SWHC044-02
RES-HVAC-FS-30.5 | Res ¦ Code HVAC Wall Furnace and Room AC - Cold ¦ PG&E ¦ Cold | Res ¦ Code HVAC Wall Furnace and Room AC - Cold | PG&E ¦ Cold | PG&E | All | Electric & Gas | Standard efficiency wall furnace (AFUE=67%) and window AC (EER=11) | Average Existing and Code | 0 | Conventional | HVAC | Res - Single Family | Res | ROB and NEW | 0 | Residential Households | Cap-Tons | 15 | DEER:HVAC_Eff_AC | 0 | 0 | 0 | SWHC044-02 | 1082.83 | 2019 | 0 | 280.6 | 2019 | 0 | 0 | SWHC044-02 | Res Ductless HVAC System - Fuel Sub - Cold ¦ PG&E ¦ Cold | Res Ductless HVAC System - Fuel Sub - Cold | 0.0015151 | 1 | 1 | RASS 2019 | 0 | 2012 | 1 | SWHC044-02
RES-HVAC-FS-30.6 | Res ¦ Code HVAC Wall Furnace and Room AC - Cold ¦ PG&E ¦ Cold | Res ¦ Code HVAC Wall Furnace and Room AC - Cold | PG&E ¦ Cold | PG&E | All | Electric & Gas | Standard efficiency wall furnace (AFUE=67%) and window AC (EER=11) | Average Existing and Code | 0 | Conventional | HVAC | Res - Multi Family | Res | ROB and NEW | 0 | Residential Households | Cap-Tons | 15 | DEER:HVAC_Eff_AC | 0 | 0 | 0 | SWHC044-02 | 1082.83 | 2019 | 0 | 280.6 | 2019 | 0 | 0 | SWHC044-02 | Res Ductless HVAC System - Fuel Sub - Cold ¦ PG&E ¦ Cold | Res Ductless HVAC System - Fuel Sub - Cold | 7.9511e-05 | 1 | 1 | RASS 2019 | 0 | 2012 | 1 | SWHC044-02
RES-HVAC-FS-30.7 | Res ¦ Code HVAC Wall Furnace and Room AC - Marine ¦ SCG ¦ Marine | Res ¦ Code HVAC Wall Furnace and Room AC - Marine | SCG ¦ Marine | SCG | All | Electric & Gas | Standard efficiency wall furnace (AFUE=67%) and window AC (EER=11) | Average Existing and Code | 0 | Conventional | HVAC | Res - Single Family | Res | ROB and NEW | 0 | Residential Households | Cap-Tons | 15 | DEER:HVAC_Eff_AC | 0 | 0 | 0 | SWHC044-02 | 1082.83 | 2019 | 0 | 280.6 | 2019 | 0 | 0 | SWHC044-02 | Res Ductless HVAC System - Fuel Sub - Marine ¦ SCG ¦ Marine | Res Ductless HVAC System - Fuel Sub - Marine | 0.0081425 | 1 | 1 | RASS 2019 | 0 | 2012 | 1 | SWHC044-02
RES-HVAC-FS-30.8 | Res ¦ Code HVAC Wall Furnace and Room AC - Marine ¦ SCG ¦ Marine | Res ¦ Code HVAC Wall Furnace and Room AC - Marine | SCG ¦ Marine | SCG | All | Electric & Gas | Standard efficiency wall furnace (AFUE=67%) and window AC (EER=11) | Average Existing and Code | 0 | Conventional | HVAC | Res - Multi Family | Res | ROB and NEW | 0 | Residential Households | Cap-Tons | 15 | DEER:HVAC_Eff_AC | 0 | 0 | 0 | SWHC044-02 | 1082.83 | 2019 | 0 | 280.6 | 2019 | 0 | 0 | SWHC044-02 | Res Ductless HVAC System - Fuel Sub - Marine ¦ SCG ¦ Marine | Res Ductless HVAC System - Fuel Sub - Marine | 0.0031968 | 1 | 1 | RASS 2019 | 0 | 2012 | 1 | SWHC044-02
RES-HVAC-FS-30.9 | Res ¦ Code HVAC Wall Furnace and Room AC - Hot-Dry ¦ SCG ¦ Hot-Dry | Res ¦ Code HVAC Wall Furnace and Room AC - Hot-Dry | SCG ¦ Hot-Dry | SCG | All | Electric & Gas | Standard efficiency wall furnace (AFUE=67%) and window AC (EER=11) | Average Existing and Code | 0 | Conventional | HVAC | Res - Single Family | Res | ROB and NEW | 0 | Residential Households | Cap-Tons | 15 | DEER:HVAC_Eff_AC | 0 | 0 | 0 | SWHC044-02 | 1082.83 | 2019 | 0 | 280.6 | 2019 | 0 | 0 | SWHC044-02 | Res Ductless HVAC System - Fuel Sub - Hot-Dry ¦ SCG ¦ Hot-Dry | Res Ductless HVAC System - Fuel Sub - Hot-Dry | 0.0081425 | 1 | 1 | RASS 2019 | 0 | 2012 | 1 | SWHC044-02
RES-HVAC-FS-30.10 | Res ¦ Code HVAC Wall Furnace and Room AC - Hot-Dry ¦ SCG ¦ Hot-Dry | Res ¦ Code HVAC Wall Furnace and Room AC - Hot-Dry | SCG ¦ Hot-Dry | SCG | All | Electric & Gas | Standard efficiency wall furnace (AFUE=67%) and window AC (EER=11) | Average Existing and Code | 0 | Conventional | HVAC | Res - Multi Family | Res | ROB and NEW | 0 | Residential Households | Cap-Tons | 15 | DEER:HVAC_Eff_AC | 0 | 0 | 0 | SWHC044-02 | 1082.83 | 2019 | 0 | 280.6 | 2019 | 0 | 0 | SWHC044-02 | Res Ductless HVAC System - Fuel Sub - Hot-Dry ¦ SCG ¦ Hot-Dry | Res Ductless HVAC System - Fuel Sub - Hot-Dry | 0.0031968 | 1 | 1 | RASS 2019 | 0 | 2012 | 1 | SWHC044-02
RES-HVAC-FS-30.11 | Res ¦ Code HVAC Wall Furnace and Room AC - Cold ¦ SCG ¦ Cold | Res ¦ Code HVAC Wall Furnace and Room AC - Cold | SCG ¦ Cold | SCG | All | Electric & Gas | Standard efficiency wall furnace (AFUE=67%) and window AC (EER=11) | Average Existing and Code | 0 | Conventional | HVAC | Res - Single Family | Res | ROB and NEW | 0 | Residential Households | Cap-Tons | 15 | DEER:HVAC_Eff_AC | 0 | 0 | 0 | SWHC044-02 | 1082.83 | 2019 | 0 | 280.6 | 2019 | 0 | 0 | SWHC044-02 | Res Ductless HVAC System - Fuel Sub - Cold ¦ SCG ¦ Cold | Res Ductless HVAC System - Fuel Sub - Cold | 0.0081425 | 1 | 1 | RASS 2019 | 0 | 2012 | 1 | SWHC044-02
RES-HVAC-FS-30.12 | Res ¦ Code HVAC Wall Furnace and Room AC - Cold ¦ SCG ¦ Cold | Res ¦ Code HVAC Wall Furnace and Room AC - Cold | SCG ¦ Cold | SCG | All | Electric & Gas | Standard efficiency wall furnace (AFUE=67%) and window AC (EER=11) | Average Existing and Code | 0 | Conventional | HVAC | Res - Multi Family | Res | ROB and NEW | 0 | Residential Households | Cap-Tons | 15 | DEER:HVAC_Eff_AC | 0 | 0 | 0 | SWHC044-02 | 1082.83 | 2019 | 0 | 280.6 | 2019 | 0 | 0 | SWHC044-02 | Res Ductless HVAC System - Fuel Sub - Cold ¦ SCG ¦ Cold | Res Ductless HVAC System - Fuel Sub - Cold | 0.0031968 | 1 | 1 | RASS 2019 | 0 | 2012 | 1 | SWHC044-02
RES-HVAC-FS-30.13 | Res ¦ Code HVAC Wall Furnace and Room AC - Marine ¦ SDG&E ¦ Marine | Res ¦ Code HVAC Wall Furnace and Room AC - Marine | SDG&E ¦ Marine | SDG&E | All | Electric & Gas | Standard efficiency wall furnace (AFUE=67%) and window AC (EER=11) | Average Existing and Code | 0 | Conventional | HVAC | Res - Single Family | Res | ROB and NEW | 0 | Residential Households | Cap-Tons | 15 | DEER:HVAC_Eff_AC | 0 | 0 | 0 | SWHC044-02 | 1082.83 | 2019 | 0 | 280.6 | 2019 | 0 | 0 | SWHC044-02 | Res Ductless HVAC System - Fuel Sub - Marine ¦ SDG&E ¦ Marine | Res Ductless HVAC System - Fuel Sub - Marine | 0.0086212 | 1 | 1 | RASS 2019 | 0 | 2012 | 1 | SWHC044-02
RES-HVAC-FS-30.14 | Res ¦ Code HVAC Wall Furnace and Room AC - Marine ¦ SDG&E ¦ Marine | Res ¦ Code HVAC Wall Furnace and Room AC - Marine | SDG&E ¦ Marine | SDG&E | All | Electric & Gas | Standard efficiency wall furnace (AFUE=67%) and window AC (EER=11) | Average Existing and Code | 0 | Conventional | HVAC | Res - Multi Family | Res | ROB and NEW | 0 | Residential Households | Cap-Tons | 15 | DEER:HVAC_Eff_AC | 0 | 0 | 0 | SWHC044-02 | 1082.83 | 2019 | 0 | 280.6 | 2019 | 0 | 0 | SWHC044-02 | Res Ductless HVAC System - Fuel Sub - Marine ¦ SDG&E ¦ Marine | Res Ductless HVAC System - Fuel Sub - Marine | 0.00061875 | 1 | 1 | RASS 2019 | 0 | 2012 | 1 | SWHC044-02
RES-HVAC-FS-30.15 | Res ¦ Code HVAC Wall Furnace and Room AC - Hot-Dry ¦ SDG&E ¦ Hot-Dry | Res ¦ Code HVAC Wall Furnace and Room AC - Hot-Dry | SDG&E ¦ Hot-Dry | SDG&E | All | Electric & Gas | Standard efficiency wall furnace (AFUE=67%) and window AC (EER=11) | Average Existing and Code | 0 | Conventional | HVAC | Res - Single Family | Res | ROB and NEW | 0 | Residential Households | Cap-Tons | 15 | DEER:HVAC_Eff_AC | 0 | 0 | 0 | SWHC044-02 | 1082.83 | 2019 | 0 | 280.6 | 2019 | 0 | 0 | SWHC044-02 | Res Ductless HVAC System - Fuel Sub - Hot-Dry ¦ SDG&E ¦ Hot-Dry | Res Ductless HVAC System - Fuel Sub - Hot-Dry | 0.0086212 | 1 | 1 | RASS 2019 | 0 | 2012 | 1 | SWHC044-02
RES-HVAC-FS-30.16 | Res ¦ Code HVAC Wall Furnace and Room AC - Hot-Dry ¦ SDG&E ¦ Hot-Dry | Res ¦ Code HVAC Wall Furnace and Room AC - Hot-Dry | SDG&E ¦ Hot-Dry | SDG&E | All | Electric & Gas | Standard efficiency wall furnace (AFUE=67%) and window AC (EER=11) | Average Existing and Code | 0 | Conventional | HVAC | Res - Multi Family | Res | ROB and NEW | 0 | Residential Households | Cap-Tons | 15 | DEER:HVAC_Eff_AC | 0 | 0 | 0 | SWHC044-02 | 1082.83 | 2019 | 0 | 280.6 | 2019 | 0 | 0 | SWHC044-02 | Res Ductless HVAC System - Fuel Sub - Hot-Dry ¦ SDG&E ¦ Hot-Dry | Res Ductless HVAC System - Fuel Sub - Hot-Dry | 0.00061875 | 1 | 1 | RASS 2019 | 0 | 2012 | 1 | SWHC044-02
RES-HVAC-FS-31.1 | Res ¦ Efficient Wall Furnace and ENERGY STAR Room AC - Marine ¦ PG&E ¦ Marine | Res ¦ Efficient Wall Furnace and ENERGY STAR Room AC - Marine | PG&E ¦ Marine | PG&E | All | Electric & Gas | Efficient wall furnace and ENERGY STAR room AC | Efficient | 0 | Conventional | HVAC | Res - Single Family | Res | ROB and NEW | 0 | Residential Households | Cap-Tons | 14.5 | DEER:HVAC_Eff_AC | -21.8025 | -0.012823 | -4.68 | SWAP007-02, SWHC001-03 | 1219.0651 | 2022 | 0 | 280.6 | 2022 | 0 | 0 | SWAP007-02, SWHC001-03 | Res Ductless HVAC System - Fuel Sub - Marine ¦ PG&E ¦ Marine | Res Ductless HVAC System - Fuel Sub - Marine | 0.0015151 | 1 | 0 | RASS 2019 | 136.5339 | 2032 | 0.455 | SWAP007-02, SWHC001-03
RES-HVAC-FS-31.2 | Res ¦ Efficient Wall Furnace and ENERGY STAR Room AC - Marine ¦ PG&E ¦ Marine | Res ¦ Efficient Wall Furnace and ENERGY STAR Room AC - Marine | PG&E ¦ Marine | PG&E | All | Electric & Gas | Efficient wall furnace and ENERGY STAR room AC | Efficient | 0 | Conventional | HVAC | Res - Multi Family | Res | ROB and NEW | 0 | Residential Households | Cap-Tons | 14.5 | DEER:HVAC_Eff_AC | -6.75 | -0.00397 | -4.92 | SWAP007-02, SWHC001-03 | 1200.4 | 2022 | 0 | 280.6 | 2022 | 0 | 0 | SWAP007-02, SWHC001-03 | Res Ductless HVAC System - Fuel Sub - Marine ¦ PG&E ¦ Marine | Res Ductless HVAC System - Fuel Sub - Marine | 7.9511e-05 | 1 | 0 | RASS 2019 | 0 | 2012 | 0.455 | SWAP007-02, SWHC001-03
RES-HVAC-FS-31.3 | Res ¦ Efficient Wall Furnace and ENERGY STAR Room AC - Hot-Dry ¦ PG&E ¦ Hot-Dry | Res ¦ Efficient Wall Furnace and ENERGY STAR Room AC - Hot-Dry | PG&E ¦ Hot-Dry | PG&E | All | Electric & Gas | Efficient wall furnace and ENERGY STAR room AC | Efficient | 0 | Conventional | HVAC | Res - Single Family | Res | ROB and NEW | 0 | Residential Households | Cap-Tons | 14.5 | DEER:HVAC_Eff_AC | -69.901 | -0.058539 | -4.16 | SWAP007-02, SWHC001-03 | 1212.7039 | 2022 | 0 | 280.6 | 2022 | 0 | 0 | SWAP007-02, SWHC001-03 | Res Ductless HVAC System - Fuel Sub - Hot-Dry ¦ PG&E ¦ Hot-Dry | Res Ductless HVAC System - Fuel Sub - Hot-Dry | 0.0015151 | 1 | 0 | RASS 2019 | 136.5339 | 2032 | 0.455 | SWAP007-02, SWHC001-03
RES-HVAC-FS-31.4 | Res ¦ Efficient Wall Furnace and ENERGY STAR Room AC - Hot-Dry ¦ PG&E ¦ Hot-Dry | Res ¦ Efficient Wall Furnace and ENERGY STAR Room AC - Hot-Dry | PG&E ¦ Hot-Dry | PG&E | All | Electric & Gas | Efficient wall furnace and ENERGY STAR room AC | Efficient | 0 | Conventional | HVAC | Res - Multi Family | Res | ROB and NEW | 0 | Residential Households | Cap-Tons | 14.5 | DEER:HVAC_Eff_AC | -28.3 | -0.0237 | -4.36 | SWAP007-02, SWHC001-03 | 1200.4 | 2022 | 0 | 280.6 | 2022 | 0 | 0 | SWAP007-02, SWHC001-03 | Res Ductless HVAC System - Fuel Sub - Hot-Dry ¦ PG&E ¦ Hot-Dry | Res Ductless HVAC System - Fuel Sub - Hot-Dry | 7.9511e-05 | 1 | 0 | RASS 2019 | 0 | 2012 | 0.455 | SWAP007-02, SWHC001-03
RES-HVAC-FS-31.5 | Res ¦ Efficient Wall Furnace and ENERGY STAR Room AC - Cold ¦ PG&E ¦ Cold | Res ¦ Efficient Wall Furnace and ENERGY STAR Room AC - Cold | PG&E ¦ Cold | PG&E | All | Electric & Gas | Efficient wall furnace and ENERGY STAR room AC | Efficient | 0 | Conventional | HVAC | Res - Single Family | Res | ROB and NEW | 0 | Residential Households | Cap-Tons | 14.5 | DEER:HVAC_Eff_AC | -105.773 | -0.088625 | -3.068 | SWAP007-02, SWHC001-03 | 1222.2457 | 2022 | 0 | 280.6 | 2022 | 0 | 0 | SWAP007-02, SWHC001-03 | Res Ductless HVAC System - Fuel Sub - Cold ¦ PG&E ¦ Cold | Res Ductless HVAC System - Fuel Sub - Cold | 0.0015151 | 1 | 0 | RASS 2019 | 136.5339 | 2032 | 0.455 | SWAP007-02, SWHC001-03
RES-HVAC-FS-31.6 | Res ¦ Efficient Wall Furnace and ENERGY STAR Room AC - Cold ¦ PG&E ¦ Cold | Res ¦ Efficient Wall Furnace and ENERGY STAR Room AC - Cold | PG&E ¦ Cold | PG&E | All | Electric & Gas | Efficient wall furnace and ENERGY STAR room AC | Efficient | 0 | Conventional | HVAC | Res - Multi Family | Res | ROB and NEW | 0 | Residential Households | Cap-Tons | 14.5 | DEER:HVAC_Eff_AC | -29.3 | -0.02455 | -5.04 | SWAP007-02, SWHC001-03 | 1200.4 | 2022 | 0 | 280.6 | 2022 | 0 | 0 | SWAP007-02, SWHC001-03 | Res Ductless HVAC System - Fuel Sub - Cold ¦ PG&E ¦ Cold | Res Ductless HVAC System - Fuel Sub - Cold | 7.9511e-05 | 1 | 0 | RASS 2019 | 0 | 2012 | 0.455 | SWAP007-02, SWHC001-03
RES-HVAC-FS-31.7 | Res ¦ Efficient Wall Furnace and ENERGY STAR Room AC - Marine ¦ SCG ¦ Marine | Res ¦ Efficient Wall Furnace and ENERGY STAR Room AC - Marine | SCG ¦ Marine | SCG | All | Electric & Gas | Efficient wall furnace and ENERGY STAR room AC | Efficient | 0 | Conventional | HVAC | Res - Single Family | Res | ROB and NEW | 0 | Residential Households | Cap-Tons | 14.5 | DEER:HVAC_Eff_AC | -36.6915 | -0.021454 | -3.104 | SWAP007-02, SWHC001-03 | 1225.5937 | 2022 | 0 | 280.6 | 2022 | 0 | 0 | SWAP007-02, SWHC001-03 | Res Ductless HVAC System - Fuel Sub - Marine ¦ SCG ¦ Marine | Res Ductless HVAC System - Fuel Sub - Marine | 0.0081425 | 1 | 0 | RASS 2019 | 136.5339 | 2032 | 0.455 | SWAP007-02, SWHC001-03
RES-HVAC-FS-31.8 | Res ¦ Efficient Wall Furnace and ENERGY STAR Room AC - Marine ¦ SCG ¦ Marine | Res ¦ Efficient Wall Furnace and ENERGY STAR Room AC - Marine | SCG ¦ Marine | SCG | All | Electric & Gas | Efficient wall furnace and ENERGY STAR room AC | Efficient | 0 | Conventional | HVAC | Res - Multi Family | Res | ROB and NEW | 0 | Residential Households | Cap-Tons | 14.5 | DEER:HVAC_Eff_AC | -11.712 | -0.006848 | -3.852 | SWAP007-02, SWHC001-03 | 1202.7436 | 2022 | 0 | 280.6 | 2022 | 0 | 0 | SWAP007-02, SWHC001-03 | Res Ductless HVAC System - Fuel Sub - Marine ¦ SCG ¦ Marine | Res Ductless HVAC System - Fuel Sub - Marine | 0.0031968 | 1 | 0 | RASS 2019 | 0 | 2012 | 0.455 | SWAP007-02, SWHC001-03
RES-HVAC-FS-31.9 | Res ¦ Efficient Wall Furnace and ENERGY STAR Room AC - Hot-Dry ¦ SCG ¦ Hot-Dry | Res ¦ Efficient Wall Furnace and ENERGY STAR Room AC - Hot-Dry | SCG ¦ Hot-Dry | SCG | All | Electric & Gas | Efficient wall furnace and ENERGY STAR room AC | Efficient | 0 | Conventional | HVAC | Res - Single Family | Res | ROB and NEW | 0 | Residential Households | Cap-Tons | 14.5 | DEER:HVAC_Eff_AC | -74.3085 | -0.056785 | -3.556 | SWAP007-02, SWHC001-03 | 1220.2369 | 2022 | 0 | 280.6 | 2022 | 0 | 0 | SWAP007-02, SWHC001-03 | Res Ductless HVAC System - Fuel Sub - Hot-Dry ¦ SCG ¦ Hot-Dry | Res Ductless HVAC System - Fuel Sub - Hot-Dry | 0.0081425 | 1 | 0 | RASS 2019 | 136.5339 | 2032 | 0.455 | SWAP007-02, SWHC001-03
RES-HVAC-FS-31.10 | Res ¦ Efficient Wall Furnace and ENERGY STAR Room AC - Hot-Dry ¦ SCG ¦ Hot-Dry | Res ¦ Efficient Wall Furnace and ENERGY STAR Room AC - Hot-Dry | SCG ¦ Hot-Dry | SCG | All | Electric & Gas | Efficient wall furnace and ENERGY STAR room AC | Efficient | 0 | Conventional | HVAC | Res - Multi Family | Res | ROB and NEW | 0 | Residential Households | Cap-Tons | 14.5 | DEER:HVAC_Eff_AC | -22.05 | -0.01685 | -4.16 | SWAP007-02, SWHC001-03 | 1200.4 | 2022 | 0 | 280.6 | 2022 | 0 | 0 | SWAP007-02, SWHC001-03 | Res Ductless HVAC System - Fuel Sub - Hot-Dry ¦ SCG ¦ Hot-Dry | Res Ductless HVAC System - Fuel Sub - Hot-Dry | 0.0031968 | 1 | 0 | RASS 2019 | 0 | 2012 | 0.455 | SWAP007-02, SWHC001-03
RES-HVAC-FS-31.11 | Res ¦ Efficient Wall Furnace and ENERGY STAR Room AC - Cold ¦ SCG ¦ Cold | Res ¦ Efficient Wall Furnace and ENERGY STAR Room AC - Cold | SCG ¦ Cold | SCG | All | Electric & Gas | Efficient wall furnace and ENERGY STAR room AC | Efficient | 0 | Conventional | HVAC | Res - Single Family | Res | ROB and NEW | 0 | Residential Households | Cap-Tons | 14.5 | DEER:HVAC_Eff_AC | -105.773 | -0.088625 | -3.068 | SWAP007-02, SWHC001-03 | 1222.2457 | 2022 | 0 | 280.6 | 2022 | 0 | 0 | SWAP007-02, SWHC001-03 | Res Ductless HVAC System - Fuel Sub - Cold ¦ SCG ¦ Cold | Res Ductless HVAC System - Fuel Sub - Cold | 0.0081425 | 1 | 0 | RASS 2019 | 136.5339 | 2032 | 0.455 | SWAP007-02, SWHC001-03
RES-HVAC-FS-31.12 | Res ¦ Efficient Wall Furnace and ENERGY STAR Room AC - Cold ¦ SCG ¦ Cold | Res ¦ Efficient Wall Furnace and ENERGY STAR Room AC - Cold | SCG ¦ Cold | SCG | All | Electric & Gas | Efficient wall furnace and ENERGY STAR room AC | Efficient | 0 | Conventional | HVAC | Res - Multi Family | Res | ROB and NEW | 0 | Residential Households | Cap-Tons | 14.5 | DEER:HVAC_Eff_AC | -29.3 | -0.02455 | -5.04 | SWAP007-02, SWHC001-03 | 1200.4 | 2022 | 0 | 280.6 | 2022 | 0 | 0 | SWAP007-02, SWHC001-03 | Res Ductless HVAC System - Fuel Sub - Cold ¦ SCG ¦ Cold | Res Ductless HVAC System - Fuel Sub - Cold | 0.0031968 | 1 | 0 | RASS 2019 | 0 | 2012 | 0.455 | SWAP007-02, SWHC001-03
RES-HVAC-FS-31.13 | Res ¦ Efficient Wall Furnace and ENERGY STAR Room AC - Marine ¦ SDG&E ¦ Marine | Res ¦ Efficient Wall Furnace and ENERGY STAR Room AC - Marine | SDG&E ¦ Marine | SDG&E | All | Electric & Gas | Efficient wall furnace and ENERGY STAR room AC | Efficient | 0 | Conventional | HVAC | Res - Single Family | Res | ROB and NEW | 0 | Residential Households | Cap-Tons | 14.5 | DEER:HVAC_Eff_AC | -36.6915 | -0.021454 | -3.104 | SWAP007-02, SWHC001-03 | 1225.5937 | 2022 | 0 | 280.6 | 2022 | 0 | 0 | SWAP007-02, SWHC001-03 | Res Ductless HVAC System - Fuel Sub - Marine ¦ SDG&E ¦ Marine | Res Ductless HVAC System - Fuel Sub - Marine | 0.0086212 | 1 | 0 | RASS 2019 | 136.5339 | 2032 | 0.455 | SWAP007-02, SWHC001-03
RES-HVAC-FS-31.14 | Res ¦ Efficient Wall Furnace and ENERGY STAR Room AC - Marine ¦ SDG&E ¦ Marine | Res ¦ Efficient Wall Furnace and ENERGY STAR Room AC - Marine | SDG&E ¦ Marine | SDG&E | All | Electric & Gas | Efficient wall furnace and ENERGY STAR room AC | Efficient | 0 | Conventional | HVAC | Res - Multi Family | Res | ROB and NEW | 0 | Residential Households | Cap-Tons | 14.5 | DEER:HVAC_Eff_AC | -11.712 | -0.006848 | -3.852 | SWAP007-02, SWHC001-03 | 1202.7436 | 2022 | 0 | 280.6 | 2022 | 0 | 0 | SWAP007-02, SWHC001-03 | Res Ductless HVAC System - Fuel Sub - Marine ¦ SDG&E ¦ Marine | Res Ductless HVAC System - Fuel Sub - Marine | 0.00061875 | 1 | 0 | RASS 2019 | 0 | 2012 | 0.455 | SWAP007-02, SWHC001-03
RES-HVAC-FS-31.15 | Res ¦ Efficient Wall Furnace and ENERGY STAR Room AC - Hot-Dry ¦ SDG&E ¦ Hot-Dry | Res ¦ Efficient Wall Furnace and ENERGY STAR Room AC - Hot-Dry | SDG&E ¦ Hot-Dry | SDG&E | All | Electric & Gas | Efficient wall furnace and ENERGY STAR room AC | Efficient | 0 | Conventional | HVAC | Res - Single Family | Res | ROB and NEW | 0 | Residential Households | Cap-Tons | 14.5 | DEER:HVAC_Eff_AC | -34.989 | -0.01926 | -3.224 | SWAP007-02, SWHC001-03 | 1218.8977 | 2022 | 0 | 280.6 | 2022 | 0 | 0 | SWAP007-02, SWHC001-03 | Res Ductless HVAC System - Fuel Sub - Hot-Dry ¦ SDG&E ¦ Hot-Dry | Res Ductless HVAC System - Fuel Sub - Hot-Dry | 0.0086212 | 1 | 0 | RASS 2019 | 136.5339 | 2032 | 0.455 | SWAP007-02, SWHC001-03
RES-HVAC-FS-31.16 | Res ¦ Efficient Wall Furnace and ENERGY STAR Room AC - Hot-Dry ¦ SDG&E ¦ Hot-Dry | Res ¦ Efficient Wall Furnace and ENERGY STAR Room AC - Hot-Dry | SDG&E ¦ Hot-Dry | SDG&E | All | Electric & Gas | Efficient wall furnace and ENERGY STAR room AC | Efficient | 0 | Conventional | HVAC | Res - Multi Family | Res | ROB and NEW | 0 | Residential Households | Cap-Tons | 14.5 | DEER:HVAC_Eff_AC | -12.099 | -0.00666 | -3.984 | SWAP007-02, SWHC001-03 | 1201.3207 | 2022 | 0 | 280.6 | 2022 | 0 | 0 | SWAP007-02, SWHC001-03 | Res Ductless HVAC System - Fuel Sub - Hot-Dry ¦ SDG&E ¦ Hot-Dry | Res Ductless HVAC System - Fuel Sub - Hot-Dry | 0.00061875 | 1 | 0 | RASS 2019 | 0 | 2012 | 0.455 | SWAP007-02, SWHC001-03
RES-HVAC-FS-030.1 | Res ¦ Ductless Mini Split Heat Pump (SEER 14) - Fuel Sub Future Baseline - Marine ¦ PG&E ¦ Marine | Res ¦ Ductless Mini Split Heat Pump (SEER 14) - Fuel Sub Future Baseline - Marine | PG&E ¦ Marine | PG&E | All | Electric & Gas | Ductless Mini Split HP (SEER 14) | Efficient | 2030 | Conventional | HVAC | Res - Single Family | Res | ROB and NEW | 1 | Residential Households | Cap-Tons | 15 | DEER:HVAC_Eff_AC | 334.48 | 0.0198 | -76.7 | SWHC050-02, relative to SWHC044-01 | 1085.79 | 2019 | 0 | 533.17 | 2019 | 0 | -55.19 | SWHC050-02, relative to SWHC044-01 | Res Ductless HVAC System - Fuel Sub - Marine ¦ PG&E ¦ Marine | Res Ductless HVAC System - Fuel Sub - Marine | 0.0015151 | 1 | 0 | RASS 2019 | 0 | 2012 | 0.6 | SWHC050-02, relative to SWHC044-01
RES-HVAC-FS-030.2 | Res ¦ Ductless Mini Split Heat Pump (SEER 14) - Fuel Sub Future Baseline - Marine ¦ PG&E ¦ Marine | Res ¦ Ductless Mini Split Heat Pump (SEER 14) - Fuel Sub Future Baseline - Marine | PG&E ¦ Marine | PG&E | All | Electric & Gas | Ductless Mini Split HP (SEER 14) | Efficient | 2030 | Conventional | HVAC | Res - Multi Family | Res | ROB and NEW | 1 | Residential Households | Cap-Tons | 15 | DEER:HVAC_Eff_AC | 355.86 | 0.013 | -127 | SWHC050-02, relative to SWHC044-01 | 1085.79 | 2019 | 0 | 533.17 | 2019 | 0 | -55.19 | SWHC050-02, relative to SWHC044-01 | Res Ductless HVAC System - Fuel Sub - Marine ¦ PG&E ¦ Marine | Res Ductless HVAC System - Fuel Sub - Marine | 7.9511e-05 | 1 | 0 | RASS 2019 | 0 | 2012 | 0.6 | SWHC050-02, relative to SWHC044-01
RES-HVAC-FS-030.3 | Res ¦ Ductless Mini Split Heat Pump (SEER 14) - Fuel Sub Future Baseline - Hot-Dry ¦ PG&E ¦ Hot-Dry | Res ¦ Ductless Mini Split Heat Pump (SEER 14) - Fuel Sub Future Baseline - Hot-Dry | PG&E ¦ Hot-Dry | PG&E | All | Electric & Gas | Ductless Mini Split HP (SEER 14) | Efficient | 2030 | Conventional | HVAC | Res - Single Family | Res | ROB and NEW | 1 | Residential Households | Cap-Tons | 15 | DEER:HVAC_Eff_AC | 532.6 | 0.052 | -103 | SWHC050-02, relative to SWHC044-01 | 1085.79 | 2019 | 0 | 533.17 | 2019 | 0 | -55.19 | SWHC050-02, relative to SWHC044-01 | Res Ductless HVAC System - Fuel Sub - Hot-Dry ¦ PG&E ¦ Hot-Dry | Res Ductless HVAC System - Fuel Sub - Hot-Dry | 0.0015151 | 1 | 0 | RASS 2019 | 0 | 2012 | 0.6 | SWHC050-02, relative to SWHC044-01
RES-HVAC-FS-030.4 | Res ¦ Ductless Mini Split Heat Pump (SEER 14) - Fuel Sub Future Baseline - Hot-Dry ¦ PG&E ¦ Hot-Dry | Res ¦ Ductless Mini Split Heat Pump (SEER 14) - Fuel Sub Future Baseline - Hot-Dry | PG&E ¦ Hot-Dry | PG&E | All | Electric & Gas | Ductless Mini Split HP (SEER 14) | Efficient | 2030 | Conventional | HVAC | Res - Multi Family | Res | ROB and NEW | 1 | Residential Households | Cap-Tons | 15 | DEER:HVAC_Eff_AC | 371.7 | 0.063 | -118 | SWHC050-02, relative to SWHC044-01 | 1085.79 | 2019 | 0 | 533.17 | 2019 | 0 | -55.19 | SWHC050-02, relative to SWHC044-01 | Res Ductless HVAC System - Fuel Sub - Hot-Dry ¦ PG&E ¦ Hot-Dry | Res Ductless HVAC System - Fuel Sub - Hot-Dry | 7.9511e-05 | 1 | 0 | RASS 2019 | 0 | 2012 | 0.6 | SWHC050-02, relative to SWHC044-01
RES-HVAC-FS-030.5 | Res ¦ Ductless Mini Split Heat Pump (SEER 14) - Fuel Sub Future Baseline - Cold ¦ PG&E ¦ Cold | Res ¦ Ductless Mini Split Heat Pump (SEER 14) - Fuel Sub Future Baseline - Cold | PG&E ¦ Cold | PG&E | All | Electric & Gas | Ductless Mini Split HP (SEER 14) | Efficient | 2030 | Conventional | HVAC | Res - Single Family | Res | ROB and NEW | 1 | Residential Households | Cap-Tons | 15 | DEER:HVAC_Eff_AC | 487.2 | 0.0154 | -70.2 | SWHC050-02, relative to SWHC044-01 | 1085.79 | 2019 | 0 | 533.17 | 2019 | 0 | -55.19 | SWHC050-02, relative to SWHC044-01 | Res Ductless HVAC System - Fuel Sub - Cold ¦ PG&E ¦ Cold | Res Ductless HVAC System - Fuel Sub - Cold | 0.0015151 | 1 | 0 | RASS 2019 | 0 | 2012 | 0.6 | SWHC050-02, relative to SWHC044-01
RES-HVAC-FS-030.6 | Res ¦ Ductless Mini Split Heat Pump (SEER 14) - Fuel Sub Future Baseline - Cold ¦ PG&E ¦ Cold | Res ¦ Ductless Mini Split Heat Pump (SEER 14) - Fuel Sub Future Baseline - Cold | PG&E ¦ Cold | PG&E | All | Electric & Gas | Ductless Mini Split HP (SEER 14) | Efficient | 2030 | Conventional | HVAC | Res - Multi Family | Res | ROB and NEW | 1 | Residential Households | Cap-Tons | 15 | DEER:HVAC_Eff_AC | 1114.9 | 0.0353 | -184 | SWHC050-02, relative to SWHC044-01 | 1085.79 | 2019 | 0 | 533.17 | 2019 | 0 | -55.19 | SWHC050-02, relative to SWHC044-01 | Res Ductless HVAC System - Fuel Sub - Cold ¦ PG&E ¦ Cold | Res Ductless HVAC System - Fuel Sub - Cold | 7.9511e-05 | 1 | 0 | RASS 2019 | 0 | 2012 | 0.6 | SWHC050-02, relative to SWHC044-01
RES-HVAC-FS-030.7 | Res ¦ Ductless Mini Split Heat Pump (SEER 14) - Fuel Sub Future Baseline - Marine ¦ SCG ¦ Marine | Res ¦ Ductless Mini Split Heat Pump (SEER 14) - Fuel Sub Future Baseline - Marine | SCG ¦ Marine | SCG | All | Electric & Gas | Ductless Mini Split HP (SEER 14) | Efficient | 2030 | Conventional | HVAC | Res - Single Family | Res | ROB and NEW | 1 | Residential Households | Cap-Tons | 15 | DEER:HVAC_Eff_AC | 100 | 0.018 | -34.5 | SWHC050-02, relative to SWHC044-01 | 1085.79 | 2019 | 0 | 533.17 | 2019 | 0 | -55.19 | SWHC050-02, relative to SWHC044-01 | Res Ductless HVAC System - Fuel Sub - Marine ¦ SCG ¦ Marine | Res Ductless HVAC System - Fuel Sub - Marine | 0.0081425 | 1 | 0 | RASS 2019 | 0 | 2012 | 0.6 | SWHC050-02, relative to SWHC044-01
RES-HVAC-FS-030.8 | Res ¦ Ductless Mini Split Heat Pump (SEER 14) - Fuel Sub Future Baseline - Marine ¦ SCG ¦ Marine | Res ¦ Ductless Mini Split Heat Pump (SEER 14) - Fuel Sub Future Baseline - Marine | SCG ¦ Marine | SCG | All | Electric & Gas | Ductless Mini Split HP (SEER 14) | Efficient | 2030 | Conventional | HVAC | Res - Multi Family | Res | ROB and NEW | 1 | Residential Households | Cap-Tons | 15 | DEER:HVAC_Eff_AC | 135.1 | 0.0218 | -78.7 | SWHC050-02, relative to SWHC044-01 | 1085.79 | 2019 | 0 | 533.17 | 2019 | 0 | -55.19 | SWHC050-02, relative to SWHC044-01 | Res Ductless HVAC System - Fuel Sub - Marine ¦ SCG ¦ Marine | Res Ductless HVAC System - Fuel Sub - Marine | 0.0031968 | 1 | 0 | RASS 2019 | 0 | 2012 | 0.6 | SWHC050-02, relative to SWHC044-01
RES-HVAC-FS-030.9 | Res ¦ Ductless Mini Split Heat Pump (SEER 14) - Fuel Sub Future Baseline - Hot-Dry ¦ SCG ¦ Hot-Dry | Res ¦ Ductless Mini Split Heat Pump (SEER 14) - Fuel Sub Future Baseline - Hot-Dry | SCG ¦ Hot-Dry | SCG | All | Electric & Gas | Ductless Mini Split HP (SEER 14) | Efficient | 2030 | Conventional | HVAC | Res - Single Family | Res | ROB and NEW | 1 | Residential Households | Cap-Tons | 15 | DEER:HVAC_Eff_AC | 199.1 | 0.0395 | -52.3 | SWHC050-02, relative to SWHC044-01 | 1085.79 | 2019 | 0 | 533.17 | 2019 | 0 | -55.19 | SWHC050-02, relative to SWHC044-01 | Res Ductless HVAC System - Fuel Sub - Hot-Dry ¦ SCG ¦ Hot-Dry | Res Ductless HVAC System - Fuel Sub - Hot-Dry | 0.0081425 | 1 | 0 | RASS 2019 | 0 | 2012 | 0.6 | SWHC050-02, relative to SWHC044-01
RES-HVAC-FS-030.10 | Res ¦ Ductless Mini Split Heat Pump (SEER 14) - Fuel Sub Future Baseline - Hot-Dry ¦ SCG ¦ Hot-Dry | Res ¦ Ductless Mini Split Heat Pump (SEER 14) - Fuel Sub Future Baseline - Hot-Dry | SCG ¦ Hot-Dry | SCG | All | Electric & Gas | Ductless Mini Split HP (SEER 14) | Efficient | 2030 | Conventional | HVAC | Res - Multi Family | Res | ROB and NEW | 1 | Residential Households | Cap-Tons | 15 | DEER:HVAC_Eff_AC | 250.4 | 0.0478 | -108 | SWHC050-02, relative to SWHC044-01 | 1085.79 | 2019 | 0 | 533.17 | 2019 | 0 | -55.19 | SWHC050-02, relative to SWHC044-01 | Res Ductless HVAC System - Fuel Sub - Hot-Dry ¦ SCG ¦ Hot-Dry | Res Ductless HVAC System - Fuel Sub - Hot-Dry | 0.0031968 | 1 | 0 | RASS 2019 | 0 | 2012 | 0.6 | SWHC050-02, relative to SWHC044-01
RES-HVAC-FS-030.11 | Res ¦ Ductless Mini Split Heat Pump (SEER 14) - Fuel Sub Future Baseline - Cold ¦ SCG ¦ Cold | Res ¦ Ductless Mini Split Heat Pump (SEER 14) - Fuel Sub Future Baseline - Cold | SCG ¦ Cold | SCG | All | Electric & Gas | Ductless Mini Split HP (SEER 14) | Efficient | 2030 | Conventional | HVAC | Res - Single Family | Res | ROB and NEW | 1 | Residential Households | Cap-Tons | 15 | DEER:HVAC_Eff_AC | 487.2 | 0.0154 | -70.2 | SWHC050-02, relative to SWHC044-01 | 1085.79 | 2019 | 0 | 533.17 | 2019 | 0 | -55.19 | SWHC050-02, relative to SWHC044-01 | Res Ductless HVAC System - Fuel Sub - Cold ¦ SCG ¦ Cold | Res Ductless HVAC System - Fuel Sub - Cold | 0.0081425 | 1 | 0 | RASS 2019 | 0 | 2012 | 0.6 | SWHC050-02, relative to SWHC044-01
RES-HVAC-FS-030.12 | Res ¦ Ductless Mini Split Heat Pump (SEER 14) - Fuel Sub Future Baseline - Cold ¦ SCG ¦ Cold | Res ¦ Ductless Mini Split Heat Pump (SEER 14) - Fuel Sub Future Baseline - Cold | SCG ¦ Cold | SCG | All | Electric & Gas | Ductless Mini Split HP (SEER 14) | Efficient | 2030 | Conventional | HVAC | Res - Multi Family | Res | ROB and NEW | 1 | Residential Households | Cap-Tons | 15 | DEER:HVAC_Eff_AC | 1114.9 | 0.0353 | -184 | SWHC050-02, relative to SWHC044-01 | 1085.79 | 2019 | 0 | 533.17 | 2019 | 0 | -55.19 | SWHC050-02, relative to SWHC044-01 | Res Ductless HVAC System - Fuel Sub - Cold ¦ SCG ¦ Cold | Res Ductless HVAC System - Fuel Sub - Cold | 0.0031968 | 1 | 0 | RASS 2019 | 0 | 2012 | 0.6 | SWHC050-02, relative to SWHC044-01
RES-HVAC-FS-030.13 | Res ¦ Ductless Mini Split Heat Pump (SEER 14) - Fuel Sub Future Baseline - Marine ¦ SDG&E ¦ Marine | Res ¦ Ductless Mini Split Heat Pump (SEER 14) - Fuel Sub Future Baseline - Marine | SDG&E ¦ Marine | SDG&E | All | Electric & Gas | Ductless Mini Split HP (SEER 14) | Efficient | 2030 | Conventional | HVAC | Res - Single Family | Res | ROB and NEW | 1 | Residential Households | Cap-Tons | 15 | DEER:HVAC_Eff_AC | 100 | 0.018 | -34.5 | SWHC050-02, relative to SWHC044-01 | 1085.79 | 2019 | 0 | 533.17 | 2019 | 0 | -55.19 | SWHC050-02, relative to SWHC044-01 | Res Ductless HVAC System - Fuel Sub - Marine ¦ SDG&E ¦ Marine | Res Ductless HVAC System - Fuel Sub - Marine | 0.0086212 | 1 | 0 | RASS 2019 | 0 | 2012 | 0.6 | SWHC050-02, relative to SWHC044-01
RES-HVAC-FS-030.14 | Res ¦ Ductless Mini Split Heat Pump (SEER 14) - Fuel Sub Future Baseline - Marine ¦ SDG&E ¦ Marine | Res ¦ Ductless Mini Split Heat Pump (SEER 14) - Fuel Sub Future Baseline - Marine | SDG&E ¦ Marine | SDG&E | All | Electric & Gas | Ductless Mini Split HP (SEER 14) | Efficient | 2030 | Conventional | HVAC | Res - Multi Family | Res | ROB and NEW | 1 | Residential Households | Cap-Tons | 15 | DEER:HVAC_Eff_AC | 135.1 | 0.0218 | -78.7 | SWHC050-02, relative to SWHC044-01 | 1085.79 | 2019 | 0 | 533.17 | 2019 | 0 | -55.19 | SWHC050-02, relative to SWHC044-01 | Res Ductless HVAC System - Fuel Sub - Marine ¦ SDG&E ¦ Marine | Res Ductless HVAC System - Fuel Sub - Marine | 0.00061875 | 1 | 0 | RASS 2019 | 0 | 2012 | 0.6 | SWHC050-02, relative to SWHC044-01
RES-HVAC-FS-030.15 | Res ¦ Ductless Mini Split Heat Pump (SEER 14) - Fuel Sub Future Baseline - Hot-Dry ¦ SDG&E ¦ Hot-Dry | Res ¦ Ductless Mini Split Heat Pump (SEER 14) - Fuel Sub Future Baseline - Hot-Dry | SDG&E ¦ Hot-Dry | SDG&E | All | Electric & Gas | Ductless Mini Split HP (SEER 14) | Efficient | 2030 | Conventional | HVAC | Res - Single Family | Res | ROB and NEW | 1 | Residential Households | Cap-Tons | 15 | DEER:HVAC_Eff_AC | 141.3 | 0.0233 | -46.5 | SWHC050-02, relative to SWHC044-01 | 1085.79 | 2019 | 0 | 533.17 | 2019 | 0 | -55.19 | SWHC050-02, relative to SWHC044-01 | Res Ductless HVAC System - Fuel Sub - Hot-Dry ¦ SDG&E ¦ Hot-Dry | Res Ductless HVAC System - Fuel Sub - Hot-Dry | 0.0086212 | 1 | 0 | RASS 2019 | 0 | 2012 | 0.6 | SWHC050-02, relative to SWHC044-01
RES-HVAC-FS-030.16 | Res ¦ Ductless Mini Split Heat Pump (SEER 14) - Fuel Sub Future Baseline - Hot-Dry ¦ SDG&E ¦ Hot-Dry | Res ¦ Ductless Mini Split Heat Pump (SEER 14) - Fuel Sub Future Baseline - Hot-Dry | SDG&E ¦ Hot-Dry | SDG&E | All | Electric & Gas | Ductless Mini Split HP (SEER 14) | Efficient | 2030 | Conventional | HVAC | Res - Multi Family | Res | ROB and NEW | 1 | Residential Households | Cap-Tons | 15 | DEER:HVAC_Eff_AC | 175.6 | 0.0305 | -93.8 | SWHC050-02, relative to SWHC044-01 | 1085.79 | 2019 | 0 | 533.17 | 2019 | 0 | -55.19 | SWHC050-02, relative to SWHC044-01 | Res Ductless HVAC System - Fuel Sub - Hot-Dry ¦ SDG&E ¦ Hot-Dry | Res Ductless HVAC System - Fuel Sub - Hot-Dry | 0.00061875 | 1 | 0 | RASS 2019 | 0 | 2012 | 0.6 | SWHC050-02, relative to SWHC044-01
RES-HVAC-FS-32.1 | Res ¦ Ductless Mini Split Heat Pump (SEER 15) - Fuel Sub - Marine ¦ PG&E ¦ Marine | Res ¦ Ductless Mini Split Heat Pump (SEER 15) - Fuel Sub - Marine | PG&E ¦ Marine | PG&E | All | Electric & Gas | Ductless mini-split heat pump (SEER 15, HSPF 8.7) | Efficient | 0 | Conventional | HVAC | Res - Single Family | Res | ROB Only | 1 | Residential Households | Cap-Tons | 15 | DEER:HVAC_Eff_AC | 328 | 0 | -76.7 | SWHC044-02 | 1185.23 | 2019 | 0 | 533.17 | 2019 | 0 | -55.19 | SWHC044-02 | Res Ductless HVAC System - Fuel Sub - Marine ¦ PG&E ¦ Marine | Res Ductless HVAC System - Fuel Sub - Marine | 0.0015151 | 1 | 0 | RASS 2019 | 394.6306 | 2032 | 1 | SWHC044-02
RES-HVAC-FS-32.2 | Res ¦ Ductless Mini Split Heat Pump (SEER 15) - Fuel Sub - Marine ¦ PG&E ¦ Marine | Res ¦ Ductless Mini Split Heat Pump (SEER 15) - Fuel Sub - Marine | PG&E ¦ Marine | PG&E | All | Electric & Gas | Ductless mini-split heat pump (SEER 15, HSPF 8.7) | Efficient | 0 | Conventional | HVAC | Res - Multi Family | Res | ROB Only | 1 | Residential Households | Cap-Tons | 15 | DEER:HVAC_Eff_AC | 348 | 0 | -127 | SWHC044-02 | 1185.23 | 2019 | 0 | 533.17 | 2019 | 0 | -55.19 | SWHC044-02 | Res Ductless HVAC System - Fuel Sub - Marine ¦ PG&E ¦ Marine | Res Ductless HVAC System - Fuel Sub - Marine | 7.9511e-05 | 1 | 0 | RASS 2019 | 0 | 2012 | 1 | SWHC044-02
RES-HVAC-FS-32.3 | Res ¦ Ductless Mini Split Heat Pump (SEER 15) - Fuel Sub - Hot-Dry ¦ PG&E ¦ Hot-Dry | Res ¦ Ductless Mini Split Heat Pump (SEER 15) - Fuel Sub - Hot-Dry | PG&E ¦ Hot-Dry | PG&E | All | Electric & Gas | Ductless mini-split heat pump (SEER 15, HSPF 8.7) | Efficient | 0 | Conventional | HVAC | Res - Single Family | Res | ROB Only | 1 | Residential Households | Cap-Tons | 15 | DEER:HVAC_Eff_AC | 503 | 0 | -103 | SWHC044-02 | 1185.23 | 2019 | 0 | 533.17 | 2019 | 0 | -55.19 | SWHC044-02 | Res Ductless HVAC System - Fuel Sub - Hot-Dry ¦ PG&E ¦ Hot-Dry | Res Ductless HVAC System - Fuel Sub - Hot-Dry | 0.0015151 | 1 | 0 | RASS 2019 | 394.6306 | 2032 | 1 | SWHC044-02
RES-HVAC-FS-32.4 | Res ¦ Ductless Mini Split Heat Pump (SEER 15) - Fuel Sub - Hot-Dry ¦ PG&E ¦ Hot-Dry | Res ¦ Ductless Mini Split Heat Pump (SEER 15) - Fuel Sub - Hot-Dry | PG&E ¦ Hot-Dry | PG&E | All | Electric & Gas | Ductless mini-split heat pump (SEER 15, HSPF 8.7) | Efficient | 0 | Conventional | HVAC | Res - Multi Family | Res | ROB Only | 1 | Residential Households | Cap-Tons | 15 | DEER:HVAC_Eff_AC | 322 | 0 | -118 | SWHC044-02 | 1185.23 | 2019 | 0 | 533.17 | 2019 | 0 | -55.19 | SWHC044-02 | Res Ductless HVAC System - Fuel Sub - Hot-Dry ¦ PG&E ¦ Hot-Dry | Res Ductless HVAC System - Fuel Sub - Hot-Dry | 7.9511e-05 | 1 | 0 | RASS 2019 | 0 | 2012 | 1 | SWHC044-02
RES-HVAC-FS-32.5 | Res ¦ Ductless Mini Split Heat Pump (SEER 15) - Fuel Sub - Cold ¦ PG&E ¦ Cold | Res ¦ Ductless Mini Split Heat Pump (SEER 15) - Fuel Sub - Cold | PG&E ¦ Cold | PG&E | All | Electric & Gas | Ductless mini-split heat pump (SEER 15, HSPF 8.7) | Efficient | 0 | Conventional | HVAC | Res - Single Family | Res | ROB Only | 1 | Residential Households | Cap-Tons | 15 | DEER:HVAC_Eff_AC | 477 | 0 | -70.2 | SWHC044-02 | 1185.23 | 2019 | 0 | 533.17 | 2019 | 0 | -55.19 | SWHC044-02 | Res Ductless HVAC System - Fuel Sub - Cold ¦ PG&E ¦ Cold | Res Ductless HVAC System - Fuel Sub - Cold | 0.0015151 | 1 | 0 | RASS 2019 | 394.6306 | 2032 | 1 | SWHC044-02
RES-HVAC-FS-32.6 | Res ¦ Ductless Mini Split Heat Pump (SEER 15) - Fuel Sub - Cold ¦ PG&E ¦ Cold | Res ¦ Ductless Mini Split Heat Pump (SEER 15) - Fuel Sub - Cold | PG&E ¦ Cold | PG&E | All | Electric & Gas | Ductless mini-split heat pump (SEER 15, HSPF 8.7) | Efficient | 0 | Conventional | HVAC | Res - Multi Family | Res | ROB Only | 1 | Residential Households | Cap-Tons | 15 | DEER:HVAC_Eff_AC | 1070 | 0 | -184 | SWHC044-02 | 1185.23 | 2019 | 0 | 533.17 | 2019 | 0 | -55.19 | SWHC044-02 | Res Ductless HVAC System - Fuel Sub - Cold ¦ PG&E ¦ Cold | Res Ductless HVAC System - Fuel Sub - Cold | 7.9511e-05 | 1 | 0 | RASS 2019 | 0 | 2012 | 1 | SWHC044-02
RES-HVAC-FS-32.7 | Res ¦ Ductless Mini Split Heat Pump (SEER 15) - Fuel Sub - Marine ¦ SCG ¦ Marine | Res ¦ Ductless Mini Split Heat Pump (SEER 15) - Fuel Sub - Marine | SCG ¦ Marine | SCG | All | Electric & Gas | Ductless mini-split heat pump (SEER 15, HSPF 8.7) | Efficient | 0 | Conventional | HVAC | Res - Single Family | Res | ROB Only | 1 | Residential Households | Cap-Tons | 15 | DEER:HVAC_Eff_AC | 82.2 | 0 | -34.5 | SWHC044-02 | 1185.23 | 2019 | 0 | 533.17 | 2019 | 0 | -55.19 | SWHC044-02 | Res Ductless HVAC System - Fuel Sub - Marine ¦ SCG ¦ Marine | Res Ductless HVAC System - Fuel Sub - Marine | 0.0081425 | 1 | 0 | RASS 2019 | 394.6306 | 2032 | 1 | SWHC044-02
RES-HVAC-FS-32.8 | Res ¦ Ductless Mini Split Heat Pump (SEER 15) - Fuel Sub - Marine ¦ SCG ¦ Marine | Res ¦ Ductless Mini Split Heat Pump (SEER 15) - Fuel Sub - Marine | SCG ¦ Marine | SCG | All | Electric & Gas | Ductless mini-split heat pump (SEER 15, HSPF 8.7) | Efficient | 0 | Conventional | HVAC | Res - Multi Family | Res | ROB Only | 1 | Residential Households | Cap-Tons | 15 | DEER:HVAC_Eff_AC | 116 | 0 | -78.7 | SWHC044-02 | 1185.23 | 2019 | 0 | 533.17 | 2019 | 0 | -55.19 | SWHC044-02 | Res Ductless HVAC System - Fuel Sub - Marine ¦ SCG ¦ Marine | Res Ductless HVAC System - Fuel Sub - Marine | 0.0031968 | 1 | 0 | RASS 2019 | 0 | 2012 | 1 | SWHC044-02
RES-HVAC-FS-32.9 | Res ¦ Ductless Mini Split Heat Pump (SEER 15) - Fuel Sub - Hot-Dry ¦ SCG ¦ Hot-Dry | Res ¦ Ductless Mini Split Heat Pump (SEER 15) - Fuel Sub - Hot-Dry | SCG ¦ Hot-Dry | SCG | All | Electric & Gas | Ductless mini-split heat pump (SEER 15, HSPF 8.7) | Efficient | 0 | Conventional | HVAC | Res - Single Family | Res | ROB Only | 1 | Residential Households | Cap-Tons | 15 | DEER:HVAC_Eff_AC | 163 | 0 | -52.3 | SWHC044-02 | 1185.23 | 2019 | 0 | 533.17 | 2019 | 0 | -55.19 | SWHC044-02 | Res Ductless HVAC System - Fuel Sub - Hot-Dry ¦ SCG ¦ Hot-Dry | Res Ductless HVAC System - Fuel Sub - Hot-Dry | 0.0081425 | 1 | 0 | RASS 2019 | 394.6306 | 2032 | 1 | SWHC044-02
RES-HVAC-FS-32.10 | Res ¦ Ductless Mini Split Heat Pump (SEER 15) - Fuel Sub - Hot-Dry ¦ SCG ¦ Hot-Dry | Res ¦ Ductless Mini Split Heat Pump (SEER 15) - Fuel Sub - Hot-Dry | SCG ¦ Hot-Dry | SCG | All | Electric & Gas | Ductless mini-split heat pump (SEER 15, HSPF 8.7) | Efficient | 0 | Conventional | HVAC | Res - Multi Family | Res | ROB Only | 1 | Residential Households | Cap-Tons | 15 | DEER:HVAC_Eff_AC | 198 | 0 | -108 | SWHC044-02 | 1185.23 | 2019 | 0 | 533.17 | 2019 | 0 | -55.19 | SWHC044-02 | Res Ductless HVAC System - Fuel Sub - Hot-Dry ¦ SCG ¦ Hot-Dry | Res Ductless HVAC System - Fuel Sub - Hot-Dry | 0.0031968 | 1 | 0 | RASS 2019 | 0 | 2012 | 1 | SWHC044-02
RES-HVAC-FS-32.11 | Res ¦ Ductless Mini Split Heat Pump (SEER 15) - Fuel Sub - Cold ¦ SCG ¦ Cold | Res ¦ Ductless Mini Split Heat Pump (SEER 15) - Fuel Sub - Cold | SCG ¦ Cold | SCG | All | Electric & Gas | Ductless mini-split heat pump (SEER 15, HSPF 8.7) | Efficient | 0 | Conventional | HVAC | Res - Single Family | Res | ROB Only | 1 | Residential Households | Cap-Tons | 15 | DEER:HVAC_Eff_AC | 477 | 0 | -70.2 | SWHC044-02 | 1185.23 | 2019 | 0 | 533.17 | 2019 | 0 | -55.19 | SWHC044-02 | Res Ductless HVAC System - Fuel Sub - Cold ¦ SCG ¦ Cold | Res Ductless HVAC System - Fuel Sub - Cold | 0.0081425 | 1 | 0 | RASS 2019 | 394.6306 | 2032 | 1 | SWHC044-02
RES-HVAC-FS-32.12 | Res ¦ Ductless Mini Split Heat Pump (SEER 15) - Fuel Sub - Cold ¦ SCG ¦ Cold | Res ¦ Ductless Mini Split Heat Pump (SEER 15) - Fuel Sub - Cold | SCG ¦ Cold | SCG | All | Electric & Gas | Ductless mini-split heat pump (SEER 15, HSPF 8.7) | Efficient | 0 | Conventional | HVAC | Res - Multi Family | Res | ROB Only | 1 | Residential Households | Cap-Tons | 15 | DEER:HVAC_Eff_AC | 1070 | 0 | -184 | SWHC044-02 | 1185.23 | 2019 | 0 | 533.17 | 2019 | 0 | -55.19 | SWHC044-02 | Res Ductless HVAC System - Fuel Sub - Cold ¦ SCG ¦ Cold | Res Ductless HVAC System - Fuel Sub - Cold | 0.0031968 | 1 | 0 | RASS 2019 | 0 | 2012 | 1 | SWHC044-02
RES-HVAC-FS-32.13 | Res ¦ Ductless Mini Split Heat Pump (SEER 15) - Fuel Sub - Marine ¦ SDG&E ¦ Marine | Res ¦ Ductless Mini Split Heat Pump (SEER 15) - Fuel Sub - Marine | SDG&E ¦ Marine | SDG&E | All | Electric & Gas | Ductless mini-split heat pump (SEER 15, HSPF 8.7) | Efficient | 0 | Conventional | HVAC | Res - Single Family | Res | ROB Only | 1 | Residential Households | Cap-Tons | 15 | DEER:HVAC_Eff_AC | 82.2 | 0 | -34.5 | SWHC044-02 | 1185.23 | 2019 | 0 | 533.17 | 2019 | 0 | -55.19 | SWHC044-02 | Res Ductless HVAC System - Fuel Sub - Marine ¦ SDG&E ¦ Marine | Res Ductless HVAC System - Fuel Sub - Marine | 0.0086212 | 1 | 0 | RASS 2019 | 394.6306 | 2032 | 1 | SWHC044-02
RES-HVAC-FS-32.14 | Res ¦ Ductless Mini Split Heat Pump (SEER 15) - Fuel Sub - Marine ¦ SDG&E ¦ Marine | Res ¦ Ductless Mini Split Heat Pump (SEER 15) - Fuel Sub - Marine | SDG&E ¦ Marine | SDG&E | All | Electric & Gas | Ductless mini-split heat pump (SEER 15, HSPF 8.7) | Efficient | 0 | Conventional | HVAC | Res - Multi Family | Res | ROB Only | 1 | Residential Households | Cap-Tons | 15 | DEER:HVAC_Eff_AC | 116 | 0 | -78.7 | SWHC044-02 | 1185.23 | 2019 | 0 | 533.17 | 2019 | 0 | -55.19 | SWHC044-02 | Res Ductless HVAC System - Fuel Sub - Marine ¦ SDG&E ¦ Marine | Res Ductless HVAC System - Fuel Sub - Marine | 0.00061875 | 1 | 0 | RASS 2019 | 0 | 2012 | 1 | SWHC044-02
RES-HVAC-FS-32.15 | Res ¦ Ductless Mini Split Heat Pump (SEER 15) - Fuel Sub - Hot-Dry ¦ SDG&E ¦ Hot-Dry | Res ¦ Ductless Mini Split Heat Pump (SEER 15) - Fuel Sub - Hot-Dry | SDG&E ¦ Hot-Dry | SDG&E | All | Electric & Gas | Ductless mini-split heat pump (SEER 15, HSPF 8.7) | Efficient | 0 | Conventional | HVAC | Res - Single Family | Res | ROB Only | 1 | Residential Households | Cap-Tons | 15 | DEER:HVAC_Eff_AC | 116 | 0 | -46.5 | SWHC044-02 | 1185.23 | 2019 | 0 | 533.17 | 2019 | 0 | -55.19 | SWHC044-02 | Res Ductless HVAC System - Fuel Sub - Hot-Dry ¦ SDG&E ¦ Hot-Dry | Res Ductless HVAC System - Fuel Sub - Hot-Dry | 0.0086212 | 1 | 0 | RASS 2019 | 394.6306 | 2032 | 1 | SWHC044-02
RES-HVAC-FS-32.16 | Res ¦ Ductless Mini Split Heat Pump (SEER 15) - Fuel Sub - Hot-Dry ¦ SDG&E ¦ Hot-Dry | Res ¦ Ductless Mini Split Heat Pump (SEER 15) - Fuel Sub - Hot-Dry | SDG&E ¦ Hot-Dry | SDG&E | All | Electric & Gas | Ductless mini-split heat pump (SEER 15, HSPF 8.7) | Efficient | 0 | Conventional | HVAC | Res - Multi Family | Res | ROB Only | 1 | Residential Households | Cap-Tons | 15 | DEER:HVAC_Eff_AC | 141 | 0 | -93.8 | SWHC044-02 | 1185.23 | 2019 | 0 | 533.17 | 2019 | 0 | -55.19 | SWHC044-02 | Res Ductless HVAC System - Fuel Sub - Hot-Dry ¦ SDG&E ¦ Hot-Dry | Res Ductless HVAC System - Fuel Sub - Hot-Dry | 0.00061875 | 1 | 0 | RASS 2019 | 0 | 2012 | 1 | SWHC044-02
RES-HVAC-FS-33.1 | Res ¦ Ductless Mini Split Heat Pump (SEER 16) - Fuel Sub - Marine ¦ PG&E ¦ Marine | Res ¦ Ductless Mini Split Heat Pump (SEER 16) - Fuel Sub - Marine | PG&E ¦ Marine | PG&E | All | Electric & Gas | Ductless mini-split heat pump (SEER 16, HSPF 9.0) | Efficient | 0 | Conventional | HVAC | Res - Single Family | Res | ROB Only | 1 | Residential Households | Cap-Tons | 15 | DEER:HVAC_Eff_AC | 315 | 0 | -76.7 | SWHC044-02 | 1190.79 | 2019 | 0 | 533.17 | 2019 | 0 | -55.19 | SWHC044-02 | Res Ductless HVAC System - Fuel Sub - Marine ¦ PG&E ¦ Marine | Res Ductless HVAC System - Fuel Sub - Marine | 0.0015151 | 1 | 0 | RASS 2019 | 395.9074 | 2032 | 1 | SWHC044-02
RES-HVAC-FS-33.2 | Res ¦ Ductless Mini Split Heat Pump (SEER 16) - Fuel Sub - Marine ¦ PG&E ¦ Marine | Res ¦ Ductless Mini Split Heat Pump (SEER 16) - Fuel Sub - Marine | PG&E ¦ Marine | PG&E | All | Electric & Gas | Ductless mini-split heat pump (SEER 16, HSPF 9.0) | Efficient | 0 | Conventional | HVAC | Res - Multi Family | Res | ROB Only | 1 | Residential Households | Cap-Tons | 15 | DEER:HVAC_Eff_AC | 335 | 0 | -127 | SWHC044-02 | 1190.79 | 2019 | 0 | 533.17 | 2019 | 0 | -55.19 | SWHC044-02 | Res Ductless HVAC System - Fuel Sub - Marine ¦ PG&E ¦ Marine | Res Ductless HVAC System - Fuel Sub - Marine | 7.9511e-05 | 1 | 0 | RASS 2019 | 0 | 2012 | 1 | SWHC044-02
RES-HVAC-FS-33.3 | Res ¦ Ductless Mini Split Heat Pump (SEER 16) - Fuel Sub - Hot-Dry ¦ PG&E ¦ Hot-Dry | Res ¦ Ductless Mini Split Heat Pump (SEER 16) - Fuel Sub - Hot-Dry | PG&E ¦ Hot-Dry | PG&E | All | Electric & Gas | Ductless mini-split heat pump (SEER 16, HSPF 9.0) | Efficient | 0 | Conventional | HVAC | Res - Single Family | Res | ROB Only | 1 | Residential Households | Cap-Tons | 15 | DEER:HVAC_Eff_AC | 466 | 0 | -103 | SWHC044-02 | 1190.79 | 2019 | 0 | 533.17 | 2019 | 0 | -55.19 | SWHC044-02 | Res Ductless HVAC System - Fuel Sub - Hot-Dry ¦ PG&E ¦ Hot-Dry | Res Ductless HVAC System - Fuel Sub - Hot-Dry | 0.0015151 | 1 | 0 | RASS 2019 | 395.9074 | 2032 | 1 | SWHC044-02
RES-HVAC-FS-33.4 | Res ¦ Ductless Mini Split Heat Pump (SEER 16) - Fuel Sub - Hot-Dry ¦ PG&E ¦ Hot-Dry | Res ¦ Ductless Mini Split Heat Pump (SEER 16) - Fuel Sub - Hot-Dry | PG&E ¦ Hot-Dry | PG&E | All | Electric & Gas | Ductless mini-split heat pump (SEER 16, HSPF 9.0) | Efficient | 0 | Conventional | HVAC | Res - Multi Family | Res | ROB Only | 1 | Residential Households | Cap-Tons | 15 | DEER:HVAC_Eff_AC | 284 | 0 | -118 | SWHC044-02 | 1190.79 | 2019 | 0 | 533.17 | 2019 | 0 | -55.19 | SWHC044-02 | Res Ductless HVAC System - Fuel Sub - Hot-Dry ¦ PG&E ¦ Hot-Dry | Res Ductless HVAC System - Fuel Sub - Hot-Dry | 7.9511e-05 | 1 | 0 | RASS 2019 | 0 | 2012 | 1 | SWHC044-02
RES-HVAC-FS-33.5 | Res ¦ Ductless Mini Split Heat Pump (SEER 16) - Fuel Sub - Cold ¦ PG&E ¦ Cold | Res ¦ Ductless Mini Split Heat Pump (SEER 16) - Fuel Sub - Cold | PG&E ¦ Cold | PG&E | All | Electric & Gas | Ductless mini-split heat pump (SEER 16, HSPF 9.0) | Efficient | 0 | Conventional | HVAC | Res - Single Family | Res | ROB Only | 1 | Residential Households | Cap-Tons | 15 | DEER:HVAC_Eff_AC | 462 | 0 | -70.2 | SWHC044-02 | 1190.79 | 2019 | 0 | 533.17 | 2019 | 0 | -55.19 | SWHC044-02 | Res Ductless HVAC System - Fuel Sub - Cold ¦ PG&E ¦ Cold | Res Ductless HVAC System - Fuel Sub - Cold | 0.0015151 | 1 | 0 | RASS 2019 | 395.9074 | 2032 | 1 | SWHC044-02
RES-HVAC-FS-33.6 | Res ¦ Ductless Mini Split Heat Pump (SEER 16) - Fuel Sub - Cold ¦ PG&E ¦ Cold | Res ¦ Ductless Mini Split Heat Pump (SEER 16) - Fuel Sub - Cold | PG&E ¦ Cold | PG&E | All | Electric & Gas | Ductless mini-split heat pump (SEER 16, HSPF 9.0) | Efficient | 0 | Conventional | HVAC | Res - Multi Family | Res | ROB Only | 1 | Residential Households | Cap-Tons | 15 | DEER:HVAC_Eff_AC | 1030 | 0 | -184 | SWHC044-02 | 1190.79 | 2019 | 0 | 533.17 | 2019 | 0 | -55.19 | SWHC044-02 | Res Ductless HVAC System - Fuel Sub - Cold ¦ PG&E ¦ Cold | Res Ductless HVAC System - Fuel Sub - Cold | 7.9511e-05 | 1 | 0 | RASS 2019 | 0 | 2012 | 1 | SWHC044-02
RES-HVAC-FS-33.7 | Res ¦ Ductless Mini Split Heat Pump (SEER 16) - Fuel Sub - Marine ¦ SCG ¦ Marine | Res ¦ Ductless Mini Split Heat Pump (SEER 16) - Fuel Sub - Marine | SCG ¦ Marine | SCG | All | Electric & Gas | Ductless mini-split heat pump (SEER 16, HSPF 9.0) | Efficient | 0 | Conventional | HVAC | Res - Single Family | Res | ROB Only | 1 | Residential Households | Cap-Tons | 15 | DEER:HVAC_Eff_AC | 68.1 | 0 | -34.5 | SWHC044-02 | 1190.79 | 2019 | 0 | 533.17 | 2019 | 0 | -55.19 | SWHC044-02 | Res Ductless HVAC System - Fuel Sub - Marine ¦ SCG ¦ Marine | Res Ductless HVAC System - Fuel Sub - Marine | 0.0081425 | 1 | 0 | RASS 2019 | 395.9074 | 2032 | 1 | SWHC044-02
RES-HVAC-FS-33.8 | Res ¦ Ductless Mini Split Heat Pump (SEER 16) - Fuel Sub - Marine ¦ SCG ¦ Marine | Res ¦ Ductless Mini Split Heat Pump (SEER 16) - Fuel Sub - Marine | SCG ¦ Marine | SCG | All | Electric & Gas | Ductless mini-split heat pump (SEER 16, HSPF 9.0) | Efficient | 0 | Conventional | HVAC | Res - Multi Family | Res | ROB Only | 1 | Residential Households | Cap-Tons | 15 | DEER:HVAC_Eff_AC | 102 | 0 | -78.7 | SWHC044-02 | 1190.79 | 2019 | 0 | 533.17 | 2019 | 0 | -55.19 | SWHC044-02 | Res Ductless HVAC System - Fuel Sub - Marine ¦ SCG ¦ Marine | Res Ductless HVAC System - Fuel Sub - Marine | 0.0031968 | 1 | 0 | RASS 2019 | 0 | 2012 | 1 | SWHC044-02
RES-HVAC-FS-33.9 | Res ¦ Ductless Mini Split Heat Pump (SEER 16) - Fuel Sub - Hot-Dry ¦ SCG ¦ Hot-Dry | Res ¦ Ductless Mini Split Heat Pump (SEER 16) - Fuel Sub - Hot-Dry | SCG ¦ Hot-Dry | SCG | All | Electric & Gas | Ductless mini-split heat pump (SEER 16, HSPF 9.0) | Efficient | 0 | Conventional | HVAC | Res - Single Family | Res | ROB Only | 1 | Residential Households | Cap-Tons | 15 | DEER:HVAC_Eff_AC | 133 | 0 | -52.3 | SWHC044-02 | 1190.79 | 2019 | 0 | 533.17 | 2019 | 0 | -55.19 | SWHC044-02 | Res Ductless HVAC System - Fuel Sub - Hot-Dry ¦ SCG ¦ Hot-Dry | Res Ductless HVAC System - Fuel Sub - Hot-Dry | 0.0081425 | 1 | 0 | RASS 2019 | 395.9074 | 2032 | 1 | SWHC044-02
RES-HVAC-FS-33.10 | Res ¦ Ductless Mini Split Heat Pump (SEER 16) - Fuel Sub - Hot-Dry ¦ SCG ¦ Hot-Dry | Res ¦ Ductless Mini Split Heat Pump (SEER 16) - Fuel Sub - Hot-Dry | SCG ¦ Hot-Dry | SCG | All | Electric & Gas | Ductless mini-split heat pump (SEER 16, HSPF 9.0) | Efficient | 0 | Conventional | HVAC | Res - Multi Family | Res | ROB Only | 1 | Residential Households | Cap-Tons | 15 | DEER:HVAC_Eff_AC | 162 | 0 | -108 | SWHC044-02 | 1190.79 | 2019 | 0 | 533.17 | 2019 | 0 | -55.19 | SWHC044-02 | Res Ductless HVAC System - Fuel Sub - Hot-Dry ¦ SCG ¦ Hot-Dry | Res Ductless HVAC System - Fuel Sub - Hot-Dry | 0.0031968 | 1 | 0 | RASS 2019 | 0 | 2012 | 1 | SWHC044-02
RES-HVAC-FS-33.11 | Res ¦ Ductless Mini Split Heat Pump (SEER 16) - Fuel Sub - Cold ¦ SCG ¦ Cold | Res ¦ Ductless Mini Split Heat Pump (SEER 16) - Fuel Sub - Cold | SCG ¦ Cold | SCG | All | Electric & Gas | Ductless mini-split heat pump (SEER 16, HSPF 9.0) | Efficient | 0 | Conventional | HVAC | Res - Single Family | Res | ROB Only | 1 | Residential Households | Cap-Tons | 15 | DEER:HVAC_Eff_AC | 462 | 0 | -70.2 | SWHC044-02 | 1190.79 | 2019 | 0 | 533.17 | 2019 | 0 | -55.19 | SWHC044-02 | Res Ductless HVAC System - Fuel Sub - Cold ¦ SCG ¦ Cold | Res Ductless HVAC System - Fuel Sub - Cold | 0.0081425 | 1 | 0 | RASS 2019 | 395.9074 | 2032 | 1 | SWHC044-02
RES-HVAC-FS-33.12 | Res ¦ Ductless Mini Split Heat Pump (SEER 16) - Fuel Sub - Cold ¦ SCG ¦ Cold | Res ¦ Ductless Mini Split Heat Pump (SEER 16) - Fuel Sub - Cold | SCG ¦ Cold | SCG | All | Electric & Gas | Ductless mini-split heat pump (SEER 16, HSPF 9.0) | Efficient | 0 | Conventional | HVAC | Res - Multi Family | Res | ROB Only | 1 | Residential Households | Cap-Tons | 15 | DEER:HVAC_Eff_AC | 1030 | 0 | -184 | SWHC044-02 | 1190.79 | 2019 | 0 | 533.17 | 2019 | 0 | -55.19 | SWHC044-02 | Res Ductless HVAC System - Fuel Sub - Cold ¦ SCG ¦ Cold | Res Ductless HVAC System - Fuel Sub - Cold | 0.0031968 | 1 | 0 | RASS 2019 | 0 | 2012 | 1 | SWHC044-02
RES-HVAC-FS-33.13 | Res ¦ Ductless Mini Split Heat Pump (SEER 16) - Fuel Sub - Marine ¦ SDG&E ¦ Marine | Res ¦ Ductless Mini Split Heat Pump (SEER 16) - Fuel Sub - Marine | SDG&E ¦ Marine | SDG&E | All | Electric & Gas | Ductless mini-split heat pump (SEER 16, HSPF 9.0) | Efficient | 0 | Conventional | HVAC | Res - Single Family | Res | ROB Only | 1 | Residential Households | Cap-Tons | 15 | DEER:HVAC_Eff_AC | 68.1 | 0 | -34.5 | SWHC044-02 | 1190.79 | 2019 | 0 | 533.17 | 2019 | 0 | -55.19 | SWHC044-02 | Res Ductless HVAC System - Fuel Sub - Marine ¦ SDG&E ¦ Marine | Res Ductless HVAC System - Fuel Sub - Marine | 0.0086212 | 1 | 0 | RASS 2019 | 395.9074 | 2032 | 1 | SWHC044-02
RES-HVAC-FS-33.14 | Res ¦ Ductless Mini Split Heat Pump (SEER 16) - Fuel Sub - Marine ¦ SDG&E ¦ Marine | Res ¦ Ductless Mini Split Heat Pump (SEER 16) - Fuel Sub - Marine | SDG&E ¦ Marine | SDG&E | All | Electric & Gas | Ductless mini-split heat pump (SEER 16, HSPF 9.0) | Efficient | 0 | Conventional | HVAC | Res - Multi Family | Res | ROB Only | 1 | Residential Households | Cap-Tons | 15 | DEER:HVAC_Eff_AC | 102 | 0 | -78.7 | SWHC044-02 | 1190.79 | 2019 | 0 | 533.17 | 2019 | 0 | -55.19 | SWHC044-02 | Res Ductless HVAC System - Fuel Sub - Marine ¦ SDG&E ¦ Marine | Res Ductless HVAC System - Fuel Sub - Marine | 0.00061875 | 1 | 0 | RASS 2019 | 0 | 2012 | 1 | SWHC044-02
RES-HVAC-FS-33.15 | Res ¦ Ductless Mini Split Heat Pump (SEER 16) - Fuel Sub - Hot-Dry ¦ SDG&E ¦ Hot-Dry | Res ¦ Ductless Mini Split Heat Pump (SEER 16) - Fuel Sub - Hot-Dry | SDG&E ¦ Hot-Dry | SDG&E | All | Electric & Gas | Ductless mini-split heat pump (SEER 16, HSPF 9.0) | Efficient | 0 | Conventional | HVAC | Res - Single Family | Res | ROB Only | 1 | Residential Households | Cap-Tons | 15 | DEER:HVAC_Eff_AC | 95 | 0 | -46.5 | SWHC044-02 | 1190.79 | 2019 | 0 | 533.17 | 2019 | 0 | -55.19 | SWHC044-02 | Res Ductless HVAC System - Fuel Sub - Hot-Dry ¦ SDG&E ¦ Hot-Dry | Res Ductless HVAC System - Fuel Sub - Hot-Dry | 0.0086212 | 1 | 0 | RASS 2019 | 395.9074 | 2032 | 1 | SWHC044-02
RES-HVAC-FS-33.16 | Res ¦ Ductless Mini Split Heat Pump (SEER 16) - Fuel Sub - Hot-Dry ¦ SDG&E ¦ Hot-Dry | Res ¦ Ductless Mini Split Heat Pump (SEER 16) - Fuel Sub - Hot-Dry | SDG&E ¦ Hot-Dry | SDG&E | All | Electric & Gas | Ductless mini-split heat pump (SEER 16, HSPF 9.0) | Efficient | 0 | Conventional | HVAC | Res - Multi Family | Res | ROB Only | 1 | Residential Households | Cap-Tons | 15 | DEER:HVAC_Eff_AC | 117 | 0 | -93.8 | SWHC044-02 | 1190.79 | 2019 | 0 | 533.17 | 2019 | 0 | -55.19 | SWHC044-02 | Res Ductless HVAC System - Fuel Sub - Hot-Dry ¦ SDG&E ¦ Hot-Dry | Res Ductless HVAC System - Fuel Sub - Hot-Dry | 0.00061875 | 1 | 0 | RASS 2019 | 0 | 2012 | 1 | SWHC044-02
RES-HVAC-FS-34.1 | Res ¦ Ductless Mini Split Heat Pump (SEER 17) - Fuel Sub - Marine ¦ PG&E ¦ Marine | Res ¦ Ductless Mini Split Heat Pump (SEER 17) - Fuel Sub - Marine | PG&E ¦ Marine | PG&E | All | Electric & Gas | Ductless mini-split heat pump (SEER 17, HSPF 9.4) | Efficient | 0 | Conventional | HVAC | Res - Single Family | Res | ROB Only | 1 | Residential Households | Cap-Tons | 15 | DEER:HVAC_Eff_AC | 300 | 0 | -76.7 | SWHC044-02 | 1269.88 | 2019 | 0 | 533.17 | 2019 | 0 | -55.19 | SWHC044-02 | Res Ductless HVAC System - Fuel Sub - Marine ¦ PG&E ¦ Marine | Res Ductless HVAC System - Fuel Sub - Marine | 0.0015151 | 1 | 0 | RASS 2019 | 414.0704 | 2032 | 1 | SWHC044-02
RES-HVAC-FS-34.2 | Res ¦ Ductless Mini Split Heat Pump (SEER 17) - Fuel Sub - Marine ¦ PG&E ¦ Marine | Res ¦ Ductless Mini Split Heat Pump (SEER 17) - Fuel Sub - Marine | PG&E ¦ Marine | PG&E | All | Electric & Gas | Ductless mini-split heat pump (SEER 17, HSPF 9.4) | Efficient | 0 | Conventional | HVAC | Res - Multi Family | Res | ROB Only | 1 | Residential Households | Cap-Tons | 15 | DEER:HVAC_Eff_AC | 320 | 0 | -127 | SWHC044-02 | 1269.88 | 2019 | 0 | 533.17 | 2019 | 0 | -55.19 | SWHC044-02 | Res Ductless HVAC System - Fuel Sub - Marine ¦ PG&E ¦ Marine | Res Ductless HVAC System - Fuel Sub - Marine | 7.9511e-05 | 1 | 0 | RASS 2019 | 0 | 2012 | 1 | SWHC044-02
RES-HVAC-FS-34.3 | Res ¦ Ductless Mini Split Heat Pump (SEER 17) - Fuel Sub - Hot-Dry ¦ PG&E ¦ Hot-Dry | Res ¦ Ductless Mini Split Heat Pump (SEER 17) - Fuel Sub - Hot-Dry | PG&E ¦ Hot-Dry | PG&E | All | Electric & Gas | Ductless mini-split heat pump (SEER 17, HSPF 9.4) | Efficient | 0 | Conventional | HVAC | Res - Single Family | Res | ROB Only | 1 | Residential Households | Cap-Tons | 15 | DEER:HVAC_Eff_AC | 428 | 0 | -103 | SWHC044-02 | 1269.88 | 2019 | 0 | 533.17 | 2019 | 0 | -55.19 | SWHC044-02 | Res Ductless HVAC System - Fuel Sub - Hot-Dry ¦ PG&E ¦ Hot-Dry | Res Ductless HVAC System - Fuel Sub - Hot-Dry | 0.0015151 | 1 | 0 | RASS 2019 | 414.0704 | 2032 | 1 | SWHC044-02
RES-HVAC-FS-34.4 | Res ¦ Ductless Mini Split Heat Pump (SEER 17) - Fuel Sub - Hot-Dry ¦ PG&E ¦ Hot-Dry | Res ¦ Ductless Mini Split Heat Pump (SEER 17) - Fuel Sub - Hot-Dry | PG&E ¦ Hot-Dry | PG&E | All | Electric & Gas | Ductless mini-split heat pump (SEER 17, HSPF 9.4) | Efficient | 0 | Conventional | HVAC | Res - Multi Family | Res | ROB Only | 1 | Residential Households | Cap-Tons | 15 | DEER:HVAC_Eff_AC | 247 | 0 | -118 | SWHC044-02 | 1269.88 | 2019 | 0 | 533.17 | 2019 | 0 | -55.19 | SWHC044-02 | Res Ductless HVAC System - Fuel Sub - Hot-Dry ¦ PG&E ¦ Hot-Dry | Res Ductless HVAC System - Fuel Sub - Hot-Dry | 7.9511e-05 | 1 | 0 | RASS 2019 | 0 | 2012 | 1 | SWHC044-02
RES-HVAC-FS-34.5 | Res ¦ Ductless Mini Split Heat Pump (SEER 17) - Fuel Sub - Cold ¦ PG&E ¦ Cold | Res ¦ Ductless Mini Split Heat Pump (SEER 17) - Fuel Sub - Cold | PG&E ¦ Cold | PG&E | All | Electric & Gas | Ductless mini-split heat pump (SEER 17, HSPF 9.4) | Efficient | 0 | Conventional | HVAC | Res - Single Family | Res | ROB Only | 1 | Residential Households | Cap-Tons | 15 | DEER:HVAC_Eff_AC | 446 | 0 | -70.2 | SWHC044-02 | 1269.88 | 2019 | 0 | 533.17 | 2019 | 0 | -55.19 | SWHC044-02 | Res Ductless HVAC System - Fuel Sub - Cold ¦ PG&E ¦ Cold | Res Ductless HVAC System - Fuel Sub - Cold | 0.0015151 | 1 | 0 | RASS 2019 | 414.0704 | 2032 | 1 | SWHC044-02
RES-HVAC-FS-34.6 | Res ¦ Ductless Mini Split Heat Pump (SEER 17) - Fuel Sub - Cold ¦ PG&E ¦ Cold | Res ¦ Ductless Mini Split Heat Pump (SEER 17) - Fuel Sub - Cold | PG&E ¦ Cold | PG&E | All | Electric & Gas | Ductless mini-split heat pump (SEER 17, HSPF 9.4) | Efficient | 0 | Conventional | HVAC | Res - Multi Family | Res | ROB Only | 1 | Residential Households | Cap-Tons | 15 | DEER:HVAC_Eff_AC | 978 | 0 | -184 | SWHC044-02 | 1269.88 | 2019 | 0 | 533.17 | 2019 | 0 | -55.19 | SWHC044-02 | Res Ductless HVAC System - Fuel Sub - Cold ¦ PG&E ¦ Cold | Res Ductless HVAC System - Fuel Sub - Cold | 7.9511e-05 | 1 | 0 | RASS 2019 | 0 | 2012 | 1 | SWHC044-02
RES-HVAC-FS-34.7 | Res ¦ Ductless Mini Split Heat Pump (SEER 17) - Fuel Sub - Marine ¦ SCG ¦ Marine | Res ¦ Ductless Mini Split Heat Pump (SEER 17) - Fuel Sub - Marine | SCG ¦ Marine | SCG | All | Electric & Gas | Ductless mini-split heat pump (SEER 17, HSPF 9.4) | Efficient | 0 | Conventional | HVAC | Res - Single Family | Res | ROB Only | 1 | Residential Households | Cap-Tons | 15 | DEER:HVAC_Eff_AC | 54.6 | 0 | -34.5 | SWHC044-02 | 1269.88 | 2019 | 0 | 533.17 | 2019 | 0 | -55.19 | SWHC044-02 | Res Ductless HVAC System - Fuel Sub - Marine ¦ SCG ¦ Marine | Res Ductless HVAC System - Fuel Sub - Marine | 0.0081425 | 1 | 0 | RASS 2019 | 414.0704 | 2032 | 1 | SWHC044-02
RES-HVAC-FS-34.8 | Res ¦ Ductless Mini Split Heat Pump (SEER 17) - Fuel Sub - Marine ¦ SCG ¦ Marine | Res ¦ Ductless Mini Split Heat Pump (SEER 17) - Fuel Sub - Marine | SCG ¦ Marine | SCG | All | Electric & Gas | Ductless mini-split heat pump (SEER 17, HSPF 9.4) | Efficient | 0 | Conventional | HVAC | Res - Multi Family | Res | ROB Only | 1 | Residential Households | Cap-Tons | 15 | DEER:HVAC_Eff_AC | 88.2 | 0 | -78.7 | SWHC044-02 | 1269.88 | 2019 | 0 | 533.17 | 2019 | 0 | -55.19 | SWHC044-02 | Res Ductless HVAC System - Fuel Sub - Marine ¦ SCG ¦ Marine | Res Ductless HVAC System - Fuel Sub - Marine | 0.0031968 | 1 | 0 | RASS 2019 | 0 | 2012 | 1 | SWHC044-02
RES-HVAC-FS-34.9 | Res ¦ Ductless Mini Split Heat Pump (SEER 17) - Fuel Sub - Hot-Dry ¦ SCG ¦ Hot-Dry | Res ¦ Ductless Mini Split Heat Pump (SEER 17) - Fuel Sub - Hot-Dry | SCG ¦ Hot-Dry | SCG | All | Electric & Gas | Ductless mini-split heat pump (SEER 17, HSPF 9.4) | Efficient | 0 | Conventional | HVAC | Res - Single Family | Res | ROB Only | 1 | Residential Households | Cap-Tons | 15 | DEER:HVAC_Eff_AC | 105 | 0 | -52.3 | SWHC044-02 | 1269.88 | 2019 | 0 | 533.17 | 2019 | 0 | -55.19 | SWHC044-02 | Res Ductless HVAC System - Fuel Sub - Hot-Dry ¦ SCG ¦ Hot-Dry | Res Ductless HVAC System - Fuel Sub - Hot-Dry | 0.0081425 | 1 | 0 | RASS 2019 | 414.0704 | 2032 | 1 | SWHC044-02
RES-HVAC-FS-34.10 | Res ¦ Ductless Mini Split Heat Pump (SEER 17) - Fuel Sub - Hot-Dry ¦ SCG ¦ Hot-Dry | Res ¦ Ductless Mini Split Heat Pump (SEER 17) - Fuel Sub - Hot-Dry | SCG ¦ Hot-Dry | SCG | All | Electric & Gas | Ductless mini-split heat pump (SEER 17, HSPF 9.4) | Efficient | 0 | Conventional | HVAC | Res - Multi Family | Res | ROB Only | 1 | Residential Households | Cap-Tons | 15 | DEER:HVAC_Eff_AC | 128 | 0 | -108 | SWHC044-02 | 1269.88 | 2019 | 0 | 533.17 | 2019 | 0 | -55.19 | SWHC044-02 | Res Ductless HVAC System - Fuel Sub - Hot-Dry ¦ SCG ¦ Hot-Dry | Res Ductless HVAC System - Fuel Sub - Hot-Dry | 0.0031968 | 1 | 0 | RASS 2019 | 0 | 2012 | 1 | SWHC044-02
RES-HVAC-FS-34.11 | Res ¦ Ductless Mini Split Heat Pump (SEER 17) - Fuel Sub - Cold ¦ SCG ¦ Cold | Res ¦ Ductless Mini Split Heat Pump (SEER 17) - Fuel Sub - Cold | SCG ¦ Cold | SCG | All | Electric & Gas | Ductless mini-split heat pump (SEER 17, HSPF 9.4) | Efficient | 0 | Conventional | HVAC | Res - Single Family | Res | ROB Only | 1 | Residential Households | Cap-Tons | 15 | DEER:HVAC_Eff_AC | 446 | 0 | -70.2 | SWHC044-02 | 1269.88 | 2019 | 0 | 533.17 | 2019 | 0 | -55.19 | SWHC044-02 | Res Ductless HVAC System - Fuel Sub - Cold ¦ SCG ¦ Cold | Res Ductless HVAC System - Fuel Sub - Cold | 0.0081425 | 1 | 0 | RASS 2019 | 414.0704 | 2032 | 1 | SWHC044-02
RES-HVAC-FS-34.12 | Res ¦ Ductless Mini Split Heat Pump (SEER 17) - Fuel Sub - Cold ¦ SCG ¦ Cold | Res ¦ Ductless Mini Split Heat Pump (SEER 17) - Fuel Sub - Cold | SCG ¦ Cold | SCG | All | Electric & Gas | Ductless mini-split heat pump (SEER 17, HSPF 9.4) | Efficient | 0 | Conventional | HVAC | Res - Multi Family | Res | ROB Only | 1 | Residential Households | Cap-Tons | 15 | DEER:HVAC_Eff_AC | 978 | 0 | -184 | SWHC044-02 | 1269.88 | 2019 | 0 | 533.17 | 2019 | 0 | -55.19 | SWHC044-02 | Res Ductless HVAC System - Fuel Sub - Cold ¦ SCG ¦ Cold | Res Ductless HVAC System - Fuel Sub - Cold | 0.0031968 | 1 | 0 | RASS 2019 | 0 | 2012 | 1 | SWHC044-02
RES-HVAC-FS-34.13 | Res ¦ Ductless Mini Split Heat Pump (SEER 17) - Fuel Sub - Marine ¦ SDG&E ¦ Marine | Res ¦ Ductless Mini Split Heat Pump (SEER 17) - Fuel Sub - Marine | SDG&E ¦ Marine | SDG&E | All | Electric & Gas | Ductless mini-split heat pump (SEER 17, HSPF 9.4) | Efficient | 0 | Conventional | HVAC | Res - Single Family | Res | ROB Only | 1 | Residential Households | Cap-Tons | 15 | DEER:HVAC_Eff_AC | 54.6 | 0 | -34.5 | SWHC044-02 | 1269.88 | 2019 | 0 | 533.17 | 2019 | 0 | -55.19 | SWHC044-02 | Res Ductless HVAC System - Fuel Sub - Marine ¦ SDG&E ¦ Marine | Res Ductless HVAC System - Fuel Sub - Marine | 0.0086212 | 1 | 0 | RASS 2019 | 414.0704 | 2032 | 1 | SWHC044-02
RES-HVAC-FS-34.14 | Res ¦ Ductless Mini Split Heat Pump (SEER 17) - Fuel Sub - Marine ¦ SDG&E ¦ Marine | Res ¦ Ductless Mini Split Heat Pump (SEER 17) - Fuel Sub - Marine | SDG&E ¦ Marine | SDG&E | All | Electric & Gas | Ductless mini-split heat pump (SEER 17, HSPF 9.4) | Efficient | 0 | Conventional | HVAC | Res - Multi Family | Res | ROB Only | 1 | Residential Households | Cap-Tons | 15 | DEER:HVAC_Eff_AC | 88.2 | 0 | -78.7 | SWHC044-02 | 1269.88 | 2019 | 0 | 533.17 | 2019 | 0 | -55.19 | SWHC044-02 | Res Ductless HVAC System - Fuel Sub - Marine ¦ SDG&E ¦ Marine | Res Ductless HVAC System - Fuel Sub - Marine | 0.00061875 | 1 | 0 | RASS 2019 | 0 | 2012 | 1 | SWHC044-02
RES-HVAC-FS-34.15 | Res ¦ Ductless Mini Split Heat Pump (SEER 17) - Fuel Sub - Hot-Dry ¦ SDG&E ¦ Hot-Dry | Res ¦ Ductless Mini Split Heat Pump (SEER 17) - Fuel Sub - Hot-Dry | SDG&E ¦ Hot-Dry | SDG&E | All | Electric & Gas | Ductless mini-split heat pump (SEER 17, HSPF 9.4) | Efficient | 0 | Conventional | HVAC | Res - Single Family | Res | ROB Only | 1 | Residential Households | Cap-Tons | 15 | DEER:HVAC_Eff_AC | 75.3 | 0 | -46.5 | SWHC044-02 | 1269.88 | 2019 | 0 | 533.17 | 2019 | 0 | -55.19 | SWHC044-02 | Res Ductless HVAC System - Fuel Sub - Hot-Dry ¦ SDG&E ¦ Hot-Dry | Res Ductless HVAC System - Fuel Sub - Hot-Dry | 0.0086212 | 1 | 0 | RASS 2019 | 414.0704 | 2032 | 1 | SWHC044-02
RES-HVAC-FS-34.16 | Res ¦ Ductless Mini Split Heat Pump (SEER 17) - Fuel Sub - Hot-Dry ¦ SDG&E ¦ Hot-Dry | Res ¦ Ductless Mini Split Heat Pump (SEER 17) - Fuel Sub - Hot-Dry | SDG&E ¦ Hot-Dry | SDG&E | All | Electric & Gas | Ductless mini-split heat pump (SEER 17, HSPF 9.4) | Efficient | 0 | Conventional | HVAC | Res - Multi Family | Res | ROB Only | 1 | Residential Households | Cap-Tons | 15 | DEER:HVAC_Eff_AC | 93.8 | 0 | -93.8 | SWHC044-02 | 1269.88 | 2019 | 0 | 533.17 | 2019 | 0 | -55.19 | SWHC044-02 | Res Ductless HVAC System - Fuel Sub - Hot-Dry ¦ SDG&E ¦ Hot-Dry | Res Ductless HVAC System - Fuel Sub - Hot-Dry | 0.00061875 | 1 | 0 | RASS 2019 | 0 | 2012 | 1 | SWHC044-02
RES-HVAC-FS-35.1 | Res ¦ Ductless Mini Split Heat Pump (SEER 18) - Fuel Sub - Marine ¦ PG&E ¦ Marine | Res ¦ Ductless Mini Split Heat Pump (SEER 18) - Fuel Sub - Marine | PG&E ¦ Marine | PG&E | All | Electric & Gas | Ductless mini-split heat pump (SEER 18, HSPF 9.7) | Efficient | 0 | Conventional | HVAC | Res - Single Family | Res | ROB Only | 1 | Residential Households | Cap-Tons | 15 | DEER:HVAC_Eff_AC | 289 | 0 | -76.7 | SWHC044-02 | 1324.65 | 2019 | 0 | 533.17 | 2019 | 0 | -55.19 | SWHC044-02 | Res Ductless HVAC System - Fuel Sub - Marine ¦ PG&E ¦ Marine | Res Ductless HVAC System - Fuel Sub - Marine | 0.0015151 | 1 | 0 | RASS 2019 | 426.6484 | 2032 | 1 | SWHC044-02
RES-HVAC-FS-35.2 | Res ¦ Ductless Mini Split Heat Pump (SEER 18) - Fuel Sub - Marine ¦ PG&E ¦ Marine | Res ¦ Ductless Mini Split Heat Pump (SEER 18) - Fuel Sub - Marine | PG&E ¦ Marine | PG&E | All | Electric & Gas | Ductless mini-split heat pump (SEER 18, HSPF 9.7) | Efficient | 0 | Conventional | HVAC | Res - Multi Family | Res | ROB Only | 1 | Residential Households | Cap-Tons | 15 | DEER:HVAC_Eff_AC | 309 | 0 | -127 | SWHC044-02 | 1324.65 | 2019 | 0 | 533.17 | 2019 | 0 | -55.19 | SWHC044-02 | Res Ductless HVAC System - Fuel Sub - Marine ¦ PG&E ¦ Marine | Res Ductless HVAC System - Fuel Sub - Marine | 7.9511e-05 | 1 | 0 | RASS 2019 | 0 | 2012 | 1 | SWHC044-02
RES-HVAC-FS-35.3 | Res ¦ Ductless Mini Split Heat Pump (SEER 18) - Fuel Sub - Hot-Dry ¦ PG&E ¦ Hot-Dry | Res ¦ Ductless Mini Split Heat Pump (SEER 18) - Fuel Sub - Hot-Dry | PG&E ¦ Hot-Dry | PG&E | All | Electric & Gas | Ductless mini-split heat pump (SEER 18, HSPF 9.7) | Efficient | 0 | Conventional | HVAC | Res - Single Family | Res | ROB Only | 1 | Residential Households | Cap-Tons | 15 | DEER:HVAC_Eff_AC | 399 | 0 | -103 | SWHC044-02 | 1324.65 | 2019 | 0 | 533.17 | 2019 | 0 | -55.19 | SWHC044-02 | Res Ductless HVAC System - Fuel Sub - Hot-Dry ¦ PG&E ¦ Hot-Dry | Res Ductless HVAC System - Fuel Sub - Hot-Dry | 0.0015151 | 1 | 0 | RASS 2019 | 426.6484 | 2032 | 1 | SWHC044-02
RES-HVAC-FS-35.4 | Res ¦ Ductless Mini Split Heat Pump (SEER 18) - Fuel Sub - Hot-Dry ¦ PG&E ¦ Hot-Dry | Res ¦ Ductless Mini Split Heat Pump (SEER 18) - Fuel Sub - Hot-Dry | PG&E ¦ Hot-Dry | PG&E | All | Electric & Gas | Ductless mini-split heat pump (SEER 18, HSPF 9.7) | Efficient | 0 | Conventional | HVAC | Res - Multi Family | Res | ROB Only | 1 | Residential Households | Cap-Tons | 15 | DEER:HVAC_Eff_AC | 216 | 0 | -118 | SWHC044-02 | 1324.65 | 2019 | 0 | 533.17 | 2019 | 0 | -55.19 | SWHC044-02 | Res Ductless HVAC System - Fuel Sub - Hot-Dry ¦ PG&E ¦ Hot-Dry | Res Ductless HVAC System - Fuel Sub - Hot-Dry | 7.9511e-05 | 1 | 0 | RASS 2019 | 0 | 2012 | 1 | SWHC044-02
RES-HVAC-FS-35.5 | Res ¦ Ductless Mini Split Heat Pump (SEER 18) - Fuel Sub - Cold ¦ PG&E ¦ Cold | Res ¦ Ductless Mini Split Heat Pump (SEER 18) - Fuel Sub - Cold | PG&E ¦ Cold | PG&E | All | Electric & Gas | Ductless mini-split heat pump (SEER 18, HSPF 9.7) | Efficient | 0 | Conventional | HVAC | Res - Single Family | Res | ROB Only | 1 | Residential Households | Cap-Tons | 15 | DEER:HVAC_Eff_AC | 435 | 0 | -70.2 | SWHC044-02 | 1324.65 | 2019 | 0 | 533.17 | 2019 | 0 | -55.19 | SWHC044-02 | Res Ductless HVAC System - Fuel Sub - Cold ¦ PG&E ¦ Cold | Res Ductless HVAC System - Fuel Sub - Cold | 0.0015151 | 1 | 0 | RASS 2019 | 426.6484 | 2032 | 1 | SWHC044-02
RES-HVAC-FS-35.6 | Res ¦ Ductless Mini Split Heat Pump (SEER 18) - Fuel Sub - Cold ¦ PG&E ¦ Cold | Res ¦ Ductless Mini Split Heat Pump (SEER 18) - Fuel Sub - Cold | PG&E ¦ Cold | PG&E | All | Electric & Gas | Ductless mini-split heat pump (SEER 18, HSPF 9.7) | Efficient | 0 | Conventional | HVAC | Res - Multi Family | Res | ROB Only | 1 | Residential Households | Cap-Tons | 15 | DEER:HVAC_Eff_AC | 940 | 0 | -184 | SWHC044-02 | 1324.65 | 2019 | 0 | 533.17 | 2019 | 0 | -55.19 | SWHC044-02 | Res Ductless HVAC System - Fuel Sub - Cold ¦ PG&E ¦ Cold | Res Ductless HVAC System - Fuel Sub - Cold | 7.9511e-05 | 1 | 0 | RASS 2019 | 0 | 2012 | 1 | SWHC044-02
RES-HVAC-FS-35.7 | Res ¦ Ductless Mini Split Heat Pump (SEER 18) - Fuel Sub - Marine ¦ SCG ¦ Marine | Res ¦ Ductless Mini Split Heat Pump (SEER 18) - Fuel Sub - Marine | SCG ¦ Marine | SCG | All | Electric & Gas | Ductless mini-split heat pump (SEER 18, HSPF 9.7) | Efficient | 0 | Conventional | HVAC | Res - Single Family | Res | ROB Only | 1 | Residential Households | Cap-Tons | 15 | DEER:HVAC_Eff_AC | 43.4 | 0 | -34.5 | SWHC044-02 | 1324.65 | 2019 | 0 | 533.17 | 2019 | 0 | -55.19 | SWHC044-02 | Res Ductless HVAC System - Fuel Sub - Marine ¦ SCG ¦ Marine | Res Ductless HVAC System - Fuel Sub - Marine | 0.0081425 | 1 | 0 | RASS 2019 | 426.6484 | 2032 | 1 | SWHC044-02
RES-HVAC-FS-35.8 | Res ¦ Ductless Mini Split Heat Pump (SEER 18) - Fuel Sub - Marine ¦ SCG ¦ Marine | Res ¦ Ductless Mini Split Heat Pump (SEER 18) - Fuel Sub - Marine | SCG ¦ Marine | SCG | All | Electric & Gas | Ductless mini-split heat pump (SEER 18, HSPF 9.7) | Efficient | 0 | Conventional | HVAC | Res - Multi Family | Res | ROB Only | 1 | Residential Households | Cap-Tons | 15 | DEER:HVAC_Eff_AC | 77.1 | 0 | -78.7 | SWHC044-02 | 1324.65 | 2019 | 0 | 533.17 | 2019 | 0 | -55.19 | SWHC044-02 | Res Ductless HVAC System - Fuel Sub - Marine ¦ SCG ¦ Marine | Res Ductless HVAC System - Fuel Sub - Marine | 0.0031968 | 1 | 0 | RASS 2019 | 0 | 2012 | 1 | SWHC044-02
RES-HVAC-FS-35.9 | Res ¦ Ductless Mini Split Heat Pump (SEER 18) - Fuel Sub - Hot-Dry ¦ SCG ¦ Hot-Dry | Res ¦ Ductless Mini Split Heat Pump (SEER 18) - Fuel Sub - Hot-Dry | SCG ¦ Hot-Dry | SCG | All | Electric & Gas | Ductless mini-split heat pump (SEER 18, HSPF 9.7) | Efficient | 0 | Conventional | HVAC | Res - Single Family | Res | ROB Only | 1 | Residential Households | Cap-Tons | 15 | DEER:HVAC_Eff_AC | 81.5 | 0 | -52.3 | SWHC044-02 | 1324.65 | 2019 | 0 | 533.17 | 2019 | 0 | -55.19 | SWHC044-02 | Res Ductless HVAC System - Fuel Sub - Hot-Dry ¦ SCG ¦ Hot-Dry | Res Ductless HVAC System - Fuel Sub - Hot-Dry | 0.0081425 | 1 | 0 | RASS 2019 | 426.6484 | 2032 | 1 | SWHC044-02
RES-HVAC-FS-35.10 | Res ¦ Ductless Mini Split Heat Pump (SEER 18) - Fuel Sub - Hot-Dry ¦ SCG ¦ Hot-Dry | Res ¦ Ductless Mini Split Heat Pump (SEER 18) - Fuel Sub - Hot-Dry | SCG ¦ Hot-Dry | SCG | All | Electric & Gas | Ductless mini-split heat pump (SEER 18, HSPF 9.7) | Efficient | 0 | Conventional | HVAC | Res - Multi Family | Res | ROB Only | 1 | Residential Households | Cap-Tons | 15 | DEER:HVAC_Eff_AC | 100 | 0 | -108 | SWHC044-02 | 1324.65 | 2019 | 0 | 533.17 | 2019 | 0 | -55.19 | SWHC044-02 | Res Ductless HVAC System - Fuel Sub - Hot-Dry ¦ SCG ¦ Hot-Dry | Res Ductless HVAC System - Fuel Sub - Hot-Dry | 0.0031968 | 1 | 0 | RASS 2019 | 0 | 2012 | 1 | SWHC044-02
RES-HVAC-FS-35.11 | Res ¦ Ductless Mini Split Heat Pump (SEER 18) - Fuel Sub - Cold ¦ SCG ¦ Cold | Res ¦ Ductless Mini Split Heat Pump (SEER 18) - Fuel Sub - Cold | SCG ¦ Cold | SCG | All | Electric & Gas | Ductless mini-split heat pump (SEER 18, HSPF 9.7) | Efficient | 0 | Conventional | HVAC | Res - Single Family | Res | ROB Only | 1 | Residential Households | Cap-Tons | 15 | DEER:HVAC_Eff_AC | 435 | 0 | -70.2 | SWHC044-02 | 1324.65 | 2019 | 0 | 533.17 | 2019 | 0 | -55.19 | SWHC044-02 | Res Ductless HVAC System - Fuel Sub - Cold ¦ SCG ¦ Cold | Res Ductless HVAC System - Fuel Sub - Cold | 0.0081425 | 1 | 0 | RASS 2019 | 426.6484 | 2032 | 1 | SWHC044-02
RES-HVAC-FS-35.12 | Res ¦ Ductless Mini Split Heat Pump (SEER 18) - Fuel Sub - Cold ¦ SCG ¦ Cold | Res ¦ Ductless Mini Split Heat Pump (SEER 18) - Fuel Sub - Cold | SCG ¦ Cold | SCG | All | Electric & Gas | Ductless mini-split heat pump (SEER 18, HSPF 9.7) | Efficient | 0 | Conventional | HVAC | Res - Multi Family | Res | ROB Only | 1 | Residential Households | Cap-Tons | 15 | DEER:HVAC_Eff_AC | 940 | 0 | -184 | SWHC044-02 | 1324.65 | 2019 | 0 | 533.17 | 2019 | 0 | -55.19 | SWHC044-02 | Res Ductless HVAC System - Fuel Sub - Cold ¦ SCG ¦ Cold | Res Ductless HVAC System - Fuel Sub - Cold | 0.0031968 | 1 | 0 | RASS 2019 | 0 | 2012 | 1 | SWHC044-02
RES-HVAC-FS-35.13 | Res ¦ Ductless Mini Split Heat Pump (SEER 18) - Fuel Sub - Marine ¦ SDG&E ¦ Marine | Res ¦ Ductless Mini Split Heat Pump (SEER 18) - Fuel Sub - Marine | SDG&E ¦ Marine | SDG&E | All | Electric & Gas | Ductless mini-split heat pump (SEER 18, HSPF 9.7) | Efficient | 0 | Conventional | HVAC | Res - Single Family | Res | ROB Only | 1 | Residential Households | Cap-Tons | 15 | DEER:HVAC_Eff_AC | 43.4 | 0 | -34.5 | SWHC044-02 | 1324.65 | 2019 | 0 | 533.17 | 2019 | 0 | -55.19 | SWHC044-02 | Res Ductless HVAC System - Fuel Sub - Marine ¦ SDG&E ¦ Marine | Res Ductless HVAC System - Fuel Sub - Marine | 0.0086212 | 1 | 0 | RASS 2019 | 426.6484 | 2032 | 1 | SWHC044-02
RES-HVAC-FS-35.14 | Res ¦ Ductless Mini Split Heat Pump (SEER 18) - Fuel Sub - Marine ¦ SDG&E ¦ Marine | Res ¦ Ductless Mini Split Heat Pump (SEER 18) - Fuel Sub - Marine | SDG&E ¦ Marine | SDG&E | All | Electric & Gas | Ductless mini-split heat pump (SEER 18, HSPF 9.7) | Efficient | 0 | Conventional | HVAC | Res - Multi Family | Res | ROB Only | 1 | Residential Households | Cap-Tons | 15 | DEER:HVAC_Eff_AC | 77.1 | 0 | -78.7 | SWHC044-02 | 1324.65 | 2019 | 0 | 533.17 | 2019 | 0 | -55.19 | SWHC044-02 | Res Ductless HVAC System - Fuel Sub - Marine ¦ SDG&E ¦ Marine | Res Ductless HVAC System - Fuel Sub - Marine | 0.00061875 | 1 | 0 | RASS 2019 | 0 | 2012 | 1 | SWHC044-02
RES-HVAC-FS-35.15 | Res ¦ Ductless Mini Split Heat Pump (SEER 18) - Fuel Sub - Hot-Dry ¦ SDG&E ¦ Hot-Dry | Res ¦ Ductless Mini Split Heat Pump (SEER 18) - Fuel Sub - Hot-Dry | SDG&E ¦ Hot-Dry | SDG&E | All | Electric & Gas | Ductless mini-split heat pump (SEER 18, HSPF 9.7) | Efficient | 0 | Conventional | HVAC | Res - Single Family | Res | ROB Only | 1 | Residential Households | Cap-Tons | 15 | DEER:HVAC_Eff_AC | 58.9 | 0 | -46.5 | SWHC044-02 | 1324.65 | 2019 | 0 | 533.17 | 2019 | 0 | -55.19 | SWHC044-02 | Res Ductless HVAC System - Fuel Sub - Hot-Dry ¦ SDG&E ¦ Hot-Dry | Res Ductless HVAC System - Fuel Sub - Hot-Dry | 0.0086212 | 1 | 0 | RASS 2019 | 426.6484 | 2032 | 1 | SWHC044-02
RES-HVAC-FS-35.16 | Res ¦ Ductless Mini Split Heat Pump (SEER 18) - Fuel Sub - Hot-Dry ¦ SDG&E ¦ Hot-Dry | Res ¦ Ductless Mini Split Heat Pump (SEER 18) - Fuel Sub - Hot-Dry | SDG&E ¦ Hot-Dry | SDG&E | All | Electric & Gas | Ductless mini-split heat pump (SEER 18, HSPF 9.7) | Efficient | 0 | Conventional | HVAC | Res - Multi Family | Res | ROB Only | 1 | Residential Households | Cap-Tons | 15 | DEER:HVAC_Eff_AC | 74.4 | 0 | -93.8 | SWHC044-02 | 1324.65 | 2019 | 0 | 533.17 | 2019 | 0 | -55.19 | SWHC044-02 | Res Ductless HVAC System - Fuel Sub - Hot-Dry ¦ SDG&E ¦ Hot-Dry | Res Ductless HVAC System - Fuel Sub - Hot-Dry | 0.00061875 | 1 | 0 | RASS 2019 | 0 | 2012 | 1 | SWHC044-02
RES-HVAC-10.1 | Res ¦ Packaged/Split System AC (SEER 14) - Marine ¦ PG&E ¦ Marine | Res ¦ Packaged/Split System AC (SEER 14) - Marine | PG&E ¦ Marine | PG&E | All | Electric | Res Packaged/Split AC (SEER 14) | Average Existing and Code | 0 | Conventional | HVAC | Res - Single Family | Res | ROB and NEW | 0 | Residential Households | Cap-Tons | 15 | DEER:HVAC_Eff_AC | 0 | 0 | 0 | SWHC049-02 | 971.55 | 2021 | 0 | 286.29 | 2021 | 0 | 0 | SWHC049-02 | Res Central Air Conditioners - Marine ¦ PG&E ¦ Marine | Res Central Air Conditioners - Marine | 0.46284 | 1 | 1 | RASS 2019 | 0 | 2012 | 0.6 | SWHC049-02
RES-HVAC-10.2 | Res ¦ Packaged/Split System AC (SEER 14) - Hot-Dry ¦ PG&E ¦ Hot-Dry | Res ¦ Packaged/Split System AC (SEER 14) - Hot-Dry | PG&E ¦ Hot-Dry | PG&E | All | Electric | Res Packaged/Split AC (SEER 14) | Average Existing and Code | 0 | Conventional | HVAC | Res - Single Family | Res | ROB and NEW | 0 | Residential Households | Cap-Tons | 15 | DEER:HVAC_Eff_AC | 0 | 0 | 0 | SWHC049-02 | 971.55 | 2021 | 0 | 286.29 | 2021 | 0 | 0 | SWHC049-02 | Res Central Air Conditioners - Hot-Dry ¦ PG&E ¦ Hot-Dry | Res Central Air Conditioners - Hot-Dry | 0.91078 | 1 | 1 | RASS 2019 | 0 | 2012 | 0.6 | SWHC049-02
RES-HVAC-10.3 | Res ¦ Packaged/Split System AC (SEER 14) - Cold ¦ PG&E ¦ Cold | Res ¦ Packaged/Split System AC (SEER 14) - Cold | PG&E ¦ Cold | PG&E | All | Electric | Res Packaged/Split AC (SEER 14) | Average Existing and Code | 0 | Conventional | HVAC | Res - Single Family | Res | ROB and NEW | 0 | Residential Households | Cap-Tons | 15 | DEER:HVAC_Eff_AC | 0 | 0 | 0 | SWHC049-02 | 971.55 | 2021 | 0 | 286.29 | 2021 | 0 | 0 | SWHC049-02 | Res Central Air Conditioners - Cold ¦ PG&E ¦ Cold | Res Central Air Conditioners - Cold | 2.3047 | 1 | 1 | RASS 2019 | 0 | 2012 | 0.6 | SWHC049-02
RES-HVAC-10.4 | Res ¦ Packaged/Split System AC (SEER 14) - Marine ¦ SCE ¦ Marine | Res ¦ Packaged/Split System AC (SEER 14) - Marine | SCE ¦ Marine | SCE | All | Electric | Res Packaged/Split AC (SEER 14) | Average Existing and Code | 0 | Conventional | HVAC | Res - Single Family | Res | ROB and NEW | 0 | Residential Households | Cap-Tons | 15 | DEER:HVAC_Eff_AC | 0 | 0 | 0 | SWHC049-02 | 971.55 | 2021 | 0 | 286.29 | 2021 | 0 | 0 | SWHC049-02 | Res Central Air Conditioners - Marine ¦ SCE ¦ Marine | Res Central Air Conditioners - Marine | 0.55458 | 1 | 1 | RASS 2019 | 0 | 2012 | 0.6 | SWHC049-02
RES-HVAC-10.5 | Res ¦ Packaged/Split System AC (SEER 14) - Hot-Dry ¦ SCE ¦ Hot-Dry | Res ¦ Packaged/Split System AC (SEER 14) - Hot-Dry | SCE ¦ Hot-Dry | SCE | All | Electric | Res Packaged/Split AC (SEER 14) | Average Existing and Code | 0 | Conventional | HVAC | Res - Single Family | Res | ROB and NEW | 0 | Residential Households | Cap-Tons | 15 | DEER:HVAC_Eff_AC | 0 | 0 | 0 | SWHC049-02 | 971.55 | 2021 | 0 | 286.29 | 2021 | 0 | 0 | SWHC049-02 | Res Central Air Conditioners - Hot-Dry ¦ SCE ¦ Hot-Dry | Res Central Air Conditioners - Hot-Dry | 1.0261 | 1 | 1 | RASS 2019 | 0 | 2012 | 0.6 | SWHC049-02
RES-HVAC-10.6 | Res ¦ Packaged/Split System AC (SEER 14) - Cold ¦ SCE ¦ Cold | Res ¦ Packaged/Split System AC (SEER 14) - Cold | SCE ¦ Cold | SCE | All | Electric | Res Packaged/Split AC (SEER 14) | Average Existing and Code | 0 | Conventional | HVAC | Res - Single Family | Res | ROB and NEW | 0 | Residential Households | Cap-Tons | 15 | DEER:HVAC_Eff_AC | 0 | 0 | 0 | SWHC049-02 | 971.55 | 2021 | 0 | 286.29 | 2021 | 0 | 0 | SWHC049-02 | Res Central Air Conditioners - Cold ¦ SCE ¦ Cold | Res Central Air Conditioners - Cold | 0.59482 | 1 | 1 | RASS 2019 | 0 | 2012 | 0.6 | SWHC049-02
RES-HVAC-10.7 | Res ¦ Packaged/Split System AC (SEER 14) - Marine ¦ SDG&E ¦ Marine | Res ¦ Packaged/Split System AC (SEER 14) - Marine | SDG&E ¦ Marine | SDG&E | All | Electric | Res Packaged/Split AC (SEER 14) | Average Existing and Code | 0 | Conventional | HVAC | Res - Single Family | Res | ROB and NEW | 0 | Residential Households | Cap-Tons | 15 | DEER:HVAC_Eff_AC | 0 | 0 | 0 | SWHC049-02 | 971.55 | 2021 | 0 | 286.29 | 2021 | 0 | 0 | SWHC049-02 | Res Central Air Conditioners - Marine ¦ SDG&E ¦ Marine | Res Central Air Conditioners - Marine | 0.6601 | 1 | 1 | RASS 2019 | 0 | 2012 | 0.6 | SWHC049-02
RES-HVAC-10.8 | Res ¦ Packaged/Split System AC (SEER 14) - Hot-Dry ¦ SDG&E ¦ Hot-Dry | Res ¦ Packaged/Split System AC (SEER 14) - Hot-Dry | SDG&E ¦ Hot-Dry | SDG&E | All | Electric | Res Packaged/Split AC (SEER 14) | Average Existing and Code | 0 | Conventional | HVAC | Res - Single Family | Res | ROB and NEW | 0 | Residential Households | Cap-Tons | 15 | DEER:HVAC_Eff_AC | 0 | 0 | 0 | SWHC049-02 | 971.55 | 2021 | 0 | 286.29 | 2021 | 0 | 0 | SWHC049-02 | Res Central Air Conditioners - Hot-Dry ¦ SDG&E ¦ Hot-Dry | Res Central Air Conditioners - Hot-Dry | 0.8039 | 1 | 1 | RASS 2019 | 0 | 2012 | 0.6 | SWHC049-02
RES-HVAC-10.9 | Res ¦ Packaged/Split System AC (SEER 14) - Marine ¦ PG&E ¦ Marine | Res ¦ Packaged/Split System AC (SEER 14) - Marine | PG&E ¦ Marine | PG&E | All | Electric | Res Packaged/Split AC (SEER 14) | Average Existing and Code | 0 | Conventional | HVAC | Res - Multi Family | Res | ROB and NEW | 0 | Residential Households | Cap-Tons | 15 | DEER:HVAC_Eff_AC | 0 | 0 | 0 | SWHC049-02 | 971.55 | 2021 | 0 | 286.29 | 2021 | 0 | 0 | SWHC049-02 | Res Central Air Conditioners - Marine ¦ PG&E ¦ Marine | Res Central Air Conditioners - Marine | 0.15852 | 1 | 1 | RASS 2019 | 0 | 2012 | 0.6 | SWHC049-02
RES-HVAC-10.10 | Res ¦ Packaged/Split System AC (SEER 14) - Hot-Dry ¦ PG&E ¦ Hot-Dry | Res ¦ Packaged/Split System AC (SEER 14) - Hot-Dry | PG&E ¦ Hot-Dry | PG&E | All | Electric | Res Packaged/Split AC (SEER 14) | Average Existing and Code | 0 | Conventional | HVAC | Res - Multi Family | Res | ROB and NEW | 0 | Residential Households | Cap-Tons | 15 | DEER:HVAC_Eff_AC | 0 | 0 | 0 | SWHC049-02 | 971.55 | 2021 | 0 | 286.29 | 2021 | 0 | 0 | SWHC049-02 | Res Central Air Conditioners - Hot-Dry ¦ PG&E ¦ Hot-Dry | Res Central Air Conditioners - Hot-Dry | 0.39739 | 1 | 1 | RASS 2019 | 0 | 2012 | 0.6 | SWHC049-02
RES-HVAC-10.11 | Res ¦ Packaged/Split System AC (SEER 14) - Cold ¦ PG&E ¦ Cold | Res ¦ Packaged/Split System AC (SEER 14) - Cold | PG&E ¦ Cold | PG&E | All | Electric | Res Packaged/Split AC (SEER 14) | Average Existing and Code | 0 | Conventional | HVAC | Res - Multi Family | Res | ROB and NEW | 0 | Residential Households | Cap-Tons | 15 | DEER:HVAC_Eff_AC | 0 | 0 | 0 | SWHC049-02 | 971.55 | 2021 | 0 | 286.29 | 2021 | 0 | 0 | SWHC049-02 | Res Central Air Conditioners - Cold ¦ PG&E ¦ Cold | Res Central Air Conditioners - Cold | 0.37544 | 1 | 1 | RASS 2019 | 0 | 2012 | 0.6 | SWHC049-02
RES-HVAC-10.12 | Res ¦ Packaged/Split System AC (SEER 14) - Marine ¦ SCE ¦ Marine | Res ¦ Packaged/Split System AC (SEER 14) - Marine | SCE ¦ Marine | SCE | All | Electric | Res Packaged/Split AC (SEER 14) | Average Existing and Code | 0 | Conventional | HVAC | Res - Multi Family | Res | ROB and NEW | 0 | Residential Households | Cap-Tons | 15 | DEER:HVAC_Eff_AC | 0 | 0 | 0 | SWHC049-02 | 971.55 | 2021 | 0 | 286.29 | 2021 | 0 | 0 | SWHC049-02 | Res Central Air Conditioners - Marine ¦ SCE ¦ Marine | Res Central Air Conditioners - Marine | 0.18492 | 1 | 1 | RASS 2019 | 0 | 2012 | 0.6 | SWHC049-02
RES-HVAC-10.13 | Res ¦ Packaged/Split System AC (SEER 14) - Hot-Dry ¦ SCE ¦ Hot-Dry | Res ¦ Packaged/Split System AC (SEER 14) - Hot-Dry | SCE ¦ Hot-Dry | SCE | All | Electric | Res Packaged/Split AC (SEER 14) | Average Existing and Code | 0 | Conventional | HVAC | Res - Multi Family | Res | ROB and NEW | 0 | Residential Households | Cap-Tons | 15 | DEER:HVAC_Eff_AC | 0 | 0 | 0 | SWHC049-02 | 971.55 | 2021 | 0 | 286.29 | 2021 | 0 | 0 | SWHC049-02 | Res Central Air Conditioners - Hot-Dry ¦ SCE ¦ Hot-Dry | Res Central Air Conditioners - Hot-Dry | 0.33824 | 1 | 1 | RASS 2019 | 0 | 2012 | 0.6 | SWHC049-02
RES-HVAC-10.14 | Res ¦ Packaged/Split System AC (SEER 14) - Cold ¦ SCE ¦ Cold | Res ¦ Packaged/Split System AC (SEER 14) - Cold | SCE ¦ Cold | SCE | All | Electric | Res Packaged/Split AC (SEER 14) | Average Existing and Code | 0 | Conventional | HVAC | Res - Multi Family | Res | ROB and NEW | 0 | Residential Households | Cap-Tons | 15 | DEER:HVAC_Eff_AC | 0 | 0 | 0 | SWHC049-02 | 971.55 | 2021 | 0 | 286.29 | 2021 | 0 | 0 | SWHC049-02 | Res Central Air Conditioners - Cold ¦ SCE ¦ Cold | Res Central Air Conditioners - Cold | 0.37544 | 1 | 1 | RASS 2019 | 0 | 2012 | 0.6 | SWHC049-02
RES-HVAC-10.15 | Res ¦ Packaged/Split System AC (SEER 14) - Marine ¦ SDG&E ¦ Marine | Res ¦ Packaged/Split System AC (SEER 14) - Marine | SDG&E ¦ Marine | SDG&E | All | Electric | Res Packaged/Split AC (SEER 14) | Average Existing and Code | 0 | Conventional | HVAC | Res - Multi Family | Res | ROB and NEW | 0 | Residential Households | Cap-Tons | 15 | DEER:HVAC_Eff_AC | 0 | 0 | 0 | SWHC049-02 | 971.55 | 2021 | 0 | 286.29 | 2021 | 0 | 0 | SWHC049-02 | Res Central Air Conditioners - Marine ¦ SDG&E ¦ Marine | Res Central Air Conditioners - Marine | 0.21897 | 1 | 1 | RASS 2019 | 0 | 2012 | 0.6 | SWHC049-02
RES-HVAC-10.16 | Res ¦ Packaged/Split System AC (SEER 14) - Hot-Dry ¦ SDG&E ¦ Hot-Dry | Res ¦ Packaged/Split System AC (SEER 14) - Hot-Dry | SDG&E ¦ Hot-Dry | SDG&E | All | Electric | Res Packaged/Split AC (SEER 14) | Average Existing and Code | 0 | Conventional | HVAC | Res - Multi Family | Res | ROB and NEW | 0 | Residential Households | Cap-Tons | 15 | DEER:HVAC_Eff_AC | 0 | 0 | 0 | SWHC049-02 | 971.55 | 2021 | 0 | 286.29 | 2021 | 0 | 0 | SWHC049-02 | Res Central Air Conditioners - Hot-Dry ¦ SDG&E ¦ Hot-Dry | Res Central Air Conditioners - Hot-Dry | 0.38613 | 1 | 1 | RASS 2019 | 0 | 2012 | 0.6 | SWHC049-02
RES-HVAC-11.1 | Res ¦ Packaged/Split System AC (SEER 15) - Marine ¦ PG&E ¦ Marine | Res ¦ Packaged/Split System AC (SEER 15) - Marine | PG&E ¦ Marine | PG&E | All | Electric | Res Packaged/Split AC (SEER 15) | Efficient | 0 | Conventional | HVAC | Res - Single Family | Res | ROB and NEW | 0 | Residential Households | Cap-Tons | 15 | DEER:HVAC_Eff_AC | -6.36 | -0.008915 | 0.2265 | SWHC049-02 | 1179.08 | 2021 | 0 | 286.29 | 2021 | 0 | 0 | SWHC049-02 | Res Central Air Conditioners - Marine ¦ PG&E ¦ Marine | Res Central Air Conditioners - Marine | 0.46284 | 1 | 0 | RASS 2019 | 0 | 2012 | 0.6 | SWHC049-02
RES-HVAC-11.2 | Res ¦ Packaged/Split System AC (SEER 15) - Hot-Dry ¦ PG&E ¦ Hot-Dry | Res ¦ Packaged/Split System AC (SEER 15) - Hot-Dry | PG&E ¦ Hot-Dry | PG&E | All | Electric | Res Packaged/Split AC (SEER 15) | Efficient | 0 | Conventional | HVAC | Res - Single Family | Res | ROB and NEW | 0 | Residential Households | Cap-Tons | 15 | DEER:HVAC_Eff_AC | -19.4 | -0.03335 | 0.2715 | SWHC049-02 | 1179.08 | 2021 | 0 | 286.29 | 2021 | 0 | 0 | SWHC049-02 | Res Central Air Conditioners - Hot-Dry ¦ PG&E ¦ Hot-Dry | Res Central Air Conditioners - Hot-Dry | 0.91078 | 1 | 0 | RASS 2019 | 0 | 2012 | 0.6 | SWHC049-02
RES-HVAC-11.3 | Res ¦ Packaged/Split System AC (SEER 15) - Cold ¦ PG&E ¦ Cold | Res ¦ Packaged/Split System AC (SEER 15) - Cold | PG&E ¦ Cold | PG&E | All | Electric | Res Packaged/Split AC (SEER 15) | Efficient | 0 | Conventional | HVAC | Res - Single Family | Res | ROB and NEW | 0 | Residential Households | Cap-Tons | 15 | DEER:HVAC_Eff_AC | -6.22 | -0.009545 | 0.17 | SWHC049-02 | 1179.08 | 2021 | 0 | 286.29 | 2021 | 0 | 0 | SWHC049-02 | Res Central Air Conditioners - Cold ¦ PG&E ¦ Cold | Res Central Air Conditioners - Cold | 2.3047 | 1 | 0 | RASS 2019 | 0 | 2012 | 0.6 | SWHC049-02
RES-HVAC-11.4 | Res ¦ Packaged/Split System AC (SEER 15) - Marine ¦ SCE ¦ Marine | Res ¦ Packaged/Split System AC (SEER 15) - Marine | SCE ¦ Marine | SCE | All | Electric | Res Packaged/Split AC (SEER 15) | Efficient | 0 | Conventional | HVAC | Res - Single Family | Res | ROB and NEW | 0 | Residential Households | Cap-Tons | 15 | DEER:HVAC_Eff_AC | -6.385 | -0.01805 | 0.08705 | SWHC049-02 | 1179.08 | 2021 | 0 | 286.29 | 2021 | 0 | 0 | SWHC049-02 | Res Central Air Conditioners - Marine ¦ SCE ¦ Marine | Res Central Air Conditioners - Marine | 0.55458 | 1 | 0 | RASS 2019 | 0 | 2012 | 0.6 | SWHC049-02
RES-HVAC-11.5 | Res ¦ Packaged/Split System AC (SEER 15) - Hot-Dry ¦ SCE ¦ Hot-Dry | Res ¦ Packaged/Split System AC (SEER 15) - Hot-Dry | SCE ¦ Hot-Dry | SCE | All | Electric | Res Packaged/Split AC (SEER 15) | Efficient | 0 | Conventional | HVAC | Res - Single Family | Res | ROB and NEW | 0 | Residential Households | Cap-Tons | 15 | DEER:HVAC_Eff_AC | -18.7 | -0.0353 | 0.145 | SWHC049-02 | 1179.08 | 2021 | 0 | 286.29 | 2021 | 0 | 0 | SWHC049-02 | Res Central Air Conditioners - Hot-Dry ¦ SCE ¦ Hot-Dry | Res Central Air Conditioners - Hot-Dry | 1.0261 | 1 | 0 | RASS 2019 | 0 | 2012 | 0.6 | SWHC049-02
RES-HVAC-11.6 | Res ¦ Packaged/Split System AC (SEER 15) - Cold ¦ SCE ¦ Cold | Res ¦ Packaged/Split System AC (SEER 15) - Cold | SCE ¦ Cold | SCE | All | Electric | Res Packaged/Split AC (SEER 15) | Efficient | 0 | Conventional | HVAC | Res - Single Family | Res | ROB and NEW | 0 | Residential Households | Cap-Tons | 15 | DEER:HVAC_Eff_AC | -6.22 | -0.009545 | 0.17 | SWHC049-02 | 1179.08 | 2021 | 0 | 286.29 | 2021 | 0 | 0 | SWHC049-02 | Res Central Air Conditioners - Cold ¦ SCE ¦ Cold | Res Central Air Conditioners - Cold | 0.59482 | 1 | 0 | RASS 2019 | 0 | 2012 | 0.6 | SWHC049-02
RES-HVAC-11.7 | Res ¦ Packaged/Split System AC (SEER 15) - Marine ¦ SDG&E ¦ Marine | Res ¦ Packaged/Split System AC (SEER 15) - Marine | SDG&E ¦ Marine | SDG&E | All | Electric | Res Packaged/Split AC (SEER 15) | Efficient | 0 | Conventional | HVAC | Res - Single Family | Res | ROB and NEW | 0 | Residential Households | Cap-Tons | 15 | DEER:HVAC_Eff_AC | -6.385 | -0.01805 | 0.08705 | SWHC049-02 | 1179.08 | 2021 | 0 | 286.29 | 2021 | 0 | 0 | SWHC049-02 | Res Central Air Conditioners - Marine ¦ SDG&E ¦ Marine | Res Central Air Conditioners - Marine | 0.6601 | 1 | 0 | RASS 2019 | 0 | 2012 | 0.6 | SWHC049-02
RES-HVAC-11.8 | Res ¦ Packaged/Split System AC (SEER 15) - Hot-Dry ¦ SDG&E ¦ Hot-Dry | Res ¦ Packaged/Split System AC (SEER 15) - Hot-Dry | SDG&E ¦ Hot-Dry | SDG&E | All | Electric | Res Packaged/Split AC (SEER 15) | Efficient | 0 | Conventional | HVAC | Res - Single Family | Res | ROB and NEW | 0 | Residential Households | Cap-Tons | 15 | DEER:HVAC_Eff_AC | -8.965 | -0.01775 | 0.095 | SWHC049-02 | 1179.08 | 2021 | 0 | 286.29 | 2021 | 0 | 0 | SWHC049-02 | Res Central Air Conditioners - Hot-Dry ¦ SDG&E ¦ Hot-Dry | Res Central Air Conditioners - Hot-Dry | 0.8039 | 1 | 0 | RASS 2019 | 0 | 2012 | 0.6 | SWHC049-02
RES-HVAC-11.9 | Res ¦ Packaged/Split System AC (SEER 15) - Marine ¦ PG&E ¦ Marine | Res ¦ Packaged/Split System AC (SEER 15) - Marine | PG&E ¦ Marine | PG&E | All | Electric | Res Packaged/Split AC (SEER 15) | Efficient | 0 | Conventional | HVAC | Res - Multi Family | Res | ROB and NEW | 0 | Residential Households | Cap-Tons | 15 | DEER:HVAC_Eff_AC | -4.825 | -0.004275 | 0.201 | SWHC049-02 | 1179.08 | 2021 | 0 | 286.29 | 2021 | 0 | 0 | SWHC049-02 | Res Central Air Conditioners - Marine ¦ PG&E ¦ Marine | Res Central Air Conditioners - Marine | 0.15852 | 1 | 0 | RASS 2019 | 0 | 2012 | 0.6 | SWHC049-02
RES-HVAC-11.10 | Res ¦ Packaged/Split System AC (SEER 15) - Hot-Dry ¦ PG&E ¦ Hot-Dry | Res ¦ Packaged/Split System AC (SEER 15) - Hot-Dry | PG&E ¦ Hot-Dry | PG&E | All | Electric | Res Packaged/Split AC (SEER 15) | Efficient | 0 | Conventional | HVAC | Res - Multi Family | Res | ROB and NEW | 0 | Residential Households | Cap-Tons | 15 | DEER:HVAC_Eff_AC | -25.9 | -0.0349 | 0.174 | SWHC049-02 | 1179.08 | 2021 | 0 | 286.29 | 2021 | 0 | 0 | SWHC049-02 | Res Central Air Conditioners - Hot-Dry ¦ PG&E ¦ Hot-Dry | Res Central Air Conditioners - Hot-Dry | 0.39739 | 1 | 0 | RASS 2019 | 0 | 2012 | 0.6 | SWHC049-02
RES-HVAC-11.11 | Res ¦ Packaged/Split System AC (SEER 15) - Cold ¦ PG&E ¦ Cold | Res ¦ Packaged/Split System AC (SEER 15) - Cold | PG&E ¦ Cold | PG&E | All | Electric | Res Packaged/Split AC (SEER 15) | Efficient | 0 | Conventional | HVAC | Res - Multi Family | Res | ROB and NEW | 0 | Residential Households | Cap-Tons | 15 | DEER:HVAC_Eff_AC | -24.1 | -0.0254 | 0.402 | SWHC049-02 | 1179.08 | 2021 | 0 | 286.29 | 2021 | 0 | 0 | SWHC049-02 | Res Central Air Conditioners - Cold ¦ PG&E ¦ Cold | Res Central Air Conditioners - Cold | 0.37544 | 1 | 0 | RASS 2019 | 0 | 2012 | 0.6 | SWHC049-02
RES-HVAC-11.12 | Res ¦ Packaged/Split System AC (SEER 15) - Marine ¦ SCE ¦ Marine | Res ¦ Packaged/Split System AC (SEER 15) - Marine | SCE ¦ Marine | SCE | All | Electric | Res Packaged/Split AC (SEER 15) | Efficient | 0 | Conventional | HVAC | Res - Multi Family | Res | ROB and NEW | 0 | Residential Households | Cap-Tons | 15 | DEER:HVAC_Eff_AC | -6.135 | -0.01422 | 0.0961 | SWHC049-02 | 1179.08 | 2021 | 0 | 286.29 | 2021 | 0 | 0 | SWHC049-02 | Res Central Air Conditioners - Marine ¦ SCE ¦ Marine | Res Central Air Conditioners - Marine | 0.18492 | 1 | 0 | RASS 2019 | 0 | 2012 | 0.6 | SWHC049-02
RES-HVAC-11.13 | Res ¦ Packaged/Split System AC (SEER 15) - Hot-Dry ¦ SCE ¦ Hot-Dry | Res ¦ Packaged/Split System AC (SEER 15) - Hot-Dry | SCE ¦ Hot-Dry | SCE | All | Electric | Res Packaged/Split AC (SEER 15) | Efficient | 0 | Conventional | HVAC | Res - Multi Family | Res | ROB and NEW | 0 | Residential Households | Cap-Tons | 15 | DEER:HVAC_Eff_AC | -20.05 | -0.02585 | 0.148 | SWHC049-02 | 1179.08 | 2021 | 0 | 286.29 | 2021 | 0 | 0 | SWHC049-02 | Res Central Air Conditioners - Hot-Dry ¦ SCE ¦ Hot-Dry | Res Central Air Conditioners - Hot-Dry | 0.33824 | 1 | 0 | RASS 2019 | 0 | 2012 | 0.6 | SWHC049-02
RES-HVAC-11.14 | Res ¦ Packaged/Split System AC (SEER 15) - Cold ¦ SCE ¦ Cold | Res ¦ Packaged/Split System AC (SEER 15) - Cold | SCE ¦ Cold | SCE | All | Electric | Res Packaged/Split AC (SEER 15) | Efficient | 0 | Conventional | HVAC | Res - Multi Family | Res | ROB and NEW | 0 | Residential Households | Cap-Tons | 15 | DEER:HVAC_Eff_AC | -24.1 | -0.0254 | 0.402 | SWHC049-02 | 1179.08 | 2021 | 0 | 286.29 | 2021 | 0 | 0 | SWHC049-02 | Res Central Air Conditioners - Cold ¦ SCE ¦ Cold | Res Central Air Conditioners - Cold | 0.37544 | 1 | 0 | RASS 2019 | 0 | 2012 | 0.6 | SWHC049-02
RES-HVAC-11.15 | Res ¦ Packaged/Split System AC (SEER 15) - Marine ¦ SDG&E ¦ Marine | Res ¦ Packaged/Split System AC (SEER 15) - Marine | SDG&E ¦ Marine | SDG&E | All | Electric | Res Packaged/Split AC (SEER 15) | Efficient | 0 | Conventional | HVAC | Res - Multi Family | Res | ROB and NEW | 0 | Residential Households | Cap-Tons | 15 | DEER:HVAC_Eff_AC | -6.135 | -0.01422 | 0.0961 | SWHC049-02 | 1179.08 | 2021 | 0 | 286.29 | 2021 | 0 | 0 | SWHC049-02 | Res Central Air Conditioners - Marine ¦ SDG&E ¦ Marine | Res Central Air Conditioners - Marine | 0.21897 | 1 | 0 | RASS 2019 | 0 | 2012 | 0.6 | SWHC049-02
RES-HVAC-11.16 | Res ¦ Packaged/Split System AC (SEER 15) - Hot-Dry ¦ SDG&E ¦ Hot-Dry | Res ¦ Packaged/Split System AC (SEER 15) - Hot-Dry | SDG&E ¦ Hot-Dry | SDG&E | All | Electric | Res Packaged/Split AC (SEER 15) | Efficient | 0 | Conventional | HVAC | Res - Multi Family | Res | ROB and NEW | 0 | Residential Households | Cap-Tons | 15 | DEER:HVAC_Eff_AC | -10.015 | -0.013785 | 0.0931 | SWHC049-02 | 1179.08 | 2021 | 0 | 286.29 | 2021 | 0 | 0 | SWHC049-02 | Res Central Air Conditioners - Hot-Dry ¦ SDG&E ¦ Hot-Dry | Res Central Air Conditioners - Hot-Dry | 0.38613 | 1 | 0 | RASS 2019 | 0 | 2012 | 0.6 | SWHC049-02
RES-HVAC-12.1 | Res ¦ Packaged/Split System AC (SEER 16) - Marine ¦ PG&E ¦ Marine | Res ¦ Packaged/Split System AC (SEER 16) - Marine | PG&E ¦ Marine | PG&E | All | Electric | Res Packaged/Split AC (SEER 16) | Efficient | 0 | Conventional | HVAC | Res - Single Family | Res | ROB and NEW | 0 | Residential Households | Cap-Tons | 15 | DEER:HVAC_Eff_AC | -18.65 | -0.006025 | 1.265 | SWHC049-02 | 1386.61 | 2021 | 0 | 286.29 | 2021 | 0 | 0 | SWHC049-02 | Res Central Air Conditioners - Marine ¦ PG&E ¦ Marine | Res Central Air Conditioners - Marine | 0.46284 | 1 | 0 | RASS 2019 | 273.0678 | 2032 | 0.6 | SWHC049-02
RES-HVAC-12.2 | Res ¦ Packaged/Split System AC (SEER 16) - Hot-Dry ¦ PG&E ¦ Hot-Dry | Res ¦ Packaged/Split System AC (SEER 16) - Hot-Dry | PG&E ¦ Hot-Dry | PG&E | All | Electric | Res Packaged/Split AC (SEER 16) | Efficient | 0 | Conventional | HVAC | Res - Single Family | Res | ROB and NEW | 0 | Residential Households | Cap-Tons | 15 | DEER:HVAC_Eff_AC | -28.45 | -0.0171 | 1.64 | SWHC049-02 | 1386.61 | 2021 | 0 | 286.29 | 2021 | 0 | 0 | SWHC049-02 | Res Central Air Conditioners - Hot-Dry ¦ PG&E ¦ Hot-Dry | Res Central Air Conditioners - Hot-Dry | 0.91078 | 1 | 0 | RASS 2019 | 273.0678 | 2032 | 0.6 | SWHC049-02
RES-HVAC-12.3 | Res ¦ Packaged/Split System AC (SEER 16) - Cold ¦ PG&E ¦ Cold | Res ¦ Packaged/Split System AC (SEER 16) - Cold | PG&E ¦ Cold | PG&E | All | Electric | Res Packaged/Split AC (SEER 16) | Efficient | 0 | Conventional | HVAC | Res - Single Family | Res | ROB and NEW | 0 | Residential Households | Cap-Tons | 15 | DEER:HVAC_Eff_AC | -18.05 | -0.00876 | 0.573 | SWHC049-02 | 1386.61 | 2021 | 0 | 286.29 | 2021 | 0 | 0 | SWHC049-02 | Res Central Air Conditioners - Cold ¦ PG&E ¦ Cold | Res Central Air Conditioners - Cold | 2.3047 | 1 | 0 | RASS 2019 | 273.0678 | 2032 | 0.6 | SWHC049-02
RES-HVAC-12.4 | Res ¦ Packaged/Split System AC (SEER 16) - Marine ¦ SCE ¦ Marine | Res ¦ Packaged/Split System AC (SEER 16) - Marine | SCE ¦ Marine | SCE | All | Electric | Res Packaged/Split AC (SEER 16) | Efficient | 0 | Conventional | HVAC | Res - Single Family | Res | ROB and NEW | 0 | Residential Households | Cap-Tons | 15 | DEER:HVAC_Eff_AC | -10.93 | -0.015 | 0.3935 | SWHC049-02 | 1386.61 | 2021 | 0 | 286.29 | 2021 | 0 | 0 | SWHC049-02 | Res Central Air Conditioners - Marine ¦ SCE ¦ Marine | Res Central Air Conditioners - Marine | 0.55458 | 1 | 0 | RASS 2019 | 273.0678 | 2032 | 0.6 | SWHC049-02
RES-HVAC-12.5 | Res ¦ Packaged/Split System AC (SEER 16) - Hot-Dry ¦ SCE ¦ Hot-Dry | Res ¦ Packaged/Split System AC (SEER 16) - Hot-Dry | SCE ¦ Hot-Dry | SCE | All | Electric | Res Packaged/Split AC (SEER 16) | Efficient | 0 | Conventional | HVAC | Res - Single Family | Res | ROB and NEW | 0 | Residential Households | Cap-Tons | 15 | DEER:HVAC_Eff_AC | -27.4 | -0.02145 | 0.757 | SWHC049-02 | 1386.61 | 2021 | 0 | 286.29 | 2021 | 0 | 0 | SWHC049-02 | Res Central Air Conditioners - Hot-Dry ¦ SCE ¦ Hot-Dry | Res Central Air Conditioners - Hot-Dry | 1.0261 | 1 | 0 | RASS 2019 | 273.0678 | 2032 | 0.6 | SWHC049-02
RES-HVAC-12.6 | Res ¦ Packaged/Split System AC (SEER 16) - Cold ¦ SCE ¦ Cold | Res ¦ Packaged/Split System AC (SEER 16) - Cold | SCE ¦ Cold | SCE | All | Electric | Res Packaged/Split AC (SEER 16) | Efficient | 0 | Conventional | HVAC | Res - Single Family | Res | ROB and NEW | 0 | Residential Households | Cap-Tons | 15 | DEER:HVAC_Eff_AC | -18.05 | -0.00876 | 0.573 | SWHC049-02 | 1386.61 | 2021 | 0 | 286.29 | 2021 | 0 | 0 | SWHC049-02 | Res Central Air Conditioners - Cold ¦ SCE ¦ Cold | Res Central Air Conditioners - Cold | 0.59482 | 1 | 0 | RASS 2019 | 273.0678 | 2032 | 0.6 | SWHC049-02
RES-HVAC-12.7 | Res ¦ Packaged/Split System AC (SEER 16) - Marine ¦ SDG&E ¦ Marine | Res ¦ Packaged/Split System AC (SEER 16) - Marine | SDG&E ¦ Marine | SDG&E | All | Electric | Res Packaged/Split AC (SEER 16) | Efficient | 0 | Conventional | HVAC | Res - Single Family | Res | ROB and NEW | 0 | Residential Households | Cap-Tons | 15 | DEER:HVAC_Eff_AC | -10.93 | -0.015 | 0.3935 | SWHC049-02 | 1386.61 | 2021 | 0 | 286.29 | 2021 | 0 | 0 | SWHC049-02 | Res Central Air Conditioners - Marine ¦ SDG&E ¦ Marine | Res Central Air Conditioners - Marine | 0.6601 | 1 | 0 | RASS 2019 | 273.0678 | 2032 | 0.6 | SWHC049-02
RES-HVAC-12.8 | Res ¦ Packaged/Split System AC (SEER 16) - Hot-Dry ¦ SDG&E ¦ Hot-Dry | Res ¦ Packaged/Split System AC (SEER 16) - Hot-Dry | SDG&E ¦ Hot-Dry | SDG&E | All | Electric | Res Packaged/Split AC (SEER 16) | Efficient | 0 | Conventional | HVAC | Res - Single Family | Res | ROB and NEW | 0 | Residential Households | Cap-Tons | 15 | DEER:HVAC_Eff_AC | -11.2 | -0.01081 | 0.684 | SWHC049-02 | 1386.61 | 2021 | 0 | 286.29 | 2021 | 0 | 0 | SWHC049-02 | Res Central Air Conditioners - Hot-Dry ¦ SDG&E ¦ Hot-Dry | Res Central Air Conditioners - Hot-Dry | 0.8039 | 1 | 0 | RASS 2019 | 273.0678 | 2032 | 0.6 | SWHC049-02
RES-HVAC-12.9 | Res ¦ Packaged/Split System AC (SEER 16) - Marine ¦ PG&E ¦ Marine | Res ¦ Packaged/Split System AC (SEER 16) - Marine | PG&E ¦ Marine | PG&E | All | Electric | Res Packaged/Split AC (SEER 16) | Efficient | 0 | Conventional | HVAC | Res - Multi Family | Res | ROB and NEW | 0 | Residential Households | Cap-Tons | 15 | DEER:HVAC_Eff_AC | -14.75 | -0.001525 | 1.225 | SWHC049-02 | 1386.61 | 2021 | 0 | 286.29 | 2021 | 0 | 0 | SWHC049-02 | Res Central Air Conditioners - Marine ¦ PG&E ¦ Marine | Res Central Air Conditioners - Marine | 0.15852 | 1 | 0 | RASS 2019 | 0 | 2012 | 0.6 | SWHC049-02
RES-HVAC-12.10 | Res ¦ Packaged/Split System AC (SEER 16) - Hot-Dry ¦ PG&E ¦ Hot-Dry | Res ¦ Packaged/Split System AC (SEER 16) - Hot-Dry | PG&E ¦ Hot-Dry | PG&E | All | Electric | Res Packaged/Split AC (SEER 16) | Efficient | 0 | Conventional | HVAC | Res - Multi Family | Res | ROB and NEW | 0 | Residential Households | Cap-Tons | 15 | DEER:HVAC_Eff_AC | -31.55 | -0.032 | 1.1 | SWHC049-02 | 1386.61 | 2021 | 0 | 286.29 | 2021 | 0 | 0 | SWHC049-02 | Res Central Air Conditioners - Hot-Dry ¦ PG&E ¦ Hot-Dry | Res Central Air Conditioners - Hot-Dry | 0.39739 | 1 | 0 | RASS 2019 | 0 | 2012 | 0.6 | SWHC049-02
RES-HVAC-12.11 | Res ¦ Packaged/Split System AC (SEER 16) - Cold ¦ PG&E ¦ Cold | Res ¦ Packaged/Split System AC (SEER 16) - Cold | PG&E ¦ Cold | PG&E | All | Electric | Res Packaged/Split AC (SEER 16) | Efficient | 0 | Conventional | HVAC | Res - Multi Family | Res | ROB and NEW | 0 | Residential Households | Cap-Tons | 15 | DEER:HVAC_Eff_AC | -48.4 | -0.02515 | 2.035 | SWHC049-02 | 1386.61 | 2021 | 0 | 286.29 | 2021 | 0 | 0 | SWHC049-02 | Res Central Air Conditioners - Cold ¦ PG&E ¦ Cold | Res Central Air Conditioners - Cold | 0.37544 | 1 | 0 | RASS 2019 | 0 | 2012 | 0.6 | SWHC049-02
RES-HVAC-12.12 | Res ¦ Packaged/Split System AC (SEER 16) - Marine ¦ SCE ¦ Marine | Res ¦ Packaged/Split System AC (SEER 16) - Marine | SCE ¦ Marine | SCE | All | Electric | Res Packaged/Split AC (SEER 16) | Efficient | 0 | Conventional | HVAC | Res - Multi Family | Res | ROB and NEW | 0 | Residential Households | Cap-Tons | 15 | DEER:HVAC_Eff_AC | -9.045 | -0.01238 | 0.649 | SWHC049-02 | 1386.61 | 2021 | 0 | 286.29 | 2021 | 0 | 0 | SWHC049-02 | Res Central Air Conditioners - Marine ¦ SCE ¦ Marine | Res Central Air Conditioners - Marine | 0.18492 | 1 | 0 | RASS 2019 | 0 | 2012 | 0.6 | SWHC049-02
RES-HVAC-12.13 | Res ¦ Packaged/Split System AC (SEER 16) - Hot-Dry ¦ SCE ¦ Hot-Dry | Res ¦ Packaged/Split System AC (SEER 16) - Hot-Dry | SCE ¦ Hot-Dry | SCE | All | Electric | Res Packaged/Split AC (SEER 16) | Efficient | 0 | Conventional | HVAC | Res - Multi Family | Res | ROB and NEW | 0 | Residential Households | Cap-Tons | 15 | DEER:HVAC_Eff_AC | -26.7 | -0.03005 | 0.969 | SWHC049-02 | 1386.61 | 2021 | 0 | 286.29 | 2021 | 0 | 0 | SWHC049-02 | Res Central Air Conditioners - Hot-Dry ¦ SCE ¦ Hot-Dry | Res Central Air Conditioners - Hot-Dry | 0.33824 | 1 | 0 | RASS 2019 | 0 | 2012 | 0.6 | SWHC049-02
RES-HVAC-12.14 | Res ¦ Packaged/Split System AC (SEER 16) - Cold ¦ SCE ¦ Cold | Res ¦ Packaged/Split System AC (SEER 16) - Cold | SCE ¦ Cold | SCE | All | Electric | Res Packaged/Split AC (SEER 16) | Efficient | 0 | Conventional | HVAC | Res - Multi Family | Res | ROB and NEW | 0 | Residential Households | Cap-Tons | 15 | DEER:HVAC_Eff_AC | -48.4 | -0.02515 | 2.035 | SWHC049-02 | 1386.61 | 2021 | 0 | 286.29 | 2021 | 0 | 0 | SWHC049-02 | Res Central Air Conditioners - Cold ¦ SCE ¦ Cold | Res Central Air Conditioners - Cold | 0.37544 | 1 | 0 | RASS 2019 | 0 | 2012 | 0.6 | SWHC049-02
RES-HVAC-12.15 | Res ¦ Packaged/Split System AC (SEER 16) - Marine ¦ SDG&E ¦ Marine | Res ¦ Packaged/Split System AC (SEER 16) - Marine | SDG&E ¦ Marine | SDG&E | All | Electric | Res Packaged/Split AC (SEER 16) | Efficient | 0 | Conventional | HVAC | Res - Multi Family | Res | ROB and NEW | 0 | Residential Households | Cap-Tons | 15 | DEER:HVAC_Eff_AC | -9.045 | -0.01238 | 0.649 | SWHC049-02 | 1386.61 | 2021 | 0 | 286.29 | 2021 | 0 | 0 | SWHC049-02 | Res Central Air Conditioners - Marine ¦ SDG&E ¦ Marine | Res Central Air Conditioners - Marine | 0.21897 | 1 | 0 | RASS 2019 | 0 | 2012 | 0.6 | SWHC049-02
RES-HVAC-12.16 | Res ¦ Packaged/Split System AC (SEER 16) - Hot-Dry ¦ SDG&E ¦ Hot-Dry | Res ¦ Packaged/Split System AC (SEER 16) - Hot-Dry | SDG&E ¦ Hot-Dry | SDG&E | All | Electric | Res Packaged/Split AC (SEER 16) | Efficient | 0 | Conventional | HVAC | Res - Multi Family | Res | ROB and NEW | 0 | Residential Households | Cap-Tons | 15 | DEER:HVAC_Eff_AC | -10.32 | -0.008615 | 0.687 | SWHC049-02 | 1386.61 | 2021 | 0 | 286.29 | 2021 | 0 | 0 | SWHC049-02 | Res Central Air Conditioners - Hot-Dry ¦ SDG&E ¦ Hot-Dry | Res Central Air Conditioners - Hot-Dry | 0.38613 | 1 | 0 | RASS 2019 | 0 | 2012 | 0.6 | SWHC049-02
RES-HVAC-13.1 | Res ¦ Packaged/Split System AC (SEER 17) - Marine ¦ PG&E ¦ Marine | Res ¦ Packaged/Split System AC (SEER 17) - Marine | PG&E ¦ Marine | PG&E | All | Electric | Res Packaged/Split AC (SEER 17) | Efficient | 0 | Conventional | HVAC | Res - Single Family | Res | ROB and NEW | 0 | Residential Households | Cap-Tons | 15 | DEER:HVAC_Eff_AC | -20.75 | -0.01875 | 1.265 | SWHC049-02 | 1594.15 | 2021 | 0 | 286.29 | 2021 | 0 | 0 | SWHC049-02 | Res Central Air Conditioners - Marine ¦ PG&E ¦ Marine | Res Central Air Conditioners - Marine | 0.46284 | 1 | 0 | RASS 2019 | 273.0678 | 2032 | 0.6 | SWHC049-02
RES-HVAC-13.2 | Res ¦ Packaged/Split System AC (SEER 17) - Hot-Dry ¦ PG&E ¦ Hot-Dry | Res ¦ Packaged/Split System AC (SEER 17) - Hot-Dry | PG&E ¦ Hot-Dry | PG&E | All | Electric | Res Packaged/Split AC (SEER 17) | Efficient | 0 | Conventional | HVAC | Res - Single Family | Res | ROB and NEW | 0 | Residential Households | Cap-Tons | 15 | DEER:HVAC_Eff_AC | -46.75 | -0.05595 | 1.64 | SWHC049-02 | 1594.15 | 2021 | 0 | 286.29 | 2021 | 0 | 0 | SWHC049-02 | Res Central Air Conditioners - Hot-Dry ¦ PG&E ¦ Hot-Dry | Res Central Air Conditioners - Hot-Dry | 0.91078 | 1 | 0 | RASS 2019 | 273.0678 | 2032 | 0.6 | SWHC049-02
RES-HVAC-13.3 | Res ¦ Packaged/Split System AC (SEER 17) - Cold ¦ PG&E ¦ Cold | Res ¦ Packaged/Split System AC (SEER 17) - Cold | PG&E ¦ Cold | PG&E | All | Electric | Res Packaged/Split AC (SEER 17) | Efficient | 0 | Conventional | HVAC | Res - Single Family | Res | ROB and NEW | 0 | Residential Households | Cap-Tons | 15 | DEER:HVAC_Eff_AC | -22.25 | -0.02095 | 0.573 | SWHC049-02 | 1594.15 | 2021 | 0 | 286.29 | 2021 | 0 | 0 | SWHC049-02 | Res Central Air Conditioners - Cold ¦ PG&E ¦ Cold | Res Central Air Conditioners - Cold | 2.3047 | 1 | 0 | RASS 2019 | 273.0678 | 2032 | 0.6 | SWHC049-02
RES-HVAC-13.4 | Res ¦ Packaged/Split System AC (SEER 17) - Marine ¦ SCE ¦ Marine | Res ¦ Packaged/Split System AC (SEER 17) - Marine | SCE ¦ Marine | SCE | All | Electric | Res Packaged/Split AC (SEER 17) | Efficient | 0 | Conventional | HVAC | Res - Single Family | Res | ROB and NEW | 0 | Residential Households | Cap-Tons | 15 | DEER:HVAC_Eff_AC | -19 | -0.0366 | 0.3935 | SWHC049-02 | 1594.15 | 2021 | 0 | 286.29 | 2021 | 0 | 0 | SWHC049-02 | Res Central Air Conditioners - Marine ¦ SCE ¦ Marine | Res Central Air Conditioners - Marine | 0.55458 | 1 | 0 | RASS 2019 | 273.0678 | 2032 | 0.6 | SWHC049-02
RES-HVAC-13.5 | Res ¦ Packaged/Split System AC (SEER 17) - Hot-Dry ¦ SCE ¦ Hot-Dry | Res ¦ Packaged/Split System AC (SEER 17) - Hot-Dry | SCE ¦ Hot-Dry | SCE | All | Electric | Res Packaged/Split AC (SEER 17) | Efficient | 0 | Conventional | HVAC | Res - Single Family | Res | ROB and NEW | 0 | Residential Households | Cap-Tons | 15 | DEER:HVAC_Eff_AC | -49.3 | -0.0611 | 0.757 | SWHC049-02 | 1594.15 | 2021 | 0 | 286.29 | 2021 | 0 | 0 | SWHC049-02 | Res Central Air Conditioners - Hot-Dry ¦ SCE ¦ Hot-Dry | Res Central Air Conditioners - Hot-Dry | 1.0261 | 1 | 0 | RASS 2019 | 273.0678 | 2032 | 0.6 | SWHC049-02
RES-HVAC-13.6 | Res ¦ Packaged/Split System AC (SEER 17) - Cold ¦ SCE ¦ Cold | Res ¦ Packaged/Split System AC (SEER 17) - Cold | SCE ¦ Cold | SCE | All | Electric | Res Packaged/Split AC (SEER 17) | Efficient | 0 | Conventional | HVAC | Res - Single Family | Res | ROB and NEW | 0 | Residential Households | Cap-Tons | 15 | DEER:HVAC_Eff_AC | -22.25 | -0.02095 | 0.573 | SWHC049-02 | 1594.15 | 2021 | 0 | 286.29 | 2021 | 0 | 0 | SWHC049-02 | Res Central Air Conditioners - Cold ¦ SCE ¦ Cold | Res Central Air Conditioners - Cold | 0.59482 | 1 | 0 | RASS 2019 | 273.0678 | 2032 | 0.6 | SWHC049-02
RES-HVAC-13.7 | Res ¦ Packaged/Split System AC (SEER 17) - Marine ¦ SDG&E ¦ Marine | Res ¦ Packaged/Split System AC (SEER 17) - Marine | SDG&E ¦ Marine | SDG&E | All | Electric | Res Packaged/Split AC (SEER 17) | Efficient | 0 | Conventional | HVAC | Res - Single Family | Res | ROB and NEW | 0 | Residential Households | Cap-Tons | 15 | DEER:HVAC_Eff_AC | -19 | -0.0366 | 0.3935 | SWHC049-02 | 1594.15 | 2021 | 0 | 286.29 | 2021 | 0 | 0 | SWHC049-02 | Res Central Air Conditioners - Marine ¦ SDG&E ¦ Marine | Res Central Air Conditioners - Marine | 0.6601 | 1 | 0 | RASS 2019 | 273.0678 | 2032 | 0.6 | SWHC049-02
RES-HVAC-13.8 | Res ¦ Packaged/Split System AC (SEER 17) - Hot-Dry ¦ SDG&E ¦ Hot-Dry | Res ¦ Packaged/Split System AC (SEER 17) - Hot-Dry | SDG&E ¦ Hot-Dry | SDG&E | All | Electric | Res Packaged/Split AC (SEER 17) | Efficient | 0 | Conventional | HVAC | Res - Single Family | Res | ROB and NEW | 0 | Residential Households | Cap-Tons | 15 | DEER:HVAC_Eff_AC | -23.2 | -0.0322 | 0.684 | SWHC049-02 | 1594.15 | 2021 | 0 | 286.29 | 2021 | 0 | 0 | SWHC049-02 | Res Central Air Conditioners - Hot-Dry ¦ SDG&E ¦ Hot-Dry | Res Central Air Conditioners - Hot-Dry | 0.8039 | 1 | 0 | RASS 2019 | 273.0678 | 2032 | 0.6 | SWHC049-02
RES-HVAC-13.9 | Res ¦ Packaged/Split System AC (SEER 17) - Marine ¦ PG&E ¦ Marine | Res ¦ Packaged/Split System AC (SEER 17) - Marine | PG&E ¦ Marine | PG&E | All | Electric | Res Packaged/Split AC (SEER 17) | Efficient | 0 | Conventional | HVAC | Res - Multi Family | Res | ROB and NEW | 0 | Residential Households | Cap-Tons | 15 | DEER:HVAC_Eff_AC | -15.95 | -0.007795 | 1.225 | SWHC049-02 | 1594.15 | 2021 | 0 | 286.29 | 2021 | 0 | 0 | SWHC049-02 | Res Central Air Conditioners - Marine ¦ PG&E ¦ Marine | Res Central Air Conditioners - Marine | 0.15852 | 1 | 0 | RASS 2019 | 0 | 2012 | 0.6 | SWHC049-02
RES-HVAC-13.10 | Res ¦ Packaged/Split System AC (SEER 17) - Hot-Dry ¦ PG&E ¦ Hot-Dry | Res ¦ Packaged/Split System AC (SEER 17) - Hot-Dry | PG&E ¦ Hot-Dry | PG&E | All | Electric | Res Packaged/Split AC (SEER 17) | Efficient | 0 | Conventional | HVAC | Res - Multi Family | Res | ROB and NEW | 0 | Residential Households | Cap-Tons | 15 | DEER:HVAC_Eff_AC | -61.75 | -0.0733 | 1.1 | SWHC049-02 | 1594.15 | 2021 | 0 | 286.29 | 2021 | 0 | 0 | SWHC049-02 | Res Central Air Conditioners - Hot-Dry ¦ PG&E ¦ Hot-Dry | Res Central Air Conditioners - Hot-Dry | 0.39739 | 1 | 0 | RASS 2019 | 0 | 2012 | 0.6 | SWHC049-02
RES-HVAC-13.11 | Res ¦ Packaged/Split System AC (SEER 17) - Cold ¦ PG&E ¦ Cold | Res ¦ Packaged/Split System AC (SEER 17) - Cold | PG&E ¦ Cold | PG&E | All | Electric | Res Packaged/Split AC (SEER 17) | Efficient | 0 | Conventional | HVAC | Res - Multi Family | Res | ROB and NEW | 0 | Residential Households | Cap-Tons | 15 | DEER:HVAC_Eff_AC | -73.15 | -0.0539 | 2.035 | SWHC049-02 | 1594.15 | 2021 | 0 | 286.29 | 2021 | 0 | 0 | SWHC049-02 | Res Central Air Conditioners - Cold ¦ PG&E ¦ Cold | Res Central Air Conditioners - Cold | 0.37544 | 1 | 0 | RASS 2019 | 0 | 2012 | 0.6 | SWHC049-02
RES-HVAC-13.12 | Res ¦ Packaged/Split System AC (SEER 17) - Marine ¦ SCE ¦ Marine | Res ¦ Packaged/Split System AC (SEER 17) - Marine | SCE ¦ Marine | SCE | All | Electric | Res Packaged/Split AC (SEER 17) | Efficient | 0 | Conventional | HVAC | Res - Multi Family | Res | ROB and NEW | 0 | Residential Households | Cap-Tons | 15 | DEER:HVAC_Eff_AC | -17.05 | -0.03235 | 0.649 | SWHC049-02 | 1594.15 | 2021 | 0 | 286.29 | 2021 | 0 | 0 | SWHC049-02 | Res Central Air Conditioners - Marine ¦ SCE ¦ Marine | Res Central Air Conditioners - Marine | 0.18492 | 1 | 0 | RASS 2019 | 0 | 2012 | 0.6 | SWHC049-02
RES-HVAC-13.13 | Res ¦ Packaged/Split System AC (SEER 17) - Hot-Dry ¦ SCE ¦ Hot-Dry | Res ¦ Packaged/Split System AC (SEER 17) - Hot-Dry | SCE ¦ Hot-Dry | SCE | All | Electric | Res Packaged/Split AC (SEER 17) | Efficient | 0 | Conventional | HVAC | Res - Multi Family | Res | ROB and NEW | 0 | Residential Households | Cap-Tons | 15 | DEER:HVAC_Eff_AC | -52.7 | -0.06635 | 0.969 | SWHC049-02 | 1594.15 | 2021 | 0 | 286.29 | 2021 | 0 | 0 | SWHC049-02 | Res Central Air Conditioners - Hot-Dry ¦ SCE ¦ Hot-Dry | Res Central Air Conditioners - Hot-Dry | 0.33824 | 1 | 0 | RASS 2019 | 0 | 2012 | 0.6 | SWHC049-02
RES-HVAC-13.14 | Res ¦ Packaged/Split System AC (SEER 17) - Cold ¦ SCE ¦ Cold | Res ¦ Packaged/Split System AC (SEER 17) - Cold | SCE ¦ Cold | SCE | All | Electric | Res Packaged/Split AC (SEER 17) | Efficient | 0 | Conventional | HVAC | Res - Multi Family | Res | ROB and NEW | 0 | Residential Households | Cap-Tons | 15 | DEER:HVAC_Eff_AC | -73.15 | -0.0539 | 2.035 | SWHC049-02 | 1594.15 | 2021 | 0 | 286.29 | 2021 | 0 | 0 | SWHC049-02 | Res Central Air Conditioners - Cold ¦ SCE ¦ Cold | Res Central Air Conditioners - Cold | 0.37544 | 1 | 0 | RASS 2019 | 0 | 2012 | 0.6 | SWHC049-02
RES-HVAC-13.15 | Res ¦ Packaged/Split System AC (SEER 17) - Marine ¦ SDG&E ¦ Marine | Res ¦ Packaged/Split System AC (SEER 17) - Marine | SDG&E ¦ Marine | SDG&E | All | Electric | Res Packaged/Split AC (SEER 17) | Efficient | 0 | Conventional | HVAC | Res - Multi Family | Res | ROB and NEW | 0 | Residential Households | Cap-Tons | 15 | DEER:HVAC_Eff_AC | -17.05 | -0.03235 | 0.649 | SWHC049-02 | 1594.15 | 2021 | 0 | 286.29 | 2021 | 0 | 0 | SWHC049-02 | Res Central Air Conditioners - Marine ¦ SDG&E ¦ Marine | Res Central Air Conditioners - Marine | 0.21897 | 1 | 0 | RASS 2019 | 0 | 2012 | 0.6 | SWHC049-02
RES-HVAC-13.16 | Res ¦ Packaged/Split System AC (SEER 17) - Hot-Dry ¦ SDG&E ¦ Hot-Dry | Res ¦ Packaged/Split System AC (SEER 17) - Hot-Dry | SDG&E ¦ Hot-Dry | SDG&E | All | Electric | Res Packaged/Split AC (SEER 17) | Efficient | 0 | Conventional | HVAC | Res - Multi Family | Res | ROB and NEW | 0 | Residential Households | Cap-Tons | 15 | DEER:HVAC_Eff_AC | -24.65 | -0.0274 | 0.687 | SWHC049-02 | 1594.15 | 2021 | 0 | 286.29 | 2021 | 0 | 0 | SWHC049-02 | Res Central Air Conditioners - Hot-Dry ¦ SDG&E ¦ Hot-Dry | Res Central Air Conditioners - Hot-Dry | 0.38613 | 1 | 0 | RASS 2019 | 0 | 2012 | 0.6 | SWHC049-02
RES-HVAC-14.1 | Res ¦ Packaged/Split System AC (SEER 18) - Marine ¦ PG&E ¦ Marine | Res ¦ Packaged/Split System AC (SEER 18) - Marine | PG&E ¦ Marine | PG&E | All | Electric | Res Packaged/Split AC (SEER 18) | Efficient | 0 | Conventional | HVAC | Res - Single Family | Res | ROB and NEW | 0 | Residential Households | Cap-Tons | 15 | DEER:HVAC_Eff_AC | -22.7 | -0.03015 | 1.265 | SWHC049-02 | 1801.68 | 2021 | 0 | 286.29 | 2021 | 0 | 0 | SWHC049-02 | Res Central Air Conditioners - Marine ¦ PG&E ¦ Marine | Res Central Air Conditioners - Marine | 0.46284 | 1 | 0 | RASS 2019 | 273.0678 | 2032 | 0.6 | SWHC049-02
RES-HVAC-14.2 | Res ¦ Packaged/Split System AC (SEER 18) - Hot-Dry ¦ PG&E ¦ Hot-Dry | Res ¦ Packaged/Split System AC (SEER 18) - Hot-Dry | PG&E ¦ Hot-Dry | PG&E | All | Electric | Res Packaged/Split AC (SEER 18) | Efficient | 0 | Conventional | HVAC | Res - Single Family | Res | ROB and NEW | 0 | Residential Households | Cap-Tons | 15 | DEER:HVAC_Eff_AC | -63 | -0.0902 | 1.64 | SWHC049-02 | 1801.68 | 2021 | 0 | 286.29 | 2021 | 0 | 0 | SWHC049-02 | Res Central Air Conditioners - Hot-Dry ¦ PG&E ¦ Hot-Dry | Res Central Air Conditioners - Hot-Dry | 0.91078 | 1 | 0 | RASS 2019 | 273.0678 | 2032 | 0.6 | SWHC049-02
RES-HVAC-14.3 | Res ¦ Packaged/Split System AC (SEER 18) - Cold ¦ PG&E ¦ Cold | Res ¦ Packaged/Split System AC (SEER 18) - Cold | PG&E ¦ Cold | PG&E | All | Electric | Res Packaged/Split AC (SEER 18) | Efficient | 0 | Conventional | HVAC | Res - Single Family | Res | ROB and NEW | 0 | Residential Households | Cap-Tons | 15 | DEER:HVAC_Eff_AC | -25.95 | -0.0317 | 0.573 | SWHC049-02 | 1801.68 | 2021 | 0 | 286.29 | 2021 | 0 | 0 | SWHC049-02 | Res Central Air Conditioners - Cold ¦ PG&E ¦ Cold | Res Central Air Conditioners - Cold | 2.3047 | 1 | 0 | RASS 2019 | 273.0678 | 2032 | 0.6 | SWHC049-02
RES-HVAC-14.4 | Res ¦ Packaged/Split System AC (SEER 18) - Marine ¦ SCE ¦ Marine | Res ¦ Packaged/Split System AC (SEER 18) - Marine | SCE ¦ Marine | SCE | All | Electric | Res Packaged/Split AC (SEER 18) | Efficient | 0 | Conventional | HVAC | Res - Single Family | Res | ROB and NEW | 0 | Residential Households | Cap-Tons | 15 | DEER:HVAC_Eff_AC | -26.1 | -0.056 | 0.3935 | SWHC049-02 | 1801.68 | 2021 | 0 | 286.29 | 2021 | 0 | 0 | SWHC049-02 | Res Central Air Conditioners - Marine ¦ SCE ¦ Marine | Res Central Air Conditioners - Marine | 0.55458 | 1 | 0 | RASS 2019 | 273.0678 | 2032 | 0.6 | SWHC049-02
RES-HVAC-14.5 | Res ¦ Packaged/Split System AC (SEER 18) - Hot-Dry ¦ SCE ¦ Hot-Dry | Res ¦ Packaged/Split System AC (SEER 18) - Hot-Dry | SCE ¦ Hot-Dry | SCE | All | Electric | Res Packaged/Split AC (SEER 18) | Efficient | 0 | Conventional | HVAC | Res - Single Family | Res | ROB and NEW | 0 | Residential Households | Cap-Tons | 15 | DEER:HVAC_Eff_AC | -68.8 | -0.09615 | 0.757 | SWHC049-02 | 1801.68 | 2021 | 0 | 286.29 | 2021 | 0 | 0 | SWHC049-02 | Res Central Air Conditioners - Hot-Dry ¦ SCE ¦ Hot-Dry | Res Central Air Conditioners - Hot-Dry | 1.0261 | 1 | 0 | RASS 2019 | 273.0678 | 2032 | 0.6 | SWHC049-02
RES-HVAC-14.6 | Res ¦ Packaged/Split System AC (SEER 18) - Cold ¦ SCE ¦ Cold | Res ¦ Packaged/Split System AC (SEER 18) - Cold | SCE ¦ Cold | SCE | All | Electric | Res Packaged/Split AC (SEER 18) | Efficient | 0 | Conventional | HVAC | Res - Single Family | Res | ROB and NEW | 0 | Residential Households | Cap-Tons | 15 | DEER:HVAC_Eff_AC | -25.95 | -0.0317 | 0.573 | SWHC049-02 | 1801.68 | 2021 | 0 | 286.29 | 2021 | 0 | 0 | SWHC049-02 | Res Central Air Conditioners - Cold ¦ SCE ¦ Cold | Res Central Air Conditioners - Cold | 0.59482 | 1 | 0 | RASS 2019 | 273.0678 | 2032 | 0.6 | SWHC049-02
RES-HVAC-14.7 | Res ¦ Packaged/Split System AC (SEER 18) - Marine ¦ SDG&E ¦ Marine | Res ¦ Packaged/Split System AC (SEER 18) - Marine | SDG&E ¦ Marine | SDG&E | All | Electric | Res Packaged/Split AC (SEER 18) | Efficient | 0 | Conventional | HVAC | Res - Single Family | Res | ROB and NEW | 0 | Residential Households | Cap-Tons | 15 | DEER:HVAC_Eff_AC | -26.1 | -0.056 | 0.3935 | SWHC049-02 | 1801.68 | 2021 | 0 | 286.29 | 2021 | 0 | 0 | SWHC049-02 | Res Central Air Conditioners - Marine ¦ SDG&E ¦ Marine | Res Central Air Conditioners - Marine | 0.6601 | 1 | 0 | RASS 2019 | 273.0678 | 2032 | 0.6 | SWHC049-02
RES-HVAC-14.8 | Res ¦ Packaged/Split System AC (SEER 18) - Hot-Dry ¦ SDG&E ¦ Hot-Dry | Res ¦ Packaged/Split System AC (SEER 18) - Hot-Dry | SDG&E ¦ Hot-Dry | SDG&E | All | Electric | Res Packaged/Split AC (SEER 18) | Efficient | 0 | Conventional | HVAC | Res - Single Family | Res | ROB and NEW | 0 | Residential Households | Cap-Tons | 15 | DEER:HVAC_Eff_AC | -33.9 | -0.051 | 0.684 | SWHC049-02 | 1801.68 | 2021 | 0 | 286.29 | 2021 | 0 | 0 | SWHC049-02 | Res Central Air Conditioners - Hot-Dry ¦ SDG&E ¦ Hot-Dry | Res Central Air Conditioners - Hot-Dry | 0.8039 | 1 | 0 | RASS 2019 | 273.0678 | 2032 | 0.6 | SWHC049-02
RES-HVAC-14.9 | Res ¦ Packaged/Split System AC (SEER 18) - Marine ¦ PG&E ¦ Marine | Res ¦ Packaged/Split System AC (SEER 18) - Marine | PG&E ¦ Marine | PG&E | All | Electric | Res Packaged/Split AC (SEER 18) | Efficient | 0 | Conventional | HVAC | Res - Multi Family | Res | ROB and NEW | 0 | Residential Households | Cap-Tons | 15 | DEER:HVAC_Eff_AC | -17 | -0.01335 | 1.225 | SWHC049-02 | 1801.68 | 2021 | 0 | 286.29 | 2021 | 0 | 0 | SWHC049-02 | Res Central Air Conditioners - Marine ¦ PG&E ¦ Marine | Res Central Air Conditioners - Marine | 0.15852 | 1 | 0 | RASS 2019 | 0 | 2012 | 0.6 | SWHC049-02
RES-HVAC-14.10 | Res ¦ Packaged/Split System AC (SEER 18) - Hot-Dry ¦ PG&E ¦ Hot-Dry | Res ¦ Packaged/Split System AC (SEER 18) - Hot-Dry | PG&E ¦ Hot-Dry | PG&E | All | Electric | Res Packaged/Split AC (SEER 18) | Efficient | 0 | Conventional | HVAC | Res - Multi Family | Res | ROB and NEW | 0 | Residential Households | Cap-Tons | 15 | DEER:HVAC_Eff_AC | -88.55 | -0.1095 | 1.1 | SWHC049-02 | 1801.68 | 2021 | 0 | 286.29 | 2021 | 0 | 0 | SWHC049-02 | Res Central Air Conditioners - Hot-Dry ¦ PG&E ¦ Hot-Dry | Res Central Air Conditioners - Hot-Dry | 0.39739 | 1 | 0 | RASS 2019 | 0 | 2012 | 0.6 | SWHC049-02
RES-HVAC-14.11 | Res ¦ Packaged/Split System AC (SEER 18) - Cold ¦ PG&E ¦ Cold | Res ¦ Packaged/Split System AC (SEER 18) - Cold | PG&E ¦ Cold | PG&E | All | Electric | Res Packaged/Split AC (SEER 18) | Efficient | 0 | Conventional | HVAC | Res - Multi Family | Res | ROB and NEW | 0 | Residential Households | Cap-Tons | 15 | DEER:HVAC_Eff_AC | -94.85 | -0.0794 | 2.035 | SWHC049-02 | 1801.68 | 2021 | 0 | 286.29 | 2021 | 0 | 0 | SWHC049-02 | Res Central Air Conditioners - Cold ¦ PG&E ¦ Cold | Res Central Air Conditioners - Cold | 0.37544 | 1 | 0 | RASS 2019 | 0 | 2012 | 0.6 | SWHC049-02
RES-HVAC-14.12 | Res ¦ Packaged/Split System AC (SEER 18) - Marine ¦ SCE ¦ Marine | Res ¦ Packaged/Split System AC (SEER 18) - Marine | SCE ¦ Marine | SCE | All | Electric | Res Packaged/Split AC (SEER 18) | Efficient | 0 | Conventional | HVAC | Res - Multi Family | Res | ROB and NEW | 0 | Residential Households | Cap-Tons | 15 | DEER:HVAC_Eff_AC | -24.15 | -0.0506 | 0.649 | SWHC049-02 | 1801.68 | 2021 | 0 | 286.29 | 2021 | 0 | 0 | SWHC049-02 | Res Central Air Conditioners - Marine ¦ SCE ¦ Marine | Res Central Air Conditioners - Marine | 0.18492 | 1 | 0 | RASS 2019 | 0 | 2012 | 0.6 | SWHC049-02
RES-HVAC-14.13 | Res ¦ Packaged/Split System AC (SEER 18) - Hot-Dry ¦ SCE ¦ Hot-Dry | Res ¦ Packaged/Split System AC (SEER 18) - Hot-Dry | SCE ¦ Hot-Dry | SCE | All | Electric | Res Packaged/Split AC (SEER 18) | Efficient | 0 | Conventional | HVAC | Res - Multi Family | Res | ROB and NEW | 0 | Residential Households | Cap-Tons | 15 | DEER:HVAC_Eff_AC | -75.8 | -0.0981 | 0.969 | SWHC049-02 | 1801.68 | 2021 | 0 | 286.29 | 2021 | 0 | 0 | SWHC049-02 | Res Central Air Conditioners - Hot-Dry ¦ SCE ¦ Hot-Dry | Res Central Air Conditioners - Hot-Dry | 0.33824 | 1 | 0 | RASS 2019 | 0 | 2012 | 0.6 | SWHC049-02
RES-HVAC-14.14 | Res ¦ Packaged/Split System AC (SEER 18) - Cold ¦ SCE ¦ Cold | Res ¦ Packaged/Split System AC (SEER 18) - Cold | SCE ¦ Cold | SCE | All | Electric | Res Packaged/Split AC (SEER 18) | Efficient | 0 | Conventional | HVAC | Res - Multi Family | Res | ROB and NEW | 0 | Residential Households | Cap-Tons | 15 | DEER:HVAC_Eff_AC | -94.85 | -0.0794 | 2.035 | SWHC049-02 | 1801.68 | 2021 | 0 | 286.29 | 2021 | 0 | 0 | SWHC049-02 | Res Central Air Conditioners - Cold ¦ SCE ¦ Cold | Res Central Air Conditioners - Cold | 0.37544 | 1 | 0 | RASS 2019 | 0 | 2012 | 0.6 | SWHC049-02
RES-HVAC-14.15 | Res ¦ Packaged/Split System AC (SEER 18) - Marine ¦ SDG&E ¦ Marine | Res ¦ Packaged/Split System AC (SEER 18) - Marine | SDG&E ¦ Marine | SDG&E | All | Electric | Res Packaged/Split AC (SEER 18) | Efficient | 0 | Conventional | HVAC | Res - Multi Family | Res | ROB and NEW | 0 | Residential Households | Cap-Tons | 15 | DEER:HVAC_Eff_AC | -24.15 | -0.0506 | 0.649 | SWHC049-02 | 1801.68 | 2021 | 0 | 286.29 | 2021 | 0 | 0 | SWHC049-02 | Res Central Air Conditioners - Marine ¦ SDG&E ¦ Marine | Res Central Air Conditioners - Marine | 0.21897 | 1 | 0 | RASS 2019 | 0 | 2012 | 0.6 | SWHC049-02
RES-HVAC-14.16 | Res ¦ Packaged/Split System AC (SEER 18) - Hot-Dry ¦ SDG&E ¦ Hot-Dry | Res ¦ Packaged/Split System AC (SEER 18) - Hot-Dry | SDG&E ¦ Hot-Dry | SDG&E | All | Electric | Res Packaged/Split AC (SEER 18) | Efficient | 0 | Conventional | HVAC | Res - Multi Family | Res | ROB and NEW | 0 | Residential Households | Cap-Tons | 15 | DEER:HVAC_Eff_AC | -37.35 | -0.04415 | 0.687 | SWHC049-02 | 1801.68 | 2021 | 0 | 286.29 | 2021 | 0 | 0 | SWHC049-02 | Res Central Air Conditioners - Hot-Dry ¦ SDG&E ¦ Hot-Dry | Res Central Air Conditioners - Hot-Dry | 0.38613 | 1 | 0 | RASS 2019 | 0 | 2012 | 0.6 | SWHC049-02
RES-HVAC-20.1 | Res ¦ Packaged/Split Heat Pump (SEER 14) - Marine ¦ PG&E ¦ Marine | Res ¦ Packaged/Split Heat Pump (SEER 14) - Marine | PG&E ¦ Marine | PG&E | All | Electric | Res Packaged/Split Heat Pump (SEER 14) | Average Existing and Code | 0 | Conventional | HVAC | Res - Single Family | Res | ROB and NEW | 0 | Residential Households | Cap-Tons | 15 | DEER:HVAC_Eff_HP | 0 | 0 | 0 | SWHC049-02 | 971.55 | 2021 | 0 | 286.29 | 2021 | 0 | 0 | SWHC049-02 | Res Central Heat Pumps - Marine ¦ PG&E ¦ Marine | Res Central Heat Pumps - Marine | 0.058109 | 1 | 0.99304 | RASS 2019 | 0 | 2012 | 0.65 | SWHC049-02
RES-HVAC-20.2 | Res ¦ Packaged/Split Heat Pump (SEER 14) - Hot-Dry ¦ PG&E ¦ Hot-Dry | Res ¦ Packaged/Split Heat Pump (SEER 14) - Hot-Dry | PG&E ¦ Hot-Dry | PG&E | All | Electric | Res Packaged/Split Heat Pump (SEER 14) | Average Existing and Code | 0 | Conventional | HVAC | Res - Single Family | Res | ROB and NEW | 0 | Residential Households | Cap-Tons | 15 | DEER:HVAC_Eff_HP | 0 | 0 | 0 | SWHC049-02 | 971.55 | 2021 | 0 | 286.29 | 2021 | 0 | 0 | SWHC049-02 | Res Central Heat Pumps - Hot-Dry ¦ PG&E ¦ Hot-Dry | Res Central Heat Pumps - Hot-Dry | 0.093896 | 1 | 0.99304 | RASS 2019 | 0 | 2012 | 0.65 | SWHC049-02
RES-HVAC-20.3 | Res ¦ Packaged/Split Heat Pump (SEER 14) - Cold ¦ PG&E ¦ Cold | Res ¦ Packaged/Split Heat Pump (SEER 14) - Cold | PG&E ¦ Cold | PG&E | All | Electric | Res Packaged/Split Heat Pump (SEER 14) | Average Existing and Code | 0 | Conventional | HVAC | Res - Single Family | Res | ROB and NEW | 0 | Residential Households | Cap-Tons | 15 | DEER:HVAC_Eff_HP | 0 | 0 | 0 | SWHC049-02 | 971.55 | 2021 | 0 | 286.29 | 2021 | 0 | 0 | SWHC049-02 | Res Central Heat Pumps - Cold ¦ PG&E ¦ Cold | Res Central Heat Pumps - Cold | 0.276 | 1 | 0.99304 | RASS 2019 | 0 | 2012 | 0.65 | SWHC049-02
RES-HVAC-20.4 | Res ¦ Packaged/Split Heat Pump (SEER 14) - Marine ¦ SCE ¦ Marine | Res ¦ Packaged/Split Heat Pump (SEER 14) - Marine | SCE ¦ Marine | SCE | All | Electric | Res Packaged/Split Heat Pump (SEER 14) | Average Existing and Code | 0 | Conventional | HVAC | Res - Single Family | Res | ROB and NEW | 0 | Residential Households | Cap-Tons | 15 | DEER:HVAC_Eff_HP | 0 | 0 | 0 | SWHC049-02 | 971.55 | 2021 | 0 | 286.29 | 2021 | 0 | 0 | SWHC049-02 | Res Central Heat Pumps - Marine ¦ SCE ¦ Marine | Res Central Heat Pumps - Marine | 0.043845 | 1 | 0.99458 | RASS 2019 | 0 | 2012 | 0.65 | SWHC049-02
RES-HVAC-20.5 | Res ¦ Packaged/Split Heat Pump (SEER 14) - Hot-Dry ¦ SCE ¦ Hot-Dry | Res ¦ Packaged/Split Heat Pump (SEER 14) - Hot-Dry | SCE ¦ Hot-Dry | SCE | All | Electric | Res Packaged/Split Heat Pump (SEER 14) | Average Existing and Code | 0 | Conventional | HVAC | Res - Single Family | Res | ROB and NEW | 0 | Residential Households | Cap-Tons | 15 | DEER:HVAC_Eff_HP | 0 | 0 | 0 | SWHC049-02 | 971.55 | 2021 | 0 | 286.29 | 2021 | 0 | 0 | SWHC049-02 | Res Central Heat Pumps - Hot-Dry ¦ SCE ¦ Hot-Dry | Res Central Heat Pumps - Hot-Dry | 0.10105 | 1 | 0.99458 | RASS 2019 | 0 | 2012 | 0.65 | SWHC049-02
RES-HVAC-20.6 | Res ¦ Packaged/Split Heat Pump (SEER 14) - Cold ¦ SCE ¦ Cold | Res ¦ Packaged/Split Heat Pump (SEER 14) - Cold | SCE ¦ Cold | SCE | All | Electric | Res Packaged/Split Heat Pump (SEER 14) | Average Existing and Code | 0 | Conventional | HVAC | Res - Single Family | Res | ROB and NEW | 0 | Residential Households | Cap-Tons | 15 | DEER:HVAC_Eff_HP | 0 | 0 | 0 | SWHC049-02 | 971.55 | 2021 | 0 | 286.29 | 2021 | 0 | 0 | SWHC049-02 | Res Central Heat Pumps - Cold ¦ SCE ¦ Cold | Res Central Heat Pumps - Cold | 0.022208 | 1 | 0.99458 | RASS 2019 | 0 | 2012 | 0.65 | SWHC049-02
RES-HVAC-20.7 | Res ¦ Packaged/Split Heat Pump (SEER 14) - Marine ¦ SDG&E ¦ Marine | Res ¦ Packaged/Split Heat Pump (SEER 14) - Marine | SDG&E ¦ Marine | SDG&E | All | Electric | Res Packaged/Split Heat Pump (SEER 14) | Average Existing and Code | 0 | Conventional | HVAC | Res - Single Family | Res | ROB and NEW | 0 | Residential Households | Cap-Tons | 15 | DEER:HVAC_Eff_HP | 0 | 0 | 0 | SWHC049-02 | 971.55 | 2021 | 0 | 286.29 | 2021 | 0 | 0 | SWHC049-02 | Res Central Heat Pumps - Marine ¦ SDG&E ¦ Marine | Res Central Heat Pumps - Marine | 0.004847 | 1 | 0.9806 | RASS 2019 | 0 | 2012 | 0.65 | SWHC049-02
RES-HVAC-20.8 | Res ¦ Packaged/Split Heat Pump (SEER 14) - Hot-Dry ¦ SDG&E ¦ Hot-Dry | Res ¦ Packaged/Split Heat Pump (SEER 14) - Hot-Dry | SDG&E ¦ Hot-Dry | SDG&E | All | Electric | Res Packaged/Split Heat Pump (SEER 14) | Average Existing and Code | 0 | Conventional | HVAC | Res - Single Family | Res | ROB and NEW | 0 | Residential Households | Cap-Tons | 15 | DEER:HVAC_Eff_HP | 0 | 0 | 0 | SWHC049-02 | 971.55 | 2021 | 0 | 286.29 | 2021 | 0 | 0 | SWHC049-02 | Res Central Heat Pumps - Hot-Dry ¦ SDG&E ¦ Hot-Dry | Res Central Heat Pumps - Hot-Dry | 0.10359 | 1 | 0.9806 | RASS 2019 | 0 | 2012 | 0.65 | SWHC049-02
RES-HVAC-20.9 | Res ¦ Packaged/Split Heat Pump (SEER 14) - Marine ¦ PG&E ¦ Marine | Res ¦ Packaged/Split Heat Pump (SEER 14) - Marine | PG&E ¦ Marine | PG&E | All | Electric | Res Packaged/Split Heat Pump (SEER 14) | Average Existing and Code | 0 | Conventional | HVAC | Res - Multi Family | Res | ROB and NEW | 0 | Residential Households | Cap-Tons | 15 | DEER:HVAC_Eff_HP | 0 | 0 | 0 | SWHC049-02 | 971.55 | 2021 | 0 | 286.29 | 2021 | 0 | 0 | SWHC049-02 | Res Central Heat Pumps - Marine ¦ PG&E ¦ Marine | Res Central Heat Pumps - Marine | 0.043287 | 1 | 1 | RASS 2019 | 0 | 2012 | 0.65 | SWHC049-02
RES-HVAC-20.10 | Res ¦ Packaged/Split Heat Pump (SEER 14) - Hot-Dry ¦ PG&E ¦ Hot-Dry | Res ¦ Packaged/Split Heat Pump (SEER 14) - Hot-Dry | PG&E ¦ Hot-Dry | PG&E | All | Electric | Res Packaged/Split Heat Pump (SEER 14) | Average Existing and Code | 0 | Conventional | HVAC | Res - Multi Family | Res | ROB and NEW | 0 | Residential Households | Cap-Tons | 15 | DEER:HVAC_Eff_HP | 0 | 0 | 0 | SWHC049-02 | 971.55 | 2021 | 0 | 286.29 | 2021 | 0 | 0 | SWHC049-02 | Res Central Heat Pumps - Hot-Dry ¦ PG&E ¦ Hot-Dry | Res Central Heat Pumps - Hot-Dry | 0.094358 | 1 | 1 | RASS 2019 | 0 | 2012 | 0.65 | SWHC049-02
RES-HVAC-20.11 | Res ¦ Packaged/Split Heat Pump (SEER 14) - Cold ¦ PG&E ¦ Cold | Res ¦ Packaged/Split Heat Pump (SEER 14) - Cold | PG&E ¦ Cold | PG&E | All | Electric | Res Packaged/Split Heat Pump (SEER 14) | Average Existing and Code | 0 | Conventional | HVAC | Res - Multi Family | Res | ROB and NEW | 0 | Residential Households | Cap-Tons | 15 | DEER:HVAC_Eff_HP | 0 | 0 | 0 | SWHC049-02 | 971.55 | 2021 | 0 | 286.29 | 2021 | 0 | 0 | SWHC049-02 | Res Central Heat Pumps - Cold ¦ PG&E ¦ Cold | Res Central Heat Pumps - Cold | 0.33694 | 1 | 1 | RASS 2019 | 0 | 2012 | 0.65 | SWHC049-02
RES-HVAC-20.12 | Res ¦ Packaged/Split Heat Pump (SEER 14) - Marine ¦ SCE ¦ Marine | Res ¦ Packaged/Split Heat Pump (SEER 14) - Marine | SCE ¦ Marine | SCE | All | Electric | Res Packaged/Split Heat Pump (SEER 14) | Average Existing and Code | 0 | Conventional | HVAC | Res - Multi Family | Res | ROB and NEW | 0 | Residential Households | Cap-Tons | 15 | DEER:HVAC_Eff_HP | 0 | 0 | 0 | SWHC049-02 | 971.55 | 2021 | 0 | 286.29 | 2021 | 0 | 0 | SWHC049-02 | Res Central Heat Pumps - Marine ¦ SCE ¦ Marine | Res Central Heat Pumps - Marine | 0.060513 | 1 | 1 | RASS 2019 | 0 | 2012 | 0.65 | SWHC049-02
RES-HVAC-20.13 | Res ¦ Packaged/Split Heat Pump (SEER 14) - Hot-Dry ¦ SCE ¦ Hot-Dry | Res ¦ Packaged/Split Heat Pump (SEER 14) - Hot-Dry | SCE ¦ Hot-Dry | SCE | All | Electric | Res Packaged/Split Heat Pump (SEER 14) | Average Existing and Code | 0 | Conventional | HVAC | Res - Multi Family | Res | ROB and NEW | 0 | Residential Households | Cap-Tons | 15 | DEER:HVAC_Eff_HP | 0 | 0 | 0 | SWHC049-02 | 971.55 | 2021 | 0 | 286.29 | 2021 | 0 | 0 | SWHC049-02 | Res Central Heat Pumps - Hot-Dry ¦ SCE ¦ Hot-Dry | Res Central Heat Pumps - Hot-Dry | 0.076784 | 1 | 1 | RASS 2019 | 0 | 2012 | 0.65 | SWHC049-02
RES-HVAC-20.14 | Res ¦ Packaged/Split Heat Pump (SEER 14) - Cold ¦ SCE ¦ Cold | Res ¦ Packaged/Split Heat Pump (SEER 14) - Cold | SCE ¦ Cold | SCE | All | Electric | Res Packaged/Split Heat Pump (SEER 14) | Average Existing and Code | 0 | Conventional | HVAC | Res - Multi Family | Res | ROB and NEW | 0 | Residential Households | Cap-Tons | 15 | DEER:HVAC_Eff_HP | 0 | 0 | 0 | SWHC049-02 | 971.55 | 2021 | 0 | 286.29 | 2021 | 0 | 0 | SWHC049-02 | Res Central Heat Pumps - Cold ¦ SCE ¦ Cold | Res Central Heat Pumps - Cold | 0.33694 | 1 | 1 | RASS 2019 | 0 | 2012 | 0.65 | SWHC049-02
RES-HVAC-20.15 | Res ¦ Packaged/Split Heat Pump (SEER 14) - Marine ¦ SDG&E ¦ Marine | Res ¦ Packaged/Split Heat Pump (SEER 14) - Marine | SDG&E ¦ Marine | SDG&E | All | Electric | Res Packaged/Split Heat Pump (SEER 14) | Average Existing and Code | 0 | Conventional | HVAC | Res - Multi Family | Res | ROB and NEW | 0 | Residential Households | Cap-Tons | 15 | DEER:HVAC_Eff_HP | 0 | 0 | 0 | SWHC049-02 | 971.55 | 2021 | 0 | 286.29 | 2021 | 0 | 0 | SWHC049-02 | Res Central Heat Pumps - Marine ¦ SDG&E ¦ Marine | Res Central Heat Pumps - Marine | 0.026356 | 1 | 0.97524 | RASS 2019 | 0 | 2012 | 0.65 | SWHC049-02
RES-HVAC-20.16 | Res ¦ Packaged/Split Heat Pump (SEER 14) - Hot-Dry ¦ SDG&E ¦ Hot-Dry | Res ¦ Packaged/Split Heat Pump (SEER 14) - Hot-Dry | SDG&E ¦ Hot-Dry | SDG&E | All | Electric | Res Packaged/Split Heat Pump (SEER 14) | Average Existing and Code | 0 | Conventional | HVAC | Res - Multi Family | Res | ROB and NEW | 0 | Residential Households | Cap-Tons | 15 | DEER:HVAC_Eff_HP | 0 | 0 | 0 | SWHC049-02 | 971.55 | 2021 | 0 | 286.29 | 2021 | 0 | 0 | SWHC049-02 | Res Central Heat Pumps - Hot-Dry ¦ SDG&E ¦ Hot-Dry | Res Central Heat Pumps - Hot-Dry | 0.11187 | 1 | 0.97524 | RASS 2019 | 0 | 2012 | 0.65 | SWHC049-02
RES-HVAC-21.1 | Res ¦ Packaged/Split Heat Pump (SEER 15) - Marine ¦ PG&E ¦ Marine | Res ¦ Packaged/Split Heat Pump (SEER 15) - Marine | PG&E ¦ Marine | PG&E | All | Electric | Res Packaged/Split Heat Pump (SEER 15) | Efficient | 0 | Conventional | HVAC | Res - Single Family | Res | ROB and NEW | 0 | Residential Households | Cap-Tons | 15 | DEER:HVAC_Eff_HP | -32.1 | -0.0134 | 0 | SWHC049-02 | 1179.08 | 2021 | 0 | 286.29 | 2021 | 0 | 0 | SWHC049-02 | Res Central Heat Pumps - Marine ¦ PG&E ¦ Marine | Res Central Heat Pumps - Marine | 0.058109 | 1 | 0.0069612 | RASS 2019 | 0 | 2012 | 0.65 | SWHC049-02
RES-HVAC-21.2 | Res ¦ Packaged/Split Heat Pump (SEER 15) - Hot-Dry ¦ PG&E ¦ Hot-Dry | Res ¦ Packaged/Split Heat Pump (SEER 15) - Hot-Dry | PG&E ¦ Hot-Dry | PG&E | All | Electric | Res Packaged/Split Heat Pump (SEER 15) | Efficient | 0 | Conventional | HVAC | Res - Single Family | Res | ROB and NEW | 0 | Residential Households | Cap-Tons | 15 | DEER:HVAC_Eff_HP | -57.6 | -0.0428 | 0 | SWHC049-02 | 1179.08 | 2021 | 0 | 286.29 | 2021 | 0 | 0 | SWHC049-02 | Res Central Heat Pumps - Hot-Dry ¦ PG&E ¦ Hot-Dry | Res Central Heat Pumps - Hot-Dry | 0.093896 | 1 | 0.0069612 | RASS 2019 | 0 | 2012 | 0.65 | SWHC049-02
RES-HVAC-21.3 | Res ¦ Packaged/Split Heat Pump (SEER 15) - Cold ¦ PG&E ¦ Cold | Res ¦ Packaged/Split Heat Pump (SEER 15) - Cold | PG&E ¦ Cold | PG&E | All | Electric | Res Packaged/Split Heat Pump (SEER 15) | Efficient | 0 | Conventional | HVAC | Res - Single Family | Res | ROB and NEW | 0 | Residential Households | Cap-Tons | 15 | DEER:HVAC_Eff_HP | -29.7 | -0.013 | 0 | SWHC049-02 | 1179.08 | 2021 | 0 | 286.29 | 2021 | 0 | 0 | SWHC049-02 | Res Central Heat Pumps - Cold ¦ PG&E ¦ Cold | Res Central Heat Pumps - Cold | 0.276 | 1 | 0.0069612 | RASS 2019 | 0 | 2012 | 0.65 | SWHC049-02
RES-HVAC-21.4 | Res ¦ Packaged/Split Heat Pump (SEER 15) - Marine ¦ SCE ¦ Marine | Res ¦ Packaged/Split Heat Pump (SEER 15) - Marine | SCE ¦ Marine | SCE | All | Electric | Res Packaged/Split Heat Pump (SEER 15) | Efficient | 0 | Conventional | HVAC | Res - Single Family | Res | ROB and NEW | 0 | Residential Households | Cap-Tons | 15 | DEER:HVAC_Eff_HP | -21.4 | -0.0248 | 0 | SWHC049-02 | 1179.08 | 2021 | 0 | 286.29 | 2021 | 0 | 0 | SWHC049-02 | Res Central Heat Pumps - Marine ¦ SCE ¦ Marine | Res Central Heat Pumps - Marine | 0.043845 | 1 | 0.0054167 | RASS 2019 | 0 | 2012 | 0.65 | SWHC049-02
RES-HVAC-21.5 | Res ¦ Packaged/Split Heat Pump (SEER 15) - Hot-Dry ¦ SCE ¦ Hot-Dry | Res ¦ Packaged/Split Heat Pump (SEER 15) - Hot-Dry | SCE ¦ Hot-Dry | SCE | All | Electric | Res Packaged/Split Heat Pump (SEER 15) | Efficient | 0 | Conventional | HVAC | Res - Single Family | Res | ROB and NEW | 0 | Residential Households | Cap-Tons | 15 | DEER:HVAC_Eff_HP | -45.6 | -0.0454 | 0 | SWHC049-02 | 1179.08 | 2021 | 0 | 286.29 | 2021 | 0 | 0 | SWHC049-02 | Res Central Heat Pumps - Hot-Dry ¦ SCE ¦ Hot-Dry | Res Central Heat Pumps - Hot-Dry | 0.10105 | 1 | 0.0054167 | RASS 2019 | 0 | 2012 | 0.65 | SWHC049-02
RES-HVAC-21.6 | Res ¦ Packaged/Split Heat Pump (SEER 15) - Cold ¦ SCE ¦ Cold | Res ¦ Packaged/Split Heat Pump (SEER 15) - Cold | SCE ¦ Cold | SCE | All | Electric | Res Packaged/Split Heat Pump (SEER 15) | Efficient | 0 | Conventional | HVAC | Res - Single Family | Res | ROB and NEW | 0 | Residential Households | Cap-Tons | 15 | DEER:HVAC_Eff_HP | -29.7 | -0.013 | 0 | SWHC049-02 | 1179.08 | 2021 | 0 | 286.29 | 2021 | 0 | 0 | SWHC049-02 | Res Central Heat Pumps - Cold ¦ SCE ¦ Cold | Res Central Heat Pumps - Cold | 0.022208 | 1 | 0.0054167 | RASS 2019 | 0 | 2012 | 0.65 | SWHC049-02
RES-HVAC-21.7 | Res ¦ Packaged/Split Heat Pump (SEER 15) - Marine ¦ SDG&E ¦ Marine | Res ¦ Packaged/Split Heat Pump (SEER 15) - Marine | SDG&E ¦ Marine | SDG&E | All | Electric | Res Packaged/Split Heat Pump (SEER 15) | Efficient | 0 | Conventional | HVAC | Res - Single Family | Res | ROB and NEW | 0 | Residential Households | Cap-Tons | 15 | DEER:HVAC_Eff_HP | -21.4 | -0.0248 | 0 | SWHC049-02 | 1179.08 | 2021 | 0 | 286.29 | 2021 | 0 | 0 | SWHC049-02 | Res Central Heat Pumps - Marine ¦ SDG&E ¦ Marine | Res Central Heat Pumps - Marine | 0.004847 | 1 | 0.019403 | RASS 2019 | 0 | 2012 | 0.65 | SWHC049-02
RES-HVAC-21.8 | Res ¦ Packaged/Split Heat Pump (SEER 15) - Hot-Dry ¦ SDG&E ¦ Hot-Dry | Res ¦ Packaged/Split Heat Pump (SEER 15) - Hot-Dry | SDG&E ¦ Hot-Dry | SDG&E | All | Electric | Res Packaged/Split Heat Pump (SEER 15) | Efficient | 0 | Conventional | HVAC | Res - Single Family | Res | ROB and NEW | 0 | Residential Households | Cap-Tons | 15 | DEER:HVAC_Eff_HP | -25 | -0.0244 | 0 | SWHC049-02 | 1179.08 | 2021 | 0 | 286.29 | 2021 | 0 | 0 | SWHC049-02 | Res Central Heat Pumps - Hot-Dry ¦ SDG&E ¦ Hot-Dry | Res Central Heat Pumps - Hot-Dry | 0.10359 | 1 | 0.019403 | RASS 2019 | 0 | 2012 | 0.65 | SWHC049-02
RES-HVAC-21.9 | Res ¦ Packaged/Split Heat Pump (SEER 15) - Marine ¦ PG&E ¦ Marine | Res ¦ Packaged/Split Heat Pump (SEER 15) - Marine | PG&E ¦ Marine | PG&E | All | Electric | Res Packaged/Split Heat Pump (SEER 15) | Efficient | 0 | Conventional | HVAC | Res - Multi Family | Res | ROB and NEW | 0 | Residential Households | Cap-Tons | 15 | DEER:HVAC_Eff_HP | -30.6 | -0.00602 | 0 | SWHC049-02 | 1179.08 | 2021 | 0 | 286.29 | 2021 | 0 | 0 | SWHC049-02 | Res Central Heat Pumps - Marine ¦ PG&E ¦ Marine | Res Central Heat Pumps - Marine | 0.043287 | 1 | 0 | RASS 2019 | 0 | 2012 | 0.65 | SWHC049-02
RES-HVAC-21.10 | Res ¦ Packaged/Split Heat Pump (SEER 15) - Hot-Dry ¦ PG&E ¦ Hot-Dry | Res ¦ Packaged/Split Heat Pump (SEER 15) - Hot-Dry | PG&E ¦ Hot-Dry | PG&E | All | Electric | Res Packaged/Split Heat Pump (SEER 15) | Efficient | 0 | Conventional | HVAC | Res - Multi Family | Res | ROB and NEW | 0 | Residential Households | Cap-Tons | 15 | DEER:HVAC_Eff_HP | -57 | -0.0447 | 0 | SWHC049-02 | 1179.08 | 2021 | 0 | 286.29 | 2021 | 0 | 0 | SWHC049-02 | Res Central Heat Pumps - Hot-Dry ¦ PG&E ¦ Hot-Dry | Res Central Heat Pumps - Hot-Dry | 0.094358 | 1 | 0 | RASS 2019 | 0 | 2012 | 0.65 | SWHC049-02
RES-HVAC-21.11 | Res ¦ Packaged/Split Heat Pump (SEER 15) - Cold ¦ PG&E ¦ Cold | Res ¦ Packaged/Split Heat Pump (SEER 15) - Cold | PG&E ¦ Cold | PG&E | All | Electric | Res Packaged/Split Heat Pump (SEER 15) | Efficient | 0 | Conventional | HVAC | Res - Multi Family | Res | ROB and NEW | 0 | Residential Households | Cap-Tons | 15 | DEER:HVAC_Eff_HP | -87.3 | -0.0328 | 0 | SWHC049-02 | 1179.08 | 2021 | 0 | 286.29 | 2021 | 0 | 0 | SWHC049-02 | Res Central Heat Pumps - Cold ¦ PG&E ¦ Cold | Res Central Heat Pumps - Cold | 0.33694 | 1 | 0 | RASS 2019 | 0 | 2012 | 0.65 | SWHC049-02
RES-HVAC-21.12 | Res ¦ Packaged/Split Heat Pump (SEER 15) - Marine ¦ SCE ¦ Marine | Res ¦ Packaged/Split Heat Pump (SEER 15) - Marine | SCE ¦ Marine | SCE | All | Electric | Res Packaged/Split Heat Pump (SEER 15) | Efficient | 0 | Conventional | HVAC | Res - Multi Family | Res | ROB and NEW | 0 | Residential Households | Cap-Tons | 15 | DEER:HVAC_Eff_HP | -22.4 | -0.022 | 0 | SWHC049-02 | 1179.08 | 2021 | 0 | 286.29 | 2021 | 0 | 0 | SWHC049-02 | Res Central Heat Pumps - Marine ¦ SCE ¦ Marine | Res Central Heat Pumps - Marine | 0.060513 | 1 | 0 | RASS 2019 | 0 | 2012 | 0.65 | SWHC049-02
RES-HVAC-21.13 | Res ¦ Packaged/Split Heat Pump (SEER 15) - Hot-Dry ¦ SCE ¦ Hot-Dry | Res ¦ Packaged/Split Heat Pump (SEER 15) - Hot-Dry | SCE ¦ Hot-Dry | SCE | All | Electric | Res Packaged/Split Heat Pump (SEER 15) | Efficient | 0 | Conventional | HVAC | Res - Multi Family | Res | ROB and NEW | 0 | Residential Households | Cap-Tons | 15 | DEER:HVAC_Eff_HP | -49.5 | -0.0399 | 0 | SWHC049-02 | 1179.08 | 2021 | 0 | 286.29 | 2021 | 0 | 0 | SWHC049-02 | Res Central Heat Pumps - Hot-Dry ¦ SCE ¦ Hot-Dry | Res Central Heat Pumps - Hot-Dry | 0.076784 | 1 | 0 | RASS 2019 | 0 | 2012 | 0.65 | SWHC049-02
RES-HVAC-21.14 | Res ¦ Packaged/Split Heat Pump (SEER 15) - Cold ¦ SCE ¦ Cold | Res ¦ Packaged/Split Heat Pump (SEER 15) - Cold | SCE ¦ Cold | SCE | All | Electric | Res Packaged/Split Heat Pump (SEER 15) | Efficient | 0 | Conventional | HVAC | Res - Multi Family | Res | ROB and NEW | 0 | Residential Households | Cap-Tons | 15 | DEER:HVAC_Eff_HP | -87.3 | -0.0328 | 0 | SWHC049-02 | 1179.08 | 2021 | 0 | 286.29 | 2021 | 0 | 0 | SWHC049-02 | Res Central Heat Pumps - Cold ¦ SCE ¦ Cold | Res Central Heat Pumps - Cold | 0.33694 | 1 | 0 | RASS 2019 | 0 | 2012 | 0.65 | SWHC049-02
RES-HVAC-21.15 | Res ¦ Packaged/Split Heat Pump (SEER 15) - Marine ¦ SDG&E ¦ Marine | Res ¦ Packaged/Split Heat Pump (SEER 15) - Marine | SDG&E ¦ Marine | SDG&E | All | Electric | Res Packaged/Split Heat Pump (SEER 15) | Efficient | 0 | Conventional | HVAC | Res - Multi Family | Res | ROB and NEW | 0 | Residential Households | Cap-Tons | 15 | DEER:HVAC_Eff_HP | -22.4 | -0.022 | 0 | SWHC049-02 | 1179.08 | 2021 | 0 | 286.29 | 2021 | 0 | 0 | SWHC049-02 | Res Central Heat Pumps - Marine ¦ SDG&E ¦ Marine | Res Central Heat Pumps - Marine | 0.026356 | 1 | 0.024762 | RASS 2019 | 0 | 2012 | 0.65 | SWHC049-02
RES-HVAC-21.16 | Res ¦ Packaged/Split Heat Pump (SEER 15) - Hot-Dry ¦ SDG&E ¦ Hot-Dry | Res ¦ Packaged/Split Heat Pump (SEER 15) - Hot-Dry | SDG&E ¦ Hot-Dry | SDG&E | All | Electric | Res Packaged/Split Heat Pump (SEER 15) | Efficient | 0 | Conventional | HVAC | Res - Multi Family | Res | ROB and NEW | 0 | Residential Households | Cap-Tons | 15 | DEER:HVAC_Eff_HP | -27.8 | -0.0212 | 0 | SWHC049-02 | 1179.08 | 2021 | 0 | 286.29 | 2021 | 0 | 0 | SWHC049-02 | Res Central Heat Pumps - Hot-Dry ¦ SDG&E ¦ Hot-Dry | Res Central Heat Pumps - Hot-Dry | 0.11187 | 1 | 0.024762 | RASS 2019 | 0 | 2012 | 0.65 | SWHC049-02
RES-HVAC-22.1 | Res ¦ Packaged/Split Heat Pump (SEER 16) - Marine ¦ PG&E ¦ Marine | Res ¦ Packaged/Split Heat Pump (SEER 16) - Marine | PG&E ¦ Marine | PG&E | All | Electric | Res Packaged/Split Heat Pump (SEER 16) | Efficient | 0 | Conventional | HVAC | Res - Single Family | Res | ROB and NEW | 0 | Residential Households | Cap-Tons | 15 | DEER:HVAC_Eff_HP | -35.4 | -0.0114 | 0 | SWHC049-02 | 1386.61 | 2021 | 0 | 286.29 | 2021 | 0 | 0 | SWHC049-02 | Res Central Heat Pumps - Marine ¦ PG&E ¦ Marine | Res Central Heat Pumps - Marine | 0.058109 | 1 | 0 | RASS 2019 | 384.1815 | 2032 | 0.65 | SWHC049-02
RES-HVAC-22.2 | Res ¦ Packaged/Split Heat Pump (SEER 16) - Hot-Dry ¦ PG&E ¦ Hot-Dry | Res ¦ Packaged/Split Heat Pump (SEER 16) - Hot-Dry | PG&E ¦ Hot-Dry | PG&E | All | Electric | Res Packaged/Split Heat Pump (SEER 16) | Efficient | 0 | Conventional | HVAC | Res - Single Family | Res | ROB and NEW | 0 | Residential Households | Cap-Tons | 15 | DEER:HVAC_Eff_HP | -56.5 | -0.0272 | 0 | SWHC049-02 | 1386.61 | 2021 | 0 | 286.29 | 2021 | 0 | 0 | SWHC049-02 | Res Central Heat Pumps - Hot-Dry ¦ PG&E ¦ Hot-Dry | Res Central Heat Pumps - Hot-Dry | 0.093896 | 1 | 0 | RASS 2019 | 384.1815 | 2032 | 0.65 | SWHC049-02
RES-HVAC-22.3 | Res ¦ Packaged/Split Heat Pump (SEER 16) - Cold ¦ PG&E ¦ Cold | Res ¦ Packaged/Split Heat Pump (SEER 16) - Cold | PG&E ¦ Cold | PG&E | All | Electric | Res Packaged/Split Heat Pump (SEER 16) | Efficient | 0 | Conventional | HVAC | Res - Single Family | Res | ROB and NEW | 0 | Residential Households | Cap-Tons | 15 | DEER:HVAC_Eff_HP | -47.3 | -0.0132 | 0 | SWHC049-02 | 1386.61 | 2021 | 0 | 286.29 | 2021 | 0 | 0 | SWHC049-02 | Res Central Heat Pumps - Cold ¦ PG&E ¦ Cold | Res Central Heat Pumps - Cold | 0.276 | 1 | 0 | RASS 2019 | 384.1815 | 2032 | 0.65 | SWHC049-02
RES-HVAC-22.4 | Res ¦ Packaged/Split Heat Pump (SEER 16) - Marine ¦ SCE ¦ Marine | Res ¦ Packaged/Split Heat Pump (SEER 16) - Marine | SCE ¦ Marine | SCE | All | Electric | Res Packaged/Split Heat Pump (SEER 16) | Efficient | 0 | Conventional | HVAC | Res - Single Family | Res | ROB and NEW | 0 | Residential Households | Cap-Tons | 15 | DEER:HVAC_Eff_HP | -25.2 | -0.0243 | 0 | SWHC049-02 | 1386.61 | 2021 | 0 | 286.29 | 2021 | 0 | 0 | SWHC049-02 | Res Central Heat Pumps - Marine ¦ SCE ¦ Marine | Res Central Heat Pumps - Marine | 0.043845 | 1 | 0 | RASS 2019 | 384.1815 | 2032 | 0.65 | SWHC049-02
RES-HVAC-22.5 | Res ¦ Packaged/Split Heat Pump (SEER 16) - Hot-Dry ¦ SCE ¦ Hot-Dry | Res ¦ Packaged/Split Heat Pump (SEER 16) - Hot-Dry | SCE ¦ Hot-Dry | SCE | All | Electric | Res Packaged/Split Heat Pump (SEER 16) | Efficient | 0 | Conventional | HVAC | Res - Single Family | Res | ROB and NEW | 0 | Residential Households | Cap-Tons | 15 | DEER:HVAC_Eff_HP | -49.8 | -0.0312 | 0 | SWHC049-02 | 1386.61 | 2021 | 0 | 286.29 | 2021 | 0 | 0 | SWHC049-02 | Res Central Heat Pumps - Hot-Dry ¦ SCE ¦ Hot-Dry | Res Central Heat Pumps - Hot-Dry | 0.10105 | 1 | 0 | RASS 2019 | 384.1815 | 2032 | 0.65 | SWHC049-02
RES-HVAC-22.6 | Res ¦ Packaged/Split Heat Pump (SEER 16) - Cold ¦ SCE ¦ Cold | Res ¦ Packaged/Split Heat Pump (SEER 16) - Cold | SCE ¦ Cold | SCE | All | Electric | Res Packaged/Split Heat Pump (SEER 16) | Efficient | 0 | Conventional | HVAC | Res - Single Family | Res | ROB and NEW | 0 | Residential Households | Cap-Tons | 15 | DEER:HVAC_Eff_HP | -47.3 | -0.0132 | 0 | SWHC049-02 | 1386.61 | 2021 | 0 | 286.29 | 2021 | 0 | 0 | SWHC049-02 | Res Central Heat Pumps - Cold ¦ SCE ¦ Cold | Res Central Heat Pumps - Cold | 0.022208 | 1 | 0 | RASS 2019 | 384.1815 | 2032 | 0.65 | SWHC049-02
RES-HVAC-22.7 | Res ¦ Packaged/Split Heat Pump (SEER 16) - Marine ¦ SDG&E ¦ Marine | Res ¦ Packaged/Split Heat Pump (SEER 16) - Marine | SDG&E ¦ Marine | SDG&E | All | Electric | Res Packaged/Split Heat Pump (SEER 16) | Efficient | 0 | Conventional | HVAC | Res - Single Family | Res | ROB and NEW | 0 | Residential Households | Cap-Tons | 15 | DEER:HVAC_Eff_HP | -25.2 | -0.0243 | 0 | SWHC049-02 | 1386.61 | 2021 | 0 | 286.29 | 2021 | 0 | 0 | SWHC049-02 | Res Central Heat Pumps - Marine ¦ SDG&E ¦ Marine | Res Central Heat Pumps - Marine | 0.004847 | 1 | 0 | RASS 2019 | 384.1815 | 2032 | 0.65 | SWHC049-02
RES-HVAC-22.8 | Res ¦ Packaged/Split Heat Pump (SEER 16) - Hot-Dry ¦ SDG&E ¦ Hot-Dry | Res ¦ Packaged/Split Heat Pump (SEER 16) - Hot-Dry | SDG&E ¦ Hot-Dry | SDG&E | All | Electric | Res Packaged/Split Heat Pump (SEER 16) | Efficient | 0 | Conventional | HVAC | Res - Single Family | Res | ROB and NEW | 0 | Residential Households | Cap-Tons | 15 | DEER:HVAC_Eff_HP | -21.8 | -0.0197 | 0 | SWHC049-02 | 1386.61 | 2021 | 0 | 286.29 | 2021 | 0 | 0 | SWHC049-02 | Res Central Heat Pumps - Hot-Dry ¦ SDG&E ¦ Hot-Dry | Res Central Heat Pumps - Hot-Dry | 0.10359 | 1 | 0 | RASS 2019 | 384.1815 | 2032 | 0.65 | SWHC049-02
RES-HVAC-22.9 | Res ¦ Packaged/Split Heat Pump (SEER 16) - Marine ¦ PG&E ¦ Marine | Res ¦ Packaged/Split Heat Pump (SEER 16) - Marine | PG&E ¦ Marine | PG&E | All | Electric | Res Packaged/Split Heat Pump (SEER 16) | Efficient | 0 | Conventional | HVAC | Res - Multi Family | Res | ROB and NEW | 0 | Residential Households | Cap-Tons | 15 | DEER:HVAC_Eff_HP | -31.6 | -0.00394 | 0 | SWHC049-02 | 1386.61 | 2021 | 0 | 286.29 | 2021 | 0 | 0 | SWHC049-02 | Res Central Heat Pumps - Marine ¦ PG&E ¦ Marine | Res Central Heat Pumps - Marine | 0.043287 | 1 | 0 | RASS 2019 | 0 | 2012 | 0.65 | SWHC049-02
RES-HVAC-22.10 | Res ¦ Packaged/Split Heat Pump (SEER 16) - Hot-Dry ¦ PG&E ¦ Hot-Dry | Res ¦ Packaged/Split Heat Pump (SEER 16) - Hot-Dry | PG&E ¦ Hot-Dry | PG&E | All | Electric | Res Packaged/Split Heat Pump (SEER 16) | Efficient | 0 | Conventional | HVAC | Res - Multi Family | Res | ROB and NEW | 0 | Residential Households | Cap-Tons | 15 | DEER:HVAC_Eff_HP | -54.9 | -0.041 | 0 | SWHC049-02 | 1386.61 | 2021 | 0 | 286.29 | 2021 | 0 | 0 | SWHC049-02 | Res Central Heat Pumps - Hot-Dry ¦ PG&E ¦ Hot-Dry | Res Central Heat Pumps - Hot-Dry | 0.094358 | 1 | 0 | RASS 2019 | 0 | 2012 | 0.65 | SWHC049-02
RES-HVAC-22.11 | Res ¦ Packaged/Split Heat Pump (SEER 16) - Cold ¦ PG&E ¦ Cold | Res ¦ Packaged/Split Heat Pump (SEER 16) - Cold | PG&E ¦ Cold | PG&E | All | Electric | Res Packaged/Split Heat Pump (SEER 16) | Efficient | 0 | Conventional | HVAC | Res - Multi Family | Res | ROB and NEW | 0 | Residential Households | Cap-Tons | 15 | DEER:HVAC_Eff_HP | -106 | -0.0343 | 0 | SWHC049-02 | 1386.61 | 2021 | 0 | 286.29 | 2021 | 0 | 0 | SWHC049-02 | Res Central Heat Pumps - Cold ¦ PG&E ¦ Cold | Res Central Heat Pumps - Cold | 0.33694 | 1 | 0 | RASS 2019 | 0 | 2012 | 0.65 | SWHC049-02
RES-HVAC-22.12 | Res ¦ Packaged/Split Heat Pump (SEER 16) - Marine ¦ SCE ¦ Marine | Res ¦ Packaged/Split Heat Pump (SEER 16) - Marine | SCE ¦ Marine | SCE | All | Electric | Res Packaged/Split Heat Pump (SEER 16) | Efficient | 0 | Conventional | HVAC | Res - Multi Family | Res | ROB and NEW | 0 | Residential Households | Cap-Tons | 15 | DEER:HVAC_Eff_HP | -22.1 | -0.0194 | 0 | SWHC049-02 | 1386.61 | 2021 | 0 | 286.29 | 2021 | 0 | 0 | SWHC049-02 | Res Central Heat Pumps - Marine ¦ SCE ¦ Marine | Res Central Heat Pumps - Marine | 0.060513 | 1 | 0 | RASS 2019 | 0 | 2012 | 0.65 | SWHC049-02
RES-HVAC-22.13 | Res ¦ Packaged/Split Heat Pump (SEER 16) - Hot-Dry ¦ SCE ¦ Hot-Dry | Res ¦ Packaged/Split Heat Pump (SEER 16) - Hot-Dry | SCE ¦ Hot-Dry | SCE | All | Electric | Res Packaged/Split Heat Pump (SEER 16) | Efficient | 0 | Conventional | HVAC | Res - Multi Family | Res | ROB and NEW | 0 | Residential Households | Cap-Tons | 15 | DEER:HVAC_Eff_HP | -49.8 | -0.0434 | 0 | SWHC049-02 | 1386.61 | 2021 | 0 | 286.29 | 2021 | 0 | 0 | SWHC049-02 | Res Central Heat Pumps - Hot-Dry ¦ SCE ¦ Hot-Dry | Res Central Heat Pumps - Hot-Dry | 0.076784 | 1 | 0 | RASS 2019 | 0 | 2012 | 0.65 | SWHC049-02
RES-HVAC-22.14 | Res ¦ Packaged/Split Heat Pump (SEER 16) - Cold ¦ SCE ¦ Cold | Res ¦ Packaged/Split Heat Pump (SEER 16) - Cold | SCE ¦ Cold | SCE | All | Electric | Res Packaged/Split Heat Pump (SEER 16) | Efficient | 0 | Conventional | HVAC | Res - Multi Family | Res | ROB and NEW | 0 | Residential Households | Cap-Tons | 15 | DEER:HVAC_Eff_HP | -106 | -0.0343 | 0 | SWHC049-02 | 1386.61 | 2021 | 0 | 286.29 | 2021 | 0 | 0 | SWHC049-02 | Res Central Heat Pumps - Cold ¦ SCE ¦ Cold | Res Central Heat Pumps - Cold | 0.33694 | 1 | 0 | RASS 2019 | 0 | 2012 | 0.65 | SWHC049-02
RES-HVAC-22.15 | Res ¦ Packaged/Split Heat Pump (SEER 16) - Marine ¦ SDG&E ¦ Marine | Res ¦ Packaged/Split Heat Pump (SEER 16) - Marine | SDG&E ¦ Marine | SDG&E | All | Electric | Res Packaged/Split Heat Pump (SEER 16) | Efficient | 0 | Conventional | HVAC | Res - Multi Family | Res | ROB and NEW | 0 | Residential Households | Cap-Tons | 15 | DEER:HVAC_Eff_HP | -22.1 | -0.0194 | 0 | SWHC049-02 | 1386.61 | 2021 | 0 | 286.29 | 2021 | 0 | 0 | SWHC049-02 | Res Central Heat Pumps - Marine ¦ SDG&E ¦ Marine | Res Central Heat Pumps - Marine | 0.026356 | 1 | 0 | RASS 2019 | 0 | 2012 | 0.65 | SWHC049-02
RES-HVAC-22.16 | Res ¦ Packaged/Split Heat Pump (SEER 16) - Hot-Dry ¦ SDG&E ¦ Hot-Dry | Res ¦ Packaged/Split Heat Pump (SEER 16) - Hot-Dry | SDG&E ¦ Hot-Dry | SDG&E | All | Electric | Res Packaged/Split Heat Pump (SEER 16) | Efficient | 0 | Conventional | HVAC | Res - Multi Family | Res | ROB and NEW | 0 | Residential Households | Cap-Tons | 15 | DEER:HVAC_Eff_HP | -23.7 | -0.0168 | 0 | SWHC049-02 | 1386.61 | 2021 | 0 | 286.29 | 2021 | 0 | 0 | SWHC049-02 | Res Central Heat Pumps - Hot-Dry ¦ SDG&E ¦ Hot-Dry | Res Central Heat Pumps - Hot-Dry | 0.11187 | 1 | 0 | RASS 2019 | 0 | 2012 | 0.65 | SWHC049-02
RES-HVAC-23.1 | Res ¦ Packaged/Split Heat Pump (SEER 17) - Marine ¦ PG&E ¦ Marine | Res ¦ Packaged/Split Heat Pump (SEER 17) - Marine | PG&E ¦ Marine | PG&E | All | Electric | Res Packaged/Split Heat Pump (SEER 17) | Efficient | 0 | Conventional | HVAC | Res - Single Family | Res | ROB and NEW | 0 | Residential Households | Cap-Tons | 15 | DEER:HVAC_Eff_HP | -57.9 | -0.0226 | 0 | SWHC049-02 | 1594.15 | 2021 | 0 | 286.29 | 2021 | 0 | 0 | SWHC049-02 | Res Central Heat Pumps - Marine ¦ PG&E ¦ Marine | Res Central Heat Pumps - Marine | 0.058109 | 1 | 0 | RASS 2019 | 431.843 | 2032 | 0.65 | SWHC049-02
RES-HVAC-23.2 | Res ¦ Packaged/Split Heat Pump (SEER 17) - Hot-Dry ¦ PG&E ¦ Hot-Dry | Res ¦ Packaged/Split Heat Pump (SEER 17) - Hot-Dry | PG&E ¦ Hot-Dry | PG&E | All | Electric | Res Packaged/Split Heat Pump (SEER 17) | Efficient | 0 | Conventional | HVAC | Res - Single Family | Res | ROB and NEW | 0 | Residential Households | Cap-Tons | 15 | DEER:HVAC_Eff_HP | -100 | -0.0657 | 0 | SWHC049-02 | 1594.15 | 2021 | 0 | 286.29 | 2021 | 0 | 0 | SWHC049-02 | Res Central Heat Pumps - Hot-Dry ¦ PG&E ¦ Hot-Dry | Res Central Heat Pumps - Hot-Dry | 0.093896 | 1 | 0 | RASS 2019 | 431.843 | 2032 | 0.65 | SWHC049-02
RES-HVAC-23.3 | Res ¦ Packaged/Split Heat Pump (SEER 17) - Cold ¦ PG&E ¦ Cold | Res ¦ Packaged/Split Heat Pump (SEER 17) - Cold | PG&E ¦ Cold | PG&E | All | Electric | Res Packaged/Split Heat Pump (SEER 17) | Efficient | 0 | Conventional | HVAC | Res - Single Family | Res | ROB and NEW | 0 | Residential Households | Cap-Tons | 15 | DEER:HVAC_Eff_HP | -68.8 | -0.0241 | 0 | SWHC049-02 | 1594.15 | 2021 | 0 | 286.29 | 2021 | 0 | 0 | SWHC049-02 | Res Central Heat Pumps - Cold ¦ PG&E ¦ Cold | Res Central Heat Pumps - Cold | 0.276 | 1 | 0 | RASS 2019 | 431.843 | 2032 | 0.65 | SWHC049-02
RES-HVAC-23.4 | Res ¦ Packaged/Split Heat Pump (SEER 17) - Marine ¦ SCE ¦ Marine | Res ¦ Packaged/Split Heat Pump (SEER 17) - Marine | SCE ¦ Marine | SCE | All | Electric | Res Packaged/Split Heat Pump (SEER 17) | Efficient | 0 | Conventional | HVAC | Res - Single Family | Res | ROB and NEW | 0 | Residential Households | Cap-Tons | 15 | DEER:HVAC_Eff_HP | -41 | -0.045 | 0 | SWHC049-02 | 1594.15 | 2021 | 0 | 286.29 | 2021 | 0 | 0 | SWHC049-02 | Res Central Heat Pumps - Marine ¦ SCE ¦ Marine | Res Central Heat Pumps - Marine | 0.043845 | 1 | 0 | RASS 2019 | 431.843 | 2032 | 0.65 | SWHC049-02
RES-HVAC-23.5 | Res ¦ Packaged/Split Heat Pump (SEER 17) - Hot-Dry ¦ SCE ¦ Hot-Dry | Res ¦ Packaged/Split Heat Pump (SEER 17) - Hot-Dry | SCE ¦ Hot-Dry | SCE | All | Electric | Res Packaged/Split Heat Pump (SEER 17) | Efficient | 0 | Conventional | HVAC | Res - Single Family | Res | ROB and NEW | 0 | Residential Households | Cap-Tons | 15 | DEER:HVAC_Eff_HP | -84.7 | -0.0705 | 0 | SWHC049-02 | 1594.15 | 2021 | 0 | 286.29 | 2021 | 0 | 0 | SWHC049-02 | Res Central Heat Pumps - Hot-Dry ¦ SCE ¦ Hot-Dry | Res Central Heat Pumps - Hot-Dry | 0.10105 | 1 | 0 | RASS 2019 | 431.843 | 2032 | 0.65 | SWHC049-02
RES-HVAC-23.6 | Res ¦ Packaged/Split Heat Pump (SEER 17) - Cold ¦ SCE ¦ Cold | Res ¦ Packaged/Split Heat Pump (SEER 17) - Cold | SCE ¦ Cold | SCE | All | Electric | Res Packaged/Split Heat Pump (SEER 17) | Efficient | 0 | Conventional | HVAC | Res - Single Family | Res | ROB and NEW | 0 | Residential Households | Cap-Tons | 15 | DEER:HVAC_Eff_HP | -68.8 | -0.0241 | 0 | SWHC049-02 | 1594.15 | 2021 | 0 | 286.29 | 2021 | 0 | 0 | SWHC049-02 | Res Central Heat Pumps - Cold ¦ SCE ¦ Cold | Res Central Heat Pumps - Cold | 0.022208 | 1 | 0 | RASS 2019 | 431.843 | 2032 | 0.65 | SWHC049-02
RES-HVAC-23.7 | Res ¦ Packaged/Split Heat Pump (SEER 17) - Marine ¦ SDG&E ¦ Marine | Res ¦ Packaged/Split Heat Pump (SEER 17) - Marine | SDG&E ¦ Marine | SDG&E | All | Electric | Res Packaged/Split Heat Pump (SEER 17) | Efficient | 0 | Conventional | HVAC | Res - Single Family | Res | ROB and NEW | 0 | Residential Households | Cap-Tons | 15 | DEER:HVAC_Eff_HP | -41 | -0.045 | 0 | SWHC049-02 | 1594.15 | 2021 | 0 | 286.29 | 2021 | 0 | 0 | SWHC049-02 | Res Central Heat Pumps - Marine ¦ SDG&E ¦ Marine | Res Central Heat Pumps - Marine | 0.004847 | 1 | 0 | RASS 2019 | 431.843 | 2032 | 0.65 | SWHC049-02
RES-HVAC-23.8 | Res ¦ Packaged/Split Heat Pump (SEER 17) - Hot-Dry ¦ SDG&E ¦ Hot-Dry | Res ¦ Packaged/Split Heat Pump (SEER 17) - Hot-Dry | SDG&E ¦ Hot-Dry | SDG&E | All | Electric | Res Packaged/Split Heat Pump (SEER 17) | Efficient | 0 | Conventional | HVAC | Res - Single Family | Res | ROB and NEW | 0 | Residential Households | Cap-Tons | 15 | DEER:HVAC_Eff_HP | -40.6 | -0.0396 | 0 | SWHC049-02 | 1594.15 | 2021 | 0 | 286.29 | 2021 | 0 | 0 | SWHC049-02 | Res Central Heat Pumps - Hot-Dry ¦ SDG&E ¦ Hot-Dry | Res Central Heat Pumps - Hot-Dry | 0.10359 | 1 | 0 | RASS 2019 | 431.843 | 2032 | 0.65 | SWHC049-02
RES-HVAC-23.9 | Res ¦ Packaged/Split Heat Pump (SEER 17) - Marine ¦ PG&E ¦ Marine | Res ¦ Packaged/Split Heat Pump (SEER 17) - Marine | PG&E ¦ Marine | PG&E | All | Electric | Res Packaged/Split Heat Pump (SEER 17) | Efficient | 0 | Conventional | HVAC | Res - Multi Family | Res | ROB and NEW | 0 | Residential Households | Cap-Tons | 15 | DEER:HVAC_Eff_HP | -53 | -0.00929 | 0 | SWHC049-02 | 1594.15 | 2021 | 0 | 286.29 | 2021 | 0 | 0 | SWHC049-02 | Res Central Heat Pumps - Marine ¦ PG&E ¦ Marine | Res Central Heat Pumps - Marine | 0.043287 | 1 | 0 | RASS 2019 | 0 | 2012 | 0.65 | SWHC049-02
RES-HVAC-23.10 | Res ¦ Packaged/Split Heat Pump (SEER 17) - Hot-Dry ¦ PG&E ¦ Hot-Dry | Res ¦ Packaged/Split Heat Pump (SEER 17) - Hot-Dry | PG&E ¦ Hot-Dry | PG&E | All | Electric | Res Packaged/Split Heat Pump (SEER 17) | Efficient | 0 | Conventional | HVAC | Res - Multi Family | Res | ROB and NEW | 0 | Residential Households | Cap-Tons | 15 | DEER:HVAC_Eff_HP | -99.1 | -0.0805 | 0 | SWHC049-02 | 1594.15 | 2021 | 0 | 286.29 | 2021 | 0 | 0 | SWHC049-02 | Res Central Heat Pumps - Hot-Dry ¦ PG&E ¦ Hot-Dry | Res Central Heat Pumps - Hot-Dry | 0.094358 | 1 | 0 | RASS 2019 | 0 | 2012 | 0.65 | SWHC049-02
RES-HVAC-23.11 | Res ¦ Packaged/Split Heat Pump (SEER 17) - Cold ¦ PG&E ¦ Cold | Res ¦ Packaged/Split Heat Pump (SEER 17) - Cold | PG&E ¦ Cold | PG&E | All | Electric | Res Packaged/Split Heat Pump (SEER 17) | Efficient | 0 | Conventional | HVAC | Res - Multi Family | Res | ROB and NEW | 0 | Residential Households | Cap-Tons | 15 | DEER:HVAC_Eff_HP | -171 | -0.0608 | 0 | SWHC049-02 | 1594.15 | 2021 | 0 | 286.29 | 2021 | 0 | 0 | SWHC049-02 | Res Central Heat Pumps - Cold ¦ PG&E ¦ Cold | Res Central Heat Pumps - Cold | 0.33694 | 1 | 0 | RASS 2019 | 0 | 2012 | 0.65 | SWHC049-02
RES-HVAC-23.12 | Res ¦ Packaged/Split Heat Pump (SEER 17) - Marine ¦ SCE ¦ Marine | Res ¦ Packaged/Split Heat Pump (SEER 17) - Marine | SCE ¦ Marine | SCE | All | Electric | Res Packaged/Split Heat Pump (SEER 17) | Efficient | 0 | Conventional | HVAC | Res - Multi Family | Res | ROB and NEW | 0 | Residential Households | Cap-Tons | 15 | DEER:HVAC_Eff_HP | -38.7 | -0.0381 | 0 | SWHC049-02 | 1594.15 | 2021 | 0 | 286.29 | 2021 | 0 | 0 | SWHC049-02 | Res Central Heat Pumps - Marine ¦ SCE ¦ Marine | Res Central Heat Pumps - Marine | 0.060513 | 1 | 0 | RASS 2019 | 0 | 2012 | 0.65 | SWHC049-02
RES-HVAC-23.13 | Res ¦ Packaged/Split Heat Pump (SEER 17) - Hot-Dry ¦ SCE ¦ Hot-Dry | Res ¦ Packaged/Split Heat Pump (SEER 17) - Hot-Dry | SCE ¦ Hot-Dry | SCE | All | Electric | Res Packaged/Split Heat Pump (SEER 17) | Efficient | 0 | Conventional | HVAC | Res - Multi Family | Res | ROB and NEW | 0 | Residential Households | Cap-Tons | 15 | DEER:HVAC_Eff_HP | -87.8 | -0.0777 | 0 | SWHC049-02 | 1594.15 | 2021 | 0 | 286.29 | 2021 | 0 | 0 | SWHC049-02 | Res Central Heat Pumps - Hot-Dry ¦ SCE ¦ Hot-Dry | Res Central Heat Pumps - Hot-Dry | 0.076784 | 1 | 0 | RASS 2019 | 0 | 2012 | 0.65 | SWHC049-02
RES-HVAC-23.14 | Res ¦ Packaged/Split Heat Pump (SEER 17) - Cold ¦ SCE ¦ Cold | Res ¦ Packaged/Split Heat Pump (SEER 17) - Cold | SCE ¦ Cold | SCE | All | Electric | Res Packaged/Split Heat Pump (SEER 17) | Efficient | 0 | Conventional | HVAC | Res - Multi Family | Res | ROB and NEW | 0 | Residential Households | Cap-Tons | 15 | DEER:HVAC_Eff_HP | -171 | -0.0608 | 0 | SWHC049-02 | 1594.15 | 2021 | 0 | 286.29 | 2021 | 0 | 0 | SWHC049-02 | Res Central Heat Pumps - Cold ¦ SCE ¦ Cold | Res Central Heat Pumps - Cold | 0.33694 | 1 | 0 | RASS 2019 | 0 | 2012 | 0.65 | SWHC049-02
RES-HVAC-23.15 | Res ¦ Packaged/Split Heat Pump (SEER 17) - Marine ¦ SDG&E ¦ Marine | Res ¦ Packaged/Split Heat Pump (SEER 17) - Marine | SDG&E ¦ Marine | SDG&E | All | Electric | Res Packaged/Split Heat Pump (SEER 17) | Efficient | 0 | Conventional | HVAC | Res - Multi Family | Res | ROB and NEW | 0 | Residential Households | Cap-Tons | 15 | DEER:HVAC_Eff_HP | -38.7 | -0.0381 | 0 | SWHC049-02 | 1594.15 | 2021 | 0 | 286.29 | 2021 | 0 | 0 | SWHC049-02 | Res Central Heat Pumps - Marine ¦ SDG&E ¦ Marine | Res Central Heat Pumps - Marine | 0.026356 | 1 | 0 | RASS 2019 | 0 | 2012 | 0.65 | SWHC049-02
RES-HVAC-23.16 | Res ¦ Packaged/Split Heat Pump (SEER 17) - Hot-Dry ¦ SDG&E ¦ Hot-Dry | Res ¦ Packaged/Split Heat Pump (SEER 17) - Hot-Dry | SDG&E ¦ Hot-Dry | SDG&E | All | Electric | Res Packaged/Split Heat Pump (SEER 17) | Efficient | 0 | Conventional | HVAC | Res - Multi Family | Res | ROB and NEW | 0 | Residential Households | Cap-Tons | 15 | DEER:HVAC_Eff_HP | -44.8 | -0.0345 | 0 | SWHC049-02 | 1594.15 | 2021 | 0 | 286.29 | 2021 | 0 | 0 | SWHC049-02 | Res Central Heat Pumps - Hot-Dry ¦ SDG&E ¦ Hot-Dry | Res Central Heat Pumps - Hot-Dry | 0.11187 | 1 | 0 | RASS 2019 | 0 | 2012 | 0.65 | SWHC049-02
RES-HVAC-24.1 | Res ¦ Packaged/Split Heat Pump (SEER 18) - Marine ¦ PG&E ¦ Marine | Res ¦ Packaged/Split Heat Pump (SEER 18) - Marine | PG&E ¦ Marine | PG&E | All | Electric | Res Packaged/Split Heat Pump (SEER 18) | Efficient | 0 | Conventional | HVAC | Res - Single Family | Res | ROB and NEW | 0 | Residential Households | Cap-Tons | 15 | DEER:HVAC_Eff_HP | -73.1 | -0.0326 | 0 | SWHC049-02 | 1801.68 | 2021 | 0 | 286.29 | 2021 | 0 | 0 | SWHC049-02 | Res Central Heat Pumps - Marine ¦ PG&E ¦ Marine | Res Central Heat Pumps - Marine | 0.058109 | 1 | 0 | RASS 2019 | 455.113 | 2032 | 0.65 | SWHC049-02
RES-HVAC-24.2 | Res ¦ Packaged/Split Heat Pump (SEER 18) - Hot-Dry ¦ PG&E ¦ Hot-Dry | Res ¦ Packaged/Split Heat Pump (SEER 18) - Hot-Dry | PG&E ¦ Hot-Dry | PG&E | All | Electric | Res Packaged/Split Heat Pump (SEER 18) | Efficient | 0 | Conventional | HVAC | Res - Single Family | Res | ROB and NEW | 0 | Residential Households | Cap-Tons | 15 | DEER:HVAC_Eff_HP | -133 | -0.0999 | 0 | SWHC049-02 | 1801.68 | 2021 | 0 | 286.29 | 2021 | 0 | 0 | SWHC049-02 | Res Central Heat Pumps - Hot-Dry ¦ PG&E ¦ Hot-Dry | Res Central Heat Pumps - Hot-Dry | 0.093896 | 1 | 0 | RASS 2019 | 455.113 | 2032 | 0.65 | SWHC049-02
RES-HVAC-24.3 | Res ¦ Packaged/Split Heat Pump (SEER 18) - Cold ¦ PG&E ¦ Cold | Res ¦ Packaged/Split Heat Pump (SEER 18) - Cold | PG&E ¦ Cold | PG&E | All | Electric | Res Packaged/Split Heat Pump (SEER 18) | Efficient | 0 | Conventional | HVAC | Res - Single Family | Res | ROB and NEW | 0 | Residential Households | Cap-Tons | 15 | DEER:HVAC_Eff_HP | -83.6 | -0.0338 | 0 | SWHC049-02 | 1801.68 | 2021 | 0 | 286.29 | 2021 | 0 | 0 | SWHC049-02 | Res Central Heat Pumps - Cold ¦ PG&E ¦ Cold | Res Central Heat Pumps - Cold | 0.276 | 1 | 0 | RASS 2019 | 455.113 | 2032 | 0.65 | SWHC049-02
RES-HVAC-24.4 | Res ¦ Packaged/Split Heat Pump (SEER 18) - Marine ¦ SCE ¦ Marine | Res ¦ Packaged/Split Heat Pump (SEER 18) - Marine | SCE ¦ Marine | SCE | All | Electric | Res Packaged/Split Heat Pump (SEER 18) | Efficient | 0 | Conventional | HVAC | Res - Single Family | Res | ROB and NEW | 0 | Residential Households | Cap-Tons | 15 | DEER:HVAC_Eff_HP | -53 | -0.0633 | 0 | SWHC049-02 | 1801.68 | 2021 | 0 | 286.29 | 2021 | 0 | 0 | SWHC049-02 | Res Central Heat Pumps - Marine ¦ SCE ¦ Marine | Res Central Heat Pumps - Marine | 0.043845 | 1 | 0 | RASS 2019 | 455.113 | 2032 | 0.65 | SWHC049-02
RES-HVAC-24.5 | Res ¦ Packaged/Split Heat Pump (SEER 18) - Hot-Dry ¦ SCE ¦ Hot-Dry | Res ¦ Packaged/Split Heat Pump (SEER 18) - Hot-Dry | SCE ¦ Hot-Dry | SCE | All | Electric | Res Packaged/Split Heat Pump (SEER 18) | Efficient | 0 | Conventional | HVAC | Res - Single Family | Res | ROB and NEW | 0 | Residential Households | Cap-Tons | 15 | DEER:HVAC_Eff_HP | -113 | -0.105 | 0 | SWHC049-02 | 1801.68 | 2021 | 0 | 286.29 | 2021 | 0 | 0 | SWHC049-02 | Res Central Heat Pumps - Hot-Dry ¦ SCE ¦ Hot-Dry | Res Central Heat Pumps - Hot-Dry | 0.10105 | 1 | 0 | RASS 2019 | 455.113 | 2032 | 0.65 | SWHC049-02
RES-HVAC-24.6 | Res ¦ Packaged/Split Heat Pump (SEER 18) - Cold ¦ SCE ¦ Cold | Res ¦ Packaged/Split Heat Pump (SEER 18) - Cold | SCE ¦ Cold | SCE | All | Electric | Res Packaged/Split Heat Pump (SEER 18) | Efficient | 0 | Conventional | HVAC | Res - Single Family | Res | ROB and NEW | 0 | Residential Households | Cap-Tons | 15 | DEER:HVAC_Eff_HP | -83.6 | -0.0338 | 0 | SWHC049-02 | 1801.68 | 2021 | 0 | 286.29 | 2021 | 0 | 0 | SWHC049-02 | Res Central Heat Pumps - Cold ¦ SCE ¦ Cold | Res Central Heat Pumps - Cold | 0.022208 | 1 | 0 | RASS 2019 | 455.113 | 2032 | 0.65 | SWHC049-02
RES-HVAC-24.7 | Res ¦ Packaged/Split Heat Pump (SEER 18) - Marine ¦ SDG&E ¦ Marine | Res ¦ Packaged/Split Heat Pump (SEER 18) - Marine | SDG&E ¦ Marine | SDG&E | All | Electric | Res Packaged/Split Heat Pump (SEER 18) | Efficient | 0 | Conventional | HVAC | Res - Single Family | Res | ROB and NEW | 0 | Residential Households | Cap-Tons | 15 | DEER:HVAC_Eff_HP | -53 | -0.0633 | 0 | SWHC049-02 | 1801.68 | 2021 | 0 | 286.29 | 2021 | 0 | 0 | SWHC049-02 | Res Central Heat Pumps - Marine ¦ SDG&E ¦ Marine | Res Central Heat Pumps - Marine | 0.004847 | 1 | 0 | RASS 2019 | 455.113 | 2032 | 0.65 | SWHC049-02
RES-HVAC-24.8 | Res ¦ Packaged/Split Heat Pump (SEER 18) - Hot-Dry ¦ SDG&E ¦ Hot-Dry | Res ¦ Packaged/Split Heat Pump (SEER 18) - Hot-Dry | SDG&E ¦ Hot-Dry | SDG&E | All | Electric | Res Packaged/Split Heat Pump (SEER 18) | Efficient | 0 | Conventional | HVAC | Res - Single Family | Res | ROB and NEW | 0 | Residential Households | Cap-Tons | 15 | DEER:HVAC_Eff_HP | -55.4 | -0.0576 | 0 | SWHC049-02 | 1801.68 | 2021 | 0 | 286.29 | 2021 | 0 | 0 | SWHC049-02 | Res Central Heat Pumps - Hot-Dry ¦ SDG&E ¦ Hot-Dry | Res Central Heat Pumps - Hot-Dry | 0.10359 | 1 | 0 | RASS 2019 | 455.113 | 2032 | 0.65 | SWHC049-02
RES-HVAC-24.9 | Res ¦ Packaged/Split Heat Pump (SEER 18) - Marine ¦ PG&E ¦ Marine | Res ¦ Packaged/Split Heat Pump (SEER 18) - Marine | PG&E ¦ Marine | PG&E | All | Electric | Res Packaged/Split Heat Pump (SEER 18) | Efficient | 0 | Conventional | HVAC | Res - Multi Family | Res | ROB and NEW | 0 | Residential Households | Cap-Tons | 15 | DEER:HVAC_Eff_HP | -67.2 | -0.0136 | 0 | SWHC049-02 | 1801.68 | 2021 | 0 | 286.29 | 2021 | 0 | 0 | SWHC049-02 | Res Central Heat Pumps - Marine ¦ PG&E ¦ Marine | Res Central Heat Pumps - Marine | 0.043287 | 1 | 0 | RASS 2019 | 0 | 2012 | 0.65 | SWHC049-02
RES-HVAC-24.10 | Res ¦ Packaged/Split Heat Pump (SEER 18) - Hot-Dry ¦ PG&E ¦ Hot-Dry | Res ¦ Packaged/Split Heat Pump (SEER 18) - Hot-Dry | PG&E ¦ Hot-Dry | PG&E | All | Electric | Res Packaged/Split Heat Pump (SEER 18) | Efficient | 0 | Conventional | HVAC | Res - Multi Family | Res | ROB and NEW | 0 | Residential Households | Cap-Tons | 15 | DEER:HVAC_Eff_HP | -134 | -0.115 | 0 | SWHC049-02 | 1801.68 | 2021 | 0 | 286.29 | 2021 | 0 | 0 | SWHC049-02 | Res Central Heat Pumps - Hot-Dry ¦ PG&E ¦ Hot-Dry | Res Central Heat Pumps - Hot-Dry | 0.094358 | 1 | 0 | RASS 2019 | 0 | 2012 | 0.65 | SWHC049-02
RES-HVAC-24.11 | Res ¦ Packaged/Split Heat Pump (SEER 18) - Cold ¦ PG&E ¦ Cold | Res ¦ Packaged/Split Heat Pump (SEER 18) - Cold | PG&E ¦ Cold | PG&E | All | Electric | Res Packaged/Split Heat Pump (SEER 18) | Efficient | 0 | Conventional | HVAC | Res - Multi Family | Res | ROB and NEW | 0 | Residential Households | Cap-Tons | 15 | DEER:HVAC_Eff_HP | -218 | -0.085 | 0 | SWHC049-02 | 1801.68 | 2021 | 0 | 286.29 | 2021 | 0 | 0 | SWHC049-02 | Res Central Heat Pumps - Cold ¦ PG&E ¦ Cold | Res Central Heat Pumps - Cold | 0.33694 | 1 | 0 | RASS 2019 | 0 | 2012 | 0.65 | SWHC049-02
RES-HVAC-24.12 | Res ¦ Packaged/Split Heat Pump (SEER 18) - Marine ¦ SCE ¦ Marine | Res ¦ Packaged/Split Heat Pump (SEER 18) - Marine | SCE ¦ Marine | SCE | All | Electric | Res Packaged/Split Heat Pump (SEER 18) | Efficient | 0 | Conventional | HVAC | Res - Multi Family | Res | ROB and NEW | 0 | Residential Households | Cap-Tons | 15 | DEER:HVAC_Eff_HP | -51 | -0.055 | 0 | SWHC049-02 | 1801.68 | 2021 | 0 | 286.29 | 2021 | 0 | 0 | SWHC049-02 | Res Central Heat Pumps - Marine ¦ SCE ¦ Marine | Res Central Heat Pumps - Marine | 0.060513 | 1 | 0 | RASS 2019 | 0 | 2012 | 0.65 | SWHC049-02
RES-HVAC-24.13 | Res ¦ Packaged/Split Heat Pump (SEER 18) - Hot-Dry ¦ SCE ¦ Hot-Dry | Res ¦ Packaged/Split Heat Pump (SEER 18) - Hot-Dry | SCE ¦ Hot-Dry | SCE | All | Electric | Res Packaged/Split Heat Pump (SEER 18) | Efficient | 0 | Conventional | HVAC | Res - Multi Family | Res | ROB and NEW | 0 | Residential Households | Cap-Tons | 15 | DEER:HVAC_Eff_HP | -118 | -0.108 | 0 | SWHC049-02 | 1801.68 | 2021 | 0 | 286.29 | 2021 | 0 | 0 | SWHC049-02 | Res Central Heat Pumps - Hot-Dry ¦ SCE ¦ Hot-Dry | Res Central Heat Pumps - Hot-Dry | 0.076784 | 1 | 0 | RASS 2019 | 0 | 2012 | 0.65 | SWHC049-02
RES-HVAC-24.14 | Res ¦ Packaged/Split Heat Pump (SEER 18) - Cold ¦ SCE ¦ Cold | Res ¦ Packaged/Split Heat Pump (SEER 18) - Cold | SCE ¦ Cold | SCE | All | Electric | Res Packaged/Split Heat Pump (SEER 18) | Efficient | 0 | Conventional | HVAC | Res - Multi Family | Res | ROB and NEW | 0 | Residential Households | Cap-Tons | 15 | DEER:HVAC_Eff_HP | -218 | -0.085 | 0 | SWHC049-02 | 1801.68 | 2021 | 0 | 286.29 | 2021 | 0 | 0 | SWHC049-02 | Res Central Heat Pumps - Cold ¦ SCE ¦ Cold | Res Central Heat Pumps - Cold | 0.33694 | 1 | 0 | RASS 2019 | 0 | 2012 | 0.65 | SWHC049-02
RES-HVAC-24.15 | Res ¦ Packaged/Split Heat Pump (SEER 18) - Marine ¦ SDG&E ¦ Marine | Res ¦ Packaged/Split Heat Pump (SEER 18) - Marine | SDG&E ¦ Marine | SDG&E | All | Electric | Res Packaged/Split Heat Pump (SEER 18) | Efficient | 0 | Conventional | HVAC | Res - Multi Family | Res | ROB and NEW | 0 | Residential Households | Cap-Tons | 15 | DEER:HVAC_Eff_HP | -51 | -0.055 | 0 | SWHC049-02 | 1801.68 | 2021 | 0 | 286.29 | 2021 | 0 | 0 | SWHC049-02 | Res Central Heat Pumps - Marine ¦ SDG&E ¦ Marine | Res Central Heat Pumps - Marine | 0.026356 | 1 | 0 | RASS 2019 | 0 | 2012 | 0.65 | SWHC049-02
RES-HVAC-24.16 | Res ¦ Packaged/Split Heat Pump (SEER 18) - Hot-Dry ¦ SDG&E ¦ Hot-Dry | Res ¦ Packaged/Split Heat Pump (SEER 18) - Hot-Dry | SDG&E ¦ Hot-Dry | SDG&E | All | Electric | Res Packaged/Split Heat Pump (SEER 18) | Efficient | 0 | Conventional | HVAC | Res - Multi Family | Res | ROB and NEW | 0 | Residential Households | Cap-Tons | 15 | DEER:HVAC_Eff_HP | -61.3 | -0.0499 | 0 | SWHC049-02 | 1801.68 | 2021 | 0 | 286.29 | 2021 | 0 | 0 | SWHC049-02 | Res Central Heat Pumps - Hot-Dry ¦ SDG&E ¦ Hot-Dry | Res Central Heat Pumps - Hot-Dry | 0.11187 | 1 | 0 | RASS 2019 | 0 | 2012 | 0.65 | SWHC049-02
RES-HVAC-30.1 | Res ¦ Code Level Room AC - Marine ¦ PG&E ¦ Marine | Res ¦ Code Level Room AC - Marine | PG&E ¦ Marine | PG&E | All | Electric | Standard, Room Air Conditioner, 10,000 BTU | Average Existing and Code | 0 | Conventional | HVAC | Res - Single Family | Res | ROB and NEW | 0 | Residential Households | Each | 9 | DEER:HVAC_Eff_AC | 0 | 0 | 0 | SWAP007-02 | 468.16 | 2022 | 0 | 210.71 | 2022 | 0 | 0 | SWAP007-02 | Res Ductless Room ACs - Marine ¦ PG&E ¦ Marine | Res Ductless Room ACs - Marine | 0.41159 | 1 | 1 | RASS 2019 | 0 | 2012 | 0.36 | SWAP007-02
RES-HVAC-30.2 | Res ¦ Code Level Room AC - Hot-Dry ¦ PG&E ¦ Hot-Dry | Res ¦ Code Level Room AC - Hot-Dry | PG&E ¦ Hot-Dry | PG&E | All | Electric | Standard, Room Air Conditioner, 10,000 BTU | Average Existing and Code | 0 | Conventional | HVAC | Res - Single Family | Res | ROB and NEW | 0 | Residential Households | Each | 9 | DEER:HVAC_Eff_AC | 0 | 0 | 0 | SWAP007-02 | 468.16 | 2022 | 0 | 210.71 | 2022 | 0 | 0 | SWAP007-02 | Res Ductless Room ACs - Hot-Dry ¦ PG&E ¦ Hot-Dry | Res Ductless Room ACs - Hot-Dry | 0.8056 | 1 | 1 | RASS 2019 | 0 | 2012 | 0.36 | SWAP007-02
RES-HVAC-30.3 | Res ¦ Code Level Room AC - Cold ¦ PG&E ¦ Cold | Res ¦ Code Level Room AC - Cold | PG&E ¦ Cold | PG&E | All | Electric | Standard, Room Air Conditioner, 10,000 BTU | Average Existing and Code | 0 | Conventional | HVAC | Res - Single Family | Res | ROB and NEW | 0 | Residential Households | Each | 9 | DEER:HVAC_Eff_AC | 0 | 0 | 0 | SWAP007-02 | 468.16 | 2022 | 0 | 210.71 | 2022 | 0 | 0 | SWAP007-02 | Res Ductless Room ACs - Cold ¦ PG&E ¦ Cold | Res Ductless Room ACs - Cold | 0.33396 | 1 | 1 | RASS 2019 | 0 | 2012 | 0.36 | SWAP007-02
RES-HVAC-30.4 | Res ¦ Code Level Room AC - Marine ¦ SCE ¦ Marine | Res ¦ Code Level Room AC - Marine | SCE ¦ Marine | SCE | All | Electric | Standard, Room Air Conditioner, 10,000 BTU | Average Existing and Code | 0 | Conventional | HVAC | Res - Single Family | Res | ROB and NEW | 0 | Residential Households | Each | 9 | DEER:HVAC_Eff_AC | 0 | 0 | 0 | SWAP007-02 | 468.16 | 2022 | 0 | 210.71 | 2022 | 0 | 0 | SWAP007-02 | Res Ductless Room ACs - Marine ¦ SCE ¦ Marine | Res Ductless Room ACs - Marine | 0.77262 | 1 | 0.96667 | RASS 2019 | 0 | 2012 | 0.36 | SWAP007-02
RES-HVAC-30.5 | Res ¦ Code Level Room AC - Hot-Dry ¦ SCE ¦ Hot-Dry | Res ¦ Code Level Room AC - Hot-Dry | SCE ¦ Hot-Dry | SCE | All | Electric | Standard, Room Air Conditioner, 10,000 BTU | Average Existing and Code | 0 | Conventional | HVAC | Res - Single Family | Res | ROB and NEW | 0 | Residential Households | Each | 9 | DEER:HVAC_Eff_AC | 0 | 0 | 0 | SWAP007-02 | 468.16 | 2022 | 0 | 210.71 | 2022 | 0 | 0 | SWAP007-02 | Res Ductless Room ACs - Hot-Dry ¦ SCE ¦ Hot-Dry | Res Ductless Room ACs - Hot-Dry | 0.77483 | 1 | 0.96667 | RASS 2019 | 0 | 2012 | 0.36 | SWAP007-02
RES-HVAC-30.6 | Res ¦ Code Level Room AC - Cold ¦ SCE ¦ Cold | Res ¦ Code Level Room AC - Cold | SCE ¦ Cold | SCE | All | Electric | Standard, Room Air Conditioner, 10,000 BTU | Average Existing and Code | 0 | Conventional | HVAC | Res - Single Family | Res | ROB and NEW | 0 | Residential Households | Each | 9 | DEER:HVAC_Eff_AC | 0 | 0 | 0 | SWAP007-02 | 468.16 | 2022 | 0 | 210.71 | 2022 | 0 | 0 | SWAP007-02 | Res Ductless Room ACs - Cold ¦ SCE ¦ Cold | Res Ductless Room ACs - Cold | 1.2616 | 1 | 0.96667 | RASS 2019 | 0 | 2012 | 0.36 | SWAP007-02
RES-HVAC-30.7 | Res ¦ Code Level Room AC - Marine ¦ SDG&E ¦ Marine | Res ¦ Code Level Room AC - Marine | SDG&E ¦ Marine | SDG&E | All | Electric | Standard, Room Air Conditioner, 10,000 BTU | Average Existing and Code | 0 | Conventional | HVAC | Res - Single Family | Res | ROB and NEW | 0 | Residential Households | Each | 9 | DEER:HVAC_Eff_AC | 0 | 0 | 0 | SWAP007-02 | 468.16 | 2022 | 0 | 210.71 | 2022 | 0 | 0 | SWAP007-02 | Res Ductless Room ACs - Marine ¦ SDG&E ¦ Marine | Res Ductless Room ACs - Marine | 0.24355 | 1 | 1 | RASS 2019 | 0 | 2012 | 0.36 | SWAP007-02
RES-HVAC-30.8 | Res ¦ Code Level Room AC - Hot-Dry ¦ SDG&E ¦ Hot-Dry | Res ¦ Code Level Room AC - Hot-Dry | SDG&E ¦ Hot-Dry | SDG&E | All | Electric | Standard, Room Air Conditioner, 10,000 BTU | Average Existing and Code | 0 | Conventional | HVAC | Res - Single Family | Res | ROB and NEW | 0 | Residential Households | Each | 9 | DEER:HVAC_Eff_AC | 0 | 0 | 0 | SWAP007-02 | 468.16 | 2022 | 0 | 210.71 | 2022 | 0 | 0 | SWAP007-02 | Res Ductless Room ACs - Hot-Dry ¦ SDG&E ¦ Hot-Dry | Res Ductless Room ACs - Hot-Dry | 0.79411 | 1 | 1 | RASS 2019 | 0 | 2012 | 0.36 | SWAP007-02
RES-HVAC-30.9 | Res ¦ Code Level Room AC - Marine ¦ PG&E ¦ Marine | Res ¦ Code Level Room AC - Marine | PG&E ¦ Marine | PG&E | All | Electric | Standard, Room Air Conditioner, 10,000 BTU | Average Existing and Code | 0 | Conventional | HVAC | Res - Multi Family | Res | ROB and NEW | 0 | Residential Households | Each | 9 | DEER:HVAC_Eff_AC | 0 | 0 | 0 | SWAP007-02 | 468.16 | 2022 | 0 | 210.71 | 2022 | 0 | 0 | SWAP007-02 | Res Ductless Room ACs - Marine ¦ PG&E ¦ Marine | Res Ductless Room ACs - Marine | 0.27206 | 1 | 1 | RASS 2019 | 0 | 2012 | 0.36 | SWAP007-02
RES-HVAC-30.10 | Res ¦ Code Level Room AC - Hot-Dry ¦ PG&E ¦ Hot-Dry | Res ¦ Code Level Room AC - Hot-Dry | PG&E ¦ Hot-Dry | PG&E | All | Electric | Standard, Room Air Conditioner, 10,000 BTU | Average Existing and Code | 0 | Conventional | HVAC | Res - Multi Family | Res | ROB and NEW | 0 | Residential Households | Each | 9 | DEER:HVAC_Eff_AC | 0 | 0 | 0 | SWAP007-02 | 468.16 | 2022 | 0 | 210.71 | 2022 | 0 | 0 | SWAP007-02 | Res Ductless Room ACs - Hot-Dry ¦ PG&E ¦ Hot-Dry | Res Ductless Room ACs - Hot-Dry | 0.67856 | 1 | 1 | RASS 2019 | 0 | 2012 | 0.36 | SWAP007-02
RES-HVAC-30.11 | Res ¦ Code Level Room AC - Cold ¦ PG&E ¦ Cold | Res ¦ Code Level Room AC - Cold | PG&E ¦ Cold | PG&E | All | Electric | Standard, Room Air Conditioner, 10,000 BTU | Average Existing and Code | 0 | Conventional | HVAC | Res - Multi Family | Res | ROB and NEW | 0 | Residential Households | Each | 9 | DEER:HVAC_Eff_AC | 0 | 0 | 0 | SWAP007-02 | 468.16 | 2022 | 0 | 210.71 | 2022 | 0 | 0 | SWAP007-02 | Res Ductless Room ACs - Cold ¦ PG&E ¦ Cold | Res Ductless Room ACs - Cold | 1.4276 | 1 | 1 | RASS 2019 | 0 | 2012 | 0.36 | SWAP007-02
RES-HVAC-30.12 | Res ¦ Code Level Room AC - Marine ¦ SCE ¦ Marine | Res ¦ Code Level Room AC - Marine | SCE ¦ Marine | SCE | All | Electric | Standard, Room Air Conditioner, 10,000 BTU | Average Existing and Code | 0 | Conventional | HVAC | Res - Multi Family | Res | ROB and NEW | 0 | Residential Households | Each | 9 | DEER:HVAC_Eff_AC | 0 | 0 | 0 | SWAP007-02 | 468.16 | 2022 | 0 | 210.71 | 2022 | 0 | 0 | SWAP007-02 | Res Ductless Room ACs - Marine ¦ SCE ¦ Marine | Res Ductless Room ACs - Marine | 0.53122 | 1 | 1 | RASS 2019 | 0 | 2012 | 0.36 | SWAP007-02
RES-HVAC-30.13 | Res ¦ Code Level Room AC - Hot-Dry ¦ SCE ¦ Hot-Dry | Res ¦ Code Level Room AC - Hot-Dry | SCE ¦ Hot-Dry | SCE | All | Electric | Standard, Room Air Conditioner, 10,000 BTU | Average Existing and Code | 0 | Conventional | HVAC | Res - Multi Family | Res | ROB and NEW | 0 | Residential Households | Each | 9 | DEER:HVAC_Eff_AC | 0 | 0 | 0 | SWAP007-02 | 468.16 | 2022 | 0 | 210.71 | 2022 | 0 | 0 | SWAP007-02 | Res Ductless Room ACs - Hot-Dry ¦ SCE ¦ Hot-Dry | Res Ductless Room ACs - Hot-Dry | 0.80845 | 1 | 1 | RASS 2019 | 0 | 2012 | 0.36 | SWAP007-02
RES-HVAC-30.14 | Res ¦ Code Level Room AC - Cold ¦ SCE ¦ Cold | Res ¦ Code Level Room AC - Cold | SCE ¦ Cold | SCE | All | Electric | Standard, Room Air Conditioner, 10,000 BTU | Average Existing and Code | 0 | Conventional | HVAC | Res - Multi Family | Res | ROB and NEW | 0 | Residential Households | Each | 9 | DEER:HVAC_Eff_AC | 0 | 0 | 0 | SWAP007-02 | 468.16 | 2022 | 0 | 210.71 | 2022 | 0 | 0 | SWAP007-02 | Res Ductless Room ACs - Cold ¦ SCE ¦ Cold | Res Ductless Room ACs - Cold | 0.62224 | 1 | 1 | RASS 2019 | 0 | 2012 | 0.36 | SWAP007-02
RES-HVAC-30.15 | Res ¦ Code Level Room AC - Marine ¦ SDG&E ¦ Marine | Res ¦ Code Level Room AC - Marine | SDG&E ¦ Marine | SDG&E | All | Electric | Standard, Room Air Conditioner, 10,000 BTU | Average Existing and Code | 0 | Conventional | HVAC | Res - Multi Family | Res | ROB and NEW | 0 | Residential Households | Each | 9 | DEER:HVAC_Eff_AC | 0 | 0 | 0 | SWAP007-02 | 468.16 | 2022 | 0 | 210.71 | 2022 | 0 | 0 | SWAP007-02 | Res Ductless Room ACs - Marine ¦ SDG&E ¦ Marine | Res Ductless Room ACs - Marine | 0.12233 | 1 | 1 | RASS 2019 | 0 | 2012 | 0.36 | SWAP007-02
RES-HVAC-30.16 | Res ¦ Code Level Room AC - Hot-Dry ¦ SDG&E ¦ Hot-Dry | Res ¦ Code Level Room AC - Hot-Dry | SDG&E ¦ Hot-Dry | SDG&E | All | Electric | Standard, Room Air Conditioner, 10,000 BTU | Average Existing and Code | 0 | Conventional | HVAC | Res - Multi Family | Res | ROB and NEW | 0 | Residential Households | Each | 9 | DEER:HVAC_Eff_AC | 0 | 0 | 0 | SWAP007-02 | 468.16 | 2022 | 0 | 210.71 | 2022 | 0 | 0 | SWAP007-02 | Res Ductless Room ACs - Hot-Dry ¦ SDG&E ¦ Hot-Dry | Res Ductless Room ACs - Hot-Dry | 0.44483 | 1 | 1 | RASS 2019 | 0 | 2012 | 0.36 | SWAP007-02
RES-HVAC-31.1 | Res ¦ ENERGY STAR Room AC - Marine ¦ PG&E ¦ Marine | Res ¦ ENERGY STAR Room AC - Marine | PG&E ¦ Marine | PG&E | All | Electric | ENERGY STAR Air Conditioner, 10,000 BTU | Efficient | 0 | Conventional | HVAC | Res - Single Family | Res | ROB and NEW | 0 | Residential Households | Each | 9 | DEER:HVAC_Eff_AC | -13.5 | -0.00794 | 0 | SWAP007-02 | 484.9 | 2022 | 0 | 210.71 | 2022 | 0 | 0 | SWAP007-02 | Res Ductless Room ACs - Marine ¦ PG&E ¦ Marine | Res Ductless Room ACs - Marine | 0.41159 | 1 | 0 | RASS 2019 | 159.7468 | 2032 | 0.36 | SWAP007-02
RES-HVAC-31.2 | Res ¦ ENERGY STAR Room AC - Hot-Dry ¦ PG&E ¦ Hot-Dry | Res ¦ ENERGY STAR Room AC - Hot-Dry | PG&E ¦ Hot-Dry | PG&E | All | Electric | ENERGY STAR Air Conditioner, 10,000 BTU | Efficient | 0 | Conventional | HVAC | Res - Single Family | Res | ROB and NEW | 0 | Residential Households | Each | 9 | DEER:HVAC_Eff_AC | -56.6 | -0.0474 | 0 | SWAP007-02 | 484.9 | 2022 | 0 | 210.71 | 2022 | 0 | 0 | SWAP007-02 | Res Ductless Room ACs - Hot-Dry ¦ PG&E ¦ Hot-Dry | Res Ductless Room ACs - Hot-Dry | 0.8056 | 1 | 0 | RASS 2019 | 159.7468 | 2032 | 0.36 | SWAP007-02
RES-HVAC-31.3 | Res ¦ ENERGY STAR Room AC - Cold ¦ PG&E ¦ Cold | Res ¦ ENERGY STAR Room AC - Cold | PG&E ¦ Cold | PG&E | All | Electric | ENERGY STAR Air Conditioner, 10,000 BTU | Efficient | 0 | Conventional | HVAC | Res - Single Family | Res | ROB and NEW | 0 | Residential Households | Each | 9 | DEER:HVAC_Eff_AC | -58.6 | -0.0491 | 0 | SWAP007-02 | 484.9 | 2022 | 0 | 210.71 | 2022 | 0 | 0 | SWAP007-02 | Res Ductless Room ACs - Cold ¦ PG&E ¦ Cold | Res Ductless Room ACs - Cold | 0.33396 | 1 | 0 | RASS 2019 | 159.7468 | 2032 | 0.36 | SWAP007-02
RES-HVAC-31.4 | Res ¦ ENERGY STAR Room AC - Marine ¦ SCE ¦ Marine | Res ¦ ENERGY STAR Room AC - Marine | SCE ¦ Marine | SCE | All | Electric | ENERGY STAR Air Conditioner, 10,000 BTU | Efficient | 0 | Conventional | HVAC | Res - Single Family | Res | ROB and NEW | 0 | Residential Households | Each | 9 | DEER:HVAC_Eff_AC | -18.3 | -0.0107 | 0 | SWAP007-02 | 484.9 | 2022 | 0 | 210.71 | 2022 | 0 | 0 | SWAP007-02 | Res Ductless Room ACs - Marine ¦ SCE ¦ Marine | Res Ductless Room ACs - Marine | 0.77262 | 1 | 0.033333 | RASS 2019 | 159.7468 | 2032 | 0.36 | SWAP007-02
RES-HVAC-31.5 | Res ¦ ENERGY STAR Room AC - Hot-Dry ¦ SCE ¦ Hot-Dry | Res ¦ ENERGY STAR Room AC - Hot-Dry | SCE ¦ Hot-Dry | SCE | All | Electric | ENERGY STAR Air Conditioner, 10,000 BTU | Efficient | 0 | Conventional | HVAC | Res - Single Family | Res | ROB and NEW | 0 | Residential Households | Each | 9 | DEER:HVAC_Eff_AC | -44.1 | -0.0337 | 0 | SWAP007-02 | 484.9 | 2022 | 0 | 210.71 | 2022 | 0 | 0 | SWAP007-02 | Res Ductless Room ACs - Hot-Dry ¦ SCE ¦ Hot-Dry | Res Ductless Room ACs - Hot-Dry | 0.77483 | 1 | 0.033333 | RASS 2019 | 159.7468 | 2032 | 0.36 | SWAP007-02
RES-HVAC-31.6 | Res ¦ ENERGY STAR Room AC - Cold ¦ SCE ¦ Cold | Res ¦ ENERGY STAR Room AC - Cold | SCE ¦ Cold | SCE | All | Electric | ENERGY STAR Air Conditioner, 10,000 BTU | Efficient | 0 | Conventional | HVAC | Res - Single Family | Res | ROB and NEW | 0 | Residential Households | Each | 9 | DEER:HVAC_Eff_AC | -58.6 | -0.0491 | 0 | SWAP007-02 | 484.9 | 2022 | 0 | 210.71 | 2022 | 0 | 0 | SWAP007-02 | Res Ductless Room ACs - Cold ¦ SCE ¦ Cold | Res Ductless Room ACs - Cold | 1.2616 | 1 | 0.033333 | RASS 2019 | 159.7468 | 2032 | 0.36 | SWAP007-02
RES-HVAC-31.7 | Res ¦ ENERGY STAR Room AC - Marine ¦ SDG&E ¦ Marine | Res ¦ ENERGY STAR Room AC - Marine | SDG&E ¦ Marine | SDG&E | All | Electric | ENERGY STAR Air Conditioner, 10,000 BTU | Efficient | 0 | Conventional | HVAC | Res - Single Family | Res | ROB and NEW | 0 | Residential Households | Each | 9 | DEER:HVAC_Eff_AC | -18.3 | -0.0107 | 0 | SWAP007-02 | 484.9 | 2022 | 0 | 210.71 | 2022 | 0 | 0 | SWAP007-02 | Res Ductless Room ACs - Marine ¦ SDG&E ¦ Marine | Res Ductless Room ACs - Marine | 0.24355 | 1 | 0 | RASS 2019 | 159.7468 | 2032 | 0.36 | SWAP007-02
RES-HVAC-31.8 | Res ¦ ENERGY STAR Room AC - Hot-Dry ¦ SDG&E ¦ Hot-Dry | Res ¦ ENERGY STAR Room AC - Hot-Dry | SDG&E ¦ Hot-Dry | SDG&E | All | Electric | ENERGY STAR Air Conditioner, 10,000 BTU | Efficient | 0 | Conventional | HVAC | Res - Single Family | Res | ROB and NEW | 0 | Residential Households | Each | 9 | DEER:HVAC_Eff_AC | -21.8 | -0.012 | 0 | SWAP007-02 | 484.9 | 2022 | 0 | 210.71 | 2022 | 0 | 0 | SWAP007-02 | Res Ductless Room ACs - Hot-Dry ¦ SDG&E ¦ Hot-Dry | Res Ductless Room ACs - Hot-Dry | 0.79411 | 1 | 0 | RASS 2019 | 159.7468 | 2032 | 0.36 | SWAP007-02
RES-HVAC-31.9 | Res ¦ ENERGY STAR Room AC - Marine ¦ PG&E ¦ Marine | Res ¦ ENERGY STAR Room AC - Marine | PG&E ¦ Marine | PG&E | All | Electric | ENERGY STAR Air Conditioner, 10,000 BTU | Efficient | 0 | Conventional | HVAC | Res - Multi Family | Res | ROB and NEW | 0 | Residential Households | Each | 9 | DEER:HVAC_Eff_AC | -13.5 | -0.00794 | 0 | SWAP007-02 | 484.9 | 2022 | 0 | 210.71 | 2022 | 0 | 0 | SWAP007-02 | Res Ductless Room ACs - Marine ¦ PG&E ¦ Marine | Res Ductless Room ACs - Marine | 0.27206 | 1 | 0 | RASS 2019 | 0 | 2012 | 0.36 | SWAP007-02
RES-HVAC-31.10 | Res ¦ ENERGY STAR Room AC - Hot-Dry ¦ PG&E ¦ Hot-Dry | Res ¦ ENERGY STAR Room AC - Hot-Dry | PG&E ¦ Hot-Dry | PG&E | All | Electric | ENERGY STAR Air Conditioner, 10,000 BTU | Efficient | 0 | Conventional | HVAC | Res - Multi Family | Res | ROB and NEW | 0 | Residential Households | Each | 9 | DEER:HVAC_Eff_AC | -56.6 | -0.0474 | 0 | SWAP007-02 | 484.9 | 2022 | 0 | 210.71 | 2022 | 0 | 0 | SWAP007-02 | Res Ductless Room ACs - Hot-Dry ¦ PG&E ¦ Hot-Dry | Res Ductless Room ACs - Hot-Dry | 0.67856 | 1 | 0 | RASS 2019 | 0 | 2012 | 0.36 | SWAP007-02
RES-HVAC-31.11 | Res ¦ ENERGY STAR Room AC - Cold ¦ PG&E ¦ Cold | Res ¦ ENERGY STAR Room AC - Cold | PG&E ¦ Cold | PG&E | All | Electric | ENERGY STAR Air Conditioner, 10,000 BTU | Efficient | 0 | Conventional | HVAC | Res - Multi Family | Res | ROB and NEW | 0 | Residential Households | Each | 9 | DEER:HVAC_Eff_AC | -58.6 | -0.0491 | 0 | SWAP007-02 | 484.9 | 2022 | 0 | 210.71 | 2022 | 0 | 0 | SWAP007-02 | Res Ductless Room ACs - Cold ¦ PG&E ¦ Cold | Res Ductless Room ACs - Cold | 1.4276 | 1 | 0 | RASS 2019 | 0 | 2012 | 0.36 | SWAP007-02
RES-HVAC-31.12 | Res ¦ ENERGY STAR Room AC - Marine ¦ SCE ¦ Marine | Res ¦ ENERGY STAR Room AC - Marine | SCE ¦ Marine | SCE | All | Electric | ENERGY STAR Air Conditioner, 10,000 BTU | Efficient | 0 | Conventional | HVAC | Res - Multi Family | Res | ROB and NEW | 0 | Residential Households | Each | 9 | DEER:HVAC_Eff_AC | -18.3 | -0.0107 | 0 | SWAP007-02 | 484.9 | 2022 | 0 | 210.71 | 2022 | 0 | 0 | SWAP007-02 | Res Ductless Room ACs - Marine ¦ SCE ¦ Marine | Res Ductless Room ACs - Marine | 0.53122 | 1 | 0 | RASS 2019 | 0 | 2012 | 0.36 | SWAP007-02
RES-HVAC-31.13 | Res ¦ ENERGY STAR Room AC - Hot-Dry ¦ SCE ¦ Hot-Dry | Res ¦ ENERGY STAR Room AC - Hot-Dry | SCE ¦ Hot-Dry | SCE | All | Electric | ENERGY STAR Air Conditioner, 10,000 BTU | Efficient | 0 | Conventional | HVAC | Res - Multi Family | Res | ROB and NEW | 0 | Residential Households | Each | 9 | DEER:HVAC_Eff_AC | -44.1 | -0.0337 | 0 | SWAP007-02 | 484.9 | 2022 | 0 | 210.71 | 2022 | 0 | 0 | SWAP007-02 | Res Ductless Room ACs - Hot-Dry ¦ SCE ¦ Hot-Dry | Res Ductless Room ACs - Hot-Dry | 0.80845 | 1 | 0 | RASS 2019 | 0 | 2012 | 0.36 | SWAP007-02
RES-HVAC-31.14 | Res ¦ ENERGY STAR Room AC - Cold ¦ SCE ¦ Cold | Res ¦ ENERGY STAR Room AC - Cold | SCE ¦ Cold | SCE | All | Electric | ENERGY STAR Air Conditioner, 10,000 BTU | Efficient | 0 | Conventional | HVAC | Res - Multi Family | Res | ROB and NEW | 0 | Residential Households | Each | 9 | DEER:HVAC_Eff_AC | -58.6 | -0.0491 | 0 | SWAP007-02 | 484.9 | 2022 | 0 | 210.71 | 2022 | 0 | 0 | SWAP007-02 | Res Ductless Room ACs - Cold ¦ SCE ¦ Cold | Res Ductless Room ACs - Cold | 0.62224 | 1 | 0 | RASS 2019 | 0 | 2012 | 0.36 | SWAP007-02
RES-HVAC-31.15 | Res ¦ ENERGY STAR Room AC - Marine ¦ SDG&E ¦ Marine | Res ¦ ENERGY STAR Room AC - Marine | SDG&E ¦ Marine | SDG&E | All | Electric | ENERGY STAR Air Conditioner, 10,000 BTU | Efficient | 0 | Conventional | HVAC | Res - Multi Family | Res | ROB and NEW | 0 | Residential Households | Each | 9 | DEER:HVAC_Eff_AC | -18.3 | -0.0107 | 0 | SWAP007-02 | 484.9 | 2022 | 0 | 210.71 | 2022 | 0 | 0 | SWAP007-02 | Res Ductless Room ACs - Marine ¦ SDG&E ¦ Marine | Res Ductless Room ACs - Marine | 0.12233 | 1 | 0 | RASS 2019 | 0 | 2012 | 0.36 | SWAP007-02
RES-HVAC-31.16 | Res ¦ ENERGY STAR Room AC - Hot-Dry ¦ SDG&E ¦ Hot-Dry | Res ¦ ENERGY STAR Room AC - Hot-Dry | SDG&E ¦ Hot-Dry | SDG&E | All | Electric | ENERGY STAR Air Conditioner, 10,000 BTU | Efficient | 0 | Conventional | HVAC | Res - Multi Family | Res | ROB and NEW | 0 | Residential Households | Each | 9 | DEER:HVAC_Eff_AC | -21.8 | -0.012 | 0 | SWAP007-02 | 484.9 | 2022 | 0 | 210.71 | 2022 | 0 | 0 | SWAP007-02 | Res Ductless Room ACs - Hot-Dry ¦ SDG&E ¦ Hot-Dry | Res Ductless Room ACs - Hot-Dry | 0.44483 | 1 | 0 | RASS 2019 | 0 | 2012 | 0.36 | SWAP007-02
RES-HVAC-32.1 | Res ¦ ENERGY STAR Advanced Room AC - Marine ¦ PG&E ¦ Marine | Res ¦ ENERGY STAR Advanced Room AC - Marine | PG&E ¦ Marine | PG&E | All | Electric | ENERGY STAR Advanced Air Conditioner, 10,000 BTU | Efficient | 0 | Conventional | HVAC | Res - Single Family | Res | ROB and NEW | 0 | Residential Households | Each | 9 | DEER:HVAC_Eff_AC | -25.7 | -0.0151 | 0 | SWAP007-02 | 490.39 | 2022 | 0 | 210.71 | 2022 | 0 | 0 | SWAP007-02 | Res Ductless Room ACs - Marine ¦ PG&E ¦ Marine | Res Ductless Room ACs - Marine | 0.41159 | 1 | 0 | RASS 2019 | 161.0076 | 2032 | 0.36 | SWAP007-02
RES-HVAC-32.2 | Res ¦ ENERGY STAR Advanced Room AC - Hot-Dry ¦ PG&E ¦ Hot-Dry | Res ¦ ENERGY STAR Advanced Room AC - Hot-Dry | PG&E ¦ Hot-Dry | PG&E | All | Electric | ENERGY STAR Advanced Air Conditioner, 10,000 BTU | Efficient | 0 | Conventional | HVAC | Res - Single Family | Res | ROB and NEW | 0 | Residential Households | Each | 9 | DEER:HVAC_Eff_AC | -108 | -0.0902 | 0 | SWAP007-02 | 490.39 | 2022 | 0 | 210.71 | 2022 | 0 | 0 | SWAP007-02 | Res Ductless Room ACs - Hot-Dry ¦ PG&E ¦ Hot-Dry | Res Ductless Room ACs - Hot-Dry | 0.8056 | 1 | 0 | RASS 2019 | 161.0076 | 2032 | 0.36 | SWAP007-02
RES-HVAC-32.3 | Res ¦ ENERGY STAR Advanced Room AC - Cold ¦ PG&E ¦ Cold | Res ¦ ENERGY STAR Advanced Room AC - Cold | PG&E ¦ Cold | PG&E | All | Electric | ENERGY STAR Advanced Air Conditioner, 10,000 BTU | Efficient | 0 | Conventional | HVAC | Res - Single Family | Res | ROB and NEW | 0 | Residential Households | Each | 9 | DEER:HVAC_Eff_AC | -111 | -0.0934 | 0 | SWAP007-02 | 490.39 | 2022 | 0 | 210.71 | 2022 | 0 | 0 | SWAP007-02 | Res Ductless Room ACs - Cold ¦ PG&E ¦ Cold | Res Ductless Room ACs - Cold | 0.33396 | 1 | 0 | RASS 2019 | 161.0076 | 2032 | 0.36 | SWAP007-02
RES-HVAC-32.4 | Res ¦ ENERGY STAR Advanced Room AC - Marine ¦ SCE ¦ Marine | Res ¦ ENERGY STAR Advanced Room AC - Marine | SCE ¦ Marine | SCE | All | Electric | ENERGY STAR Advanced Air Conditioner, 10,000 BTU | Efficient | 0 | Conventional | HVAC | Res - Single Family | Res | ROB and NEW | 0 | Residential Households | Each | 9 | DEER:HVAC_Eff_AC | -34.7 | -0.0203 | 0 | SWAP007-02 | 490.39 | 2022 | 0 | 210.71 | 2022 | 0 | 0 | SWAP007-02 | Res Ductless Room ACs - Marine ¦ SCE ¦ Marine | Res Ductless Room ACs - Marine | 0.77262 | 1 | 0 | RASS 2019 | 161.0076 | 2032 | 0.36 | SWAP007-02
RES-HVAC-32.5 | Res ¦ ENERGY STAR Advanced Room AC - Hot-Dry ¦ SCE ¦ Hot-Dry | Res ¦ ENERGY STAR Advanced Room AC - Hot-Dry | SCE ¦ Hot-Dry | SCE | All | Electric | ENERGY STAR Advanced Air Conditioner, 10,000 BTU | Efficient | 0 | Conventional | HVAC | Res - Single Family | Res | ROB and NEW | 0 | Residential Households | Each | 9 | DEER:HVAC_Eff_AC | -83.7 | -0.064 | 0 | SWAP007-02 | 490.39 | 2022 | 0 | 210.71 | 2022 | 0 | 0 | SWAP007-02 | Res Ductless Room ACs - Hot-Dry ¦ SCE ¦ Hot-Dry | Res Ductless Room ACs - Hot-Dry | 0.77483 | 1 | 0 | RASS 2019 | 161.0076 | 2032 | 0.36 | SWAP007-02
RES-HVAC-32.6 | Res ¦ ENERGY STAR Advanced Room AC - Cold ¦ SCE ¦ Cold | Res ¦ ENERGY STAR Advanced Room AC - Cold | SCE ¦ Cold | SCE | All | Electric | ENERGY STAR Advanced Air Conditioner, 10,000 BTU | Efficient | 0 | Conventional | HVAC | Res - Single Family | Res | ROB and NEW | 0 | Residential Households | Each | 9 | DEER:HVAC_Eff_AC | -111 | -0.0934 | 0 | SWAP007-02 | 490.39 | 2022 | 0 | 210.71 | 2022 | 0 | 0 | SWAP007-02 | Res Ductless Room ACs - Cold ¦ SCE ¦ Cold | Res Ductless Room ACs - Cold | 1.2616 | 1 | 0 | RASS 2019 | 161.0076 | 2032 | 0.36 | SWAP007-02
RES-HVAC-32.7 | Res ¦ ENERGY STAR Advanced Room AC - Marine ¦ SDG&E ¦ Marine | Res ¦ ENERGY STAR Advanced Room AC - Marine | SDG&E ¦ Marine | SDG&E | All | Electric | ENERGY STAR Advanced Air Conditioner, 10,000 BTU | Efficient | 0 | Conventional | HVAC | Res - Single Family | Res | ROB and NEW | 0 | Residential Households | Each | 9 | DEER:HVAC_Eff_AC | -34.7 | -0.0203 | 0 | SWAP007-02 | 490.39 | 2022 | 0 | 210.71 | 2022 | 0 | 0 | SWAP007-02 | Res Ductless Room ACs - Marine ¦ SDG&E ¦ Marine | Res Ductless Room ACs - Marine | 0.24355 | 1 | 0 | RASS 2019 | 161.0076 | 2032 | 0.36 | SWAP007-02
RES-HVAC-32.8 | Res ¦ ENERGY STAR Advanced Room AC - Hot-Dry ¦ SDG&E ¦ Hot-Dry | Res ¦ ENERGY STAR Advanced Room AC - Hot-Dry | SDG&E ¦ Hot-Dry | SDG&E | All | Electric | ENERGY STAR Advanced Air Conditioner, 10,000 BTU | Efficient | 0 | Conventional | HVAC | Res - Single Family | Res | ROB and NEW | 0 | Residential Households | Each | 9 | DEER:HVAC_Eff_AC | -41.4 | -0.0228 | 0 | SWAP007-02 | 490.39 | 2022 | 0 | 210.71 | 2022 | 0 | 0 | SWAP007-02 | Res Ductless Room ACs - Hot-Dry ¦ SDG&E ¦ Hot-Dry | Res Ductless Room ACs - Hot-Dry | 0.79411 | 1 | 0 | RASS 2019 | 161.0076 | 2032 | 0.36 | SWAP007-02
RES-HVAC-32.9 | Res ¦ ENERGY STAR Advanced Room AC - Marine ¦ PG&E ¦ Marine | Res ¦ ENERGY STAR Advanced Room AC - Marine | PG&E ¦ Marine | PG&E | All | Electric | ENERGY STAR Advanced Air Conditioner, 10,000 BTU | Efficient | 0 | Conventional | HVAC | Res - Multi Family | Res | ROB and NEW | 0 | Residential Households | Each | 9 | DEER:HVAC_Eff_AC | -25.7 | -0.0151 | 0 | SWAP007-02 | 490.39 | 2022 | 0 | 210.71 | 2022 | 0 | 0 | SWAP007-02 | Res Ductless Room ACs - Marine ¦ PG&E ¦ Marine | Res Ductless Room ACs - Marine | 0.27206 | 1 | 0 | RASS 2019 | 0 | 2012 | 0.36 | SWAP007-02
RES-HVAC-32.10 | Res ¦ ENERGY STAR Advanced Room AC - Hot-Dry ¦ PG&E ¦ Hot-Dry | Res ¦ ENERGY STAR Advanced Room AC - Hot-Dry | PG&E ¦ Hot-Dry | PG&E | All | Electric | ENERGY STAR Advanced Air Conditioner, 10,000 BTU | Efficient | 0 | Conventional | HVAC | Res - Multi Family | Res | ROB and NEW | 0 | Residential Households | Each | 9 | DEER:HVAC_Eff_AC | -108 | -0.0902 | 0 | SWAP007-02 | 490.39 | 2022 | 0 | 210.71 | 2022 | 0 | 0 | SWAP007-02 | Res Ductless Room ACs - Hot-Dry ¦ PG&E ¦ Hot-Dry | Res Ductless Room ACs - Hot-Dry | 0.67856 | 1 | 0 | RASS 2019 | 0 | 2012 | 0.36 | SWAP007-02
RES-HVAC-32.11 | Res ¦ ENERGY STAR Advanced Room AC - Cold ¦ PG&E ¦ Cold | Res ¦ ENERGY STAR Advanced Room AC - Cold | PG&E ¦ Cold | PG&E | All | Electric | ENERGY STAR Advanced Air Conditioner, 10,000 BTU | Efficient | 0 | Conventional | HVAC | Res - Multi Family | Res | ROB and NEW | 0 | Residential Households | Each | 9 | DEER:HVAC_Eff_AC | -111 | -0.0934 | 0 | SWAP007-02 | 490.39 | 2022 | 0 | 210.71 | 2022 | 0 | 0 | SWAP007-02 | Res Ductless Room ACs - Cold ¦ PG&E ¦ Cold | Res Ductless Room ACs - Cold | 1.4276 | 1 | 0 | RASS 2019 | 0 | 2012 | 0.36 | SWAP007-02
RES-HVAC-32.12 | Res ¦ ENERGY STAR Advanced Room AC - Marine ¦ SCE ¦ Marine | Res ¦ ENERGY STAR Advanced Room AC - Marine | SCE ¦ Marine | SCE | All | Electric | ENERGY STAR Advanced Air Conditioner, 10,000 BTU | Efficient | 0 | Conventional | HVAC | Res - Multi Family | Res | ROB and NEW | 0 | Residential Households | Each | 9 | DEER:HVAC_Eff_AC | -34.7 | -0.0203 | 0 | SWAP007-02 | 490.39 | 2022 | 0 | 210.71 | 2022 | 0 | 0 | SWAP007-02 | Res Ductless Room ACs - Marine ¦ SCE ¦ Marine | Res Ductless Room ACs - Marine | 0.53122 | 1 | 0 | RASS 2019 | 0 | 2012 | 0.36 | SWAP007-02
RES-HVAC-32.13 | Res ¦ ENERGY STAR Advanced Room AC - Hot-Dry ¦ SCE ¦ Hot-Dry | Res ¦ ENERGY STAR Advanced Room AC - Hot-Dry | SCE ¦ Hot-Dry | SCE | All | Electric | ENERGY STAR Advanced Air Conditioner, 10,000 BTU | Efficient | 0 | Conventional | HVAC | Res - Multi Family | Res | ROB and NEW | 0 | Residential Households | Each | 9 | DEER:HVAC_Eff_AC | -83.7 | -0.064 | 0 | SWAP007-02 | 490.39 | 2022 | 0 | 210.71 | 2022 | 0 | 0 | SWAP007-02 | Res Ductless Room ACs - Hot-Dry ¦ SCE ¦ Hot-Dry | Res Ductless Room ACs - Hot-Dry | 0.80845 | 1 | 0 | RASS 2019 | 0 | 2012 | 0.36 | SWAP007-02
RES-HVAC-32.14 | Res ¦ ENERGY STAR Advanced Room AC - Cold ¦ SCE ¦ Cold | Res ¦ ENERGY STAR Advanced Room AC - Cold | SCE ¦ Cold | SCE | All | Electric | ENERGY STAR Advanced Air Conditioner, 10,000 BTU | Efficient | 0 | Conventional | HVAC | Res - Multi Family | Res | ROB and NEW | 0 | Residential Households | Each | 9 | DEER:HVAC_Eff_AC | -111 | -0.0934 | 0 | SWAP007-02 | 490.39 | 2022 | 0 | 210.71 | 2022 | 0 | 0 | SWAP007-02 | Res Ductless Room ACs - Cold ¦ SCE ¦ Cold | Res Ductless Room ACs - Cold | 0.62224 | 1 | 0 | RASS 2019 | 0 | 2012 | 0.36 | SWAP007-02
RES-HVAC-32.15 | Res ¦ ENERGY STAR Advanced Room AC - Marine ¦ SDG&E ¦ Marine | Res ¦ ENERGY STAR Advanced Room AC - Marine | SDG&E ¦ Marine | SDG&E | All | Electric | ENERGY STAR Advanced Air Conditioner, 10,000 BTU | Efficient | 0 | Conventional | HVAC | Res - Multi Family | Res | ROB and NEW | 0 | Residential Households | Each | 9 | DEER:HVAC_Eff_AC | -34.7 | -0.0203 | 0 | SWAP007-02 | 490.39 | 2022 | 0 | 210.71 | 2022 | 0 | 0 | SWAP007-02 | Res Ductless Room ACs - Marine ¦ SDG&E ¦ Marine | Res Ductless Room ACs - Marine | 0.12233 | 1 | 0 | RASS 2019 | 0 | 2012 | 0.36 | SWAP007-02
RES-HVAC-32.16 | Res ¦ ENERGY STAR Advanced Room AC - Hot-Dry ¦ SDG&E ¦ Hot-Dry | Res ¦ ENERGY STAR Advanced Room AC - Hot-Dry | SDG&E ¦ Hot-Dry | SDG&E | All | Electric | ENERGY STAR Advanced Air Conditioner, 10,000 BTU | Efficient | 0 | Conventional | HVAC | Res - Multi Family | Res | ROB and NEW | 0 | Residential Households | Each | 9 | DEER:HVAC_Eff_AC | -41.4 | -0.0228 | 0 | SWAP007-02 | 490.39 | 2022 | 0 | 210.71 | 2022 | 0 | 0 | SWAP007-02 | Res Ductless Room ACs - Hot-Dry ¦ SDG&E ¦ Hot-Dry | Res Ductless Room ACs - Hot-Dry | 0.44483 | 1 | 0 | RASS 2019 | 0 | 2012 | 0.36 | SWAP007-02
RES-HVAC-40.1 | Res ¦ Ductless Mini Split Heat Pump (SEER 14) - Marine ¦ PG&E ¦ Marine | Res ¦ Ductless Mini Split Heat Pump (SEER 14) - Marine | PG&E ¦ Marine | PG&E | All | Electric | Ductless Mini Split HP (SEER 14) | Average Existing and Code | 0 | Conventional | HVAC | Res - Single Family | Res | ROB and NEW | 0 | Residential Households | Cap-Tons | 15 | DEER:HVAC_Eff_HP | 0 | 0 | 0 | SWHC050-02 | 653.24 | 2020 | 0 | 702 | 2020 | 0 | 0 | SWHC050-02 | Res Ductless Heat Pumps - Marine ¦ PG&E ¦ Marine | Res Ductless Heat Pumps - Marine | 0.0028127 | 1 | 0.99304 | RASS 2019 | 0 | 2012 | 0.6 | SWHC050-02
RES-HVAC-40.2 | Res ¦ Ductless Mini Split Heat Pump (SEER 14) - Hot-Dry ¦ PG&E ¦ Hot-Dry | Res ¦ Ductless Mini Split Heat Pump (SEER 14) - Hot-Dry | PG&E ¦ Hot-Dry | PG&E | All | Electric | Ductless Mini Split HP (SEER 14) | Average Existing and Code | 0 | Conventional | HVAC | Res - Single Family | Res | ROB and NEW | 0 | Residential Households | Cap-Tons | 15 | DEER:HVAC_Eff_HP | 0 | 0 | 0 | SWHC050-02 | 653.24 | 2020 | 0 | 702 | 2020 | 0 | 0 | SWHC050-02 | Res Ductless Heat Pumps - Hot-Dry ¦ PG&E ¦ Hot-Dry | Res Ductless Heat Pumps - Hot-Dry | 0.0028127 | 1 | 0.99304 | RASS 2019 | 0 | 2012 | 0.6 | SWHC050-02
RES-HVAC-40.3 | Res ¦ Ductless Mini Split Heat Pump (SEER 14) - Cold ¦ PG&E ¦ Cold | Res ¦ Ductless Mini Split Heat Pump (SEER 14) - Cold | PG&E ¦ Cold | PG&E | All | Electric | Ductless Mini Split HP (SEER 14) | Average Existing and Code | 0 | Conventional | HVAC | Res - Single Family | Res | ROB and NEW | 0 | Residential Households | Cap-Tons | 15 | DEER:HVAC_Eff_HP | 0 | 0 | 0 | SWHC050-02 | 653.24 | 2020 | 0 | 702 | 2020 | 0 | 0 | SWHC050-02 | Res Ductless Heat Pumps - Cold ¦ PG&E ¦ Cold | Res Ductless Heat Pumps - Cold | 0.0028127 | 1 | 0.99304 | RASS 2019 | 0 | 2012 | 0.6 | SWHC050-02
RES-HVAC-40.4 | Res ¦ Ductless Mini Split Heat Pump (SEER 14) - Marine ¦ SCE ¦ Marine | Res ¦ Ductless Mini Split Heat Pump (SEER 14) - Marine | SCE ¦ Marine | SCE | All | Electric | Ductless Mini Split HP (SEER 14) | Average Existing and Code | 0 | Conventional | HVAC | Res - Single Family | Res | ROB and NEW | 0 | Residential Households | Cap-Tons | 15 | DEER:HVAC_Eff_HP | 0 | 0 | 0 | SWHC050-02 | 653.24 | 2020 | 0 | 702 | 2020 | 0 | 0 | SWHC050-02 | Res Ductless Heat Pumps - Marine ¦ SCE ¦ Marine | Res Ductless Heat Pumps - Marine | 0.0026138 | 1 | 0.99458 | RASS 2019 | 0 | 2012 | 0.6 | SWHC050-02
RES-HVAC-40.5 | Res ¦ Ductless Mini Split Heat Pump (SEER 14) - Hot-Dry ¦ SCE ¦ Hot-Dry | Res ¦ Ductless Mini Split Heat Pump (SEER 14) - Hot-Dry | SCE ¦ Hot-Dry | SCE | All | Electric | Ductless Mini Split HP (SEER 14) | Average Existing and Code | 0 | Conventional | HVAC | Res - Single Family | Res | ROB and NEW | 0 | Residential Households | Cap-Tons | 15 | DEER:HVAC_Eff_HP | 0 | 0 | 0 | SWHC050-02 | 653.24 | 2020 | 0 | 702 | 2020 | 0 | 0 | SWHC050-02 | Res Ductless Heat Pumps - Hot-Dry ¦ SCE ¦ Hot-Dry | Res Ductless Heat Pumps - Hot-Dry | 0.0026138 | 1 | 0.99458 | RASS 2019 | 0 | 2012 | 0.6 | SWHC050-02
RES-HVAC-40.6 | Res ¦ Ductless Mini Split Heat Pump (SEER 14) - Cold ¦ SCE ¦ Cold | Res ¦ Ductless Mini Split Heat Pump (SEER 14) - Cold | SCE ¦ Cold | SCE | All | Electric | Ductless Mini Split HP (SEER 14) | Average Existing and Code | 0 | Conventional | HVAC | Res - Single Family | Res | ROB and NEW | 0 | Residential Households | Cap-Tons | 15 | DEER:HVAC_Eff_HP | 0 | 0 | 0 | SWHC050-02 | 653.24 | 2020 | 0 | 702 | 2020 | 0 | 0 | SWHC050-02 | Res Ductless Heat Pumps - Cold ¦ SCE ¦ Cold | Res Ductless Heat Pumps - Cold | 0.0026138 | 1 | 0.99458 | RASS 2019 | 0 | 2012 | 0.6 | SWHC050-02
RES-HVAC-40.7 | Res ¦ Ductless Mini Split Heat Pump (SEER 14) - Marine ¦ SDG&E ¦ Marine | Res ¦ Ductless Mini Split Heat Pump (SEER 14) - Marine | SDG&E ¦ Marine | SDG&E | All | Electric | Ductless Mini Split HP (SEER 14) | Average Existing and Code | 0 | Conventional | HVAC | Res - Single Family | Res | ROB and NEW | 0 | Residential Households | Cap-Tons | 15 | DEER:HVAC_Eff_HP | 0 | 0 | 0 | SWHC050-02 | 653.24 | 2020 | 0 | 702 | 2020 | 0 | 0 | SWHC050-02 | Res Ductless Heat Pumps - Marine ¦ SDG&E ¦ Marine | Res Ductless Heat Pumps - Marine | 0.0045295 | 1 | 0.9806 | RASS 2019 | 0 | 2012 | 0.6 | SWHC050-02
RES-HVAC-40.8 | Res ¦ Ductless Mini Split Heat Pump (SEER 14) - Hot-Dry ¦ SDG&E ¦ Hot-Dry | Res ¦ Ductless Mini Split Heat Pump (SEER 14) - Hot-Dry | SDG&E ¦ Hot-Dry | SDG&E | All | Electric | Ductless Mini Split HP (SEER 14) | Average Existing and Code | 0 | Conventional | HVAC | Res - Single Family | Res | ROB and NEW | 0 | Residential Households | Cap-Tons | 15 | DEER:HVAC_Eff_HP | 0 | 0 | 0 | SWHC050-02 | 653.24 | 2020 | 0 | 702 | 2020 | 0 | 0 | SWHC050-02 | Res Ductless Heat Pumps - Hot-Dry ¦ SDG&E ¦ Hot-Dry | Res Ductless Heat Pumps - Hot-Dry | 0.0045295 | 1 | 0.9806 | RASS 2019 | 0 | 2012 | 0.6 | SWHC050-02
RES-HVAC-40.9 | Res ¦ Ductless Mini Split Heat Pump (SEER 14) - Marine ¦ PG&E ¦ Marine | Res ¦ Ductless Mini Split Heat Pump (SEER 14) - Marine | PG&E ¦ Marine | PG&E | All | Electric | Ductless Mini Split HP (SEER 14) | Average Existing and Code | 0 | Conventional | HVAC | Res - Multi Family | Res | ROB and NEW | 0 | Residential Households | Cap-Tons | 15 | DEER:HVAC_Eff_HP | 0 | 0 | 0 | SWHC050-02 | 653.24 | 2020 | 0 | 702 | 2020 | 0 | 0 | SWHC050-02 | Res Ductless Heat Pumps - Marine ¦ PG&E ¦ Marine | Res Ductless Heat Pumps - Marine | 0.0001278 | 1 | 1 | RASS 2019 | 0 | 2012 | 0.6 | SWHC050-02
RES-HVAC-40.10 | Res ¦ Ductless Mini Split Heat Pump (SEER 14) - Hot-Dry ¦ PG&E ¦ Hot-Dry | Res ¦ Ductless Mini Split Heat Pump (SEER 14) - Hot-Dry | PG&E ¦ Hot-Dry | PG&E | All | Electric | Ductless Mini Split HP (SEER 14) | Average Existing and Code | 0 | Conventional | HVAC | Res - Multi Family | Res | ROB and NEW | 0 | Residential Households | Cap-Tons | 15 | DEER:HVAC_Eff_HP | 0 | 0 | 0 | SWHC050-02 | 653.24 | 2020 | 0 | 702 | 2020 | 0 | 0 | SWHC050-02 | Res Ductless Heat Pumps - Hot-Dry ¦ PG&E ¦ Hot-Dry | Res Ductless Heat Pumps - Hot-Dry | 0.0001278 | 1 | 1 | RASS 2019 | 0 | 2012 | 0.6 | SWHC050-02
RES-HVAC-40.11 | Res ¦ Ductless Mini Split Heat Pump (SEER 14) - Cold ¦ PG&E ¦ Cold | Res ¦ Ductless Mini Split Heat Pump (SEER 14) - Cold | PG&E ¦ Cold | PG&E | All | Electric | Ductless Mini Split HP (SEER 14) | Average Existing and Code | 0 | Conventional | HVAC | Res - Multi Family | Res | ROB and NEW | 0 | Residential Households | Cap-Tons | 15 | DEER:HVAC_Eff_HP | 0 | 0 | 0 | SWHC050-02 | 653.24 | 2020 | 0 | 702 | 2020 | 0 | 0 | SWHC050-02 | Res Ductless Heat Pumps - Cold ¦ PG&E ¦ Cold | Res Ductless Heat Pumps - Cold | 0.0001278 | 1 | 1 | RASS 2019 | 0 | 2012 | 0.6 | SWHC050-02
RES-HVAC-40.12 | Res ¦ Ductless Mini Split Heat Pump (SEER 14) - Marine ¦ SCE ¦ Marine | Res ¦ Ductless Mini Split Heat Pump (SEER 14) - Marine | SCE ¦ Marine | SCE | All | Electric | Ductless Mini Split HP (SEER 14) | Average Existing and Code | 0 | Conventional | HVAC | Res - Multi Family | Res | ROB and NEW | 0 | Residential Households | Cap-Tons | 15 | DEER:HVAC_Eff_HP | 0 | 0 | 0 | SWHC050-02 | 653.24 | 2020 | 0 | 702 | 2020 | 0 | 0 | SWHC050-02 | Res Ductless Heat Pumps - Marine ¦ SCE ¦ Marine | Res Ductless Heat Pumps - Marine | 0.00064227 | 1 | 1 | RASS 2019 | 0 | 2012 | 0.6 | SWHC050-02
RES-HVAC-40.13 | Res ¦ Ductless Mini Split Heat Pump (SEER 14) - Hot-Dry ¦ SCE ¦ Hot-Dry | Res ¦ Ductless Mini Split Heat Pump (SEER 14) - Hot-Dry | SCE ¦ Hot-Dry | SCE | All | Electric | Ductless Mini Split HP (SEER 14) | Average Existing and Code | 0 | Conventional | HVAC | Res - Multi Family | Res | ROB and NEW | 0 | Residential Households | Cap-Tons | 15 | DEER:HVAC_Eff_HP | 0 | 0 | 0 | SWHC050-02 | 653.24 | 2020 | 0 | 702 | 2020 | 0 | 0 | SWHC050-02 | Res Ductless Heat Pumps - Hot-Dry ¦ SCE ¦ Hot-Dry | Res Ductless Heat Pumps - Hot-Dry | 0.00064227 | 1 | 1 | RASS 2019 | 0 | 2012 | 0.6 | SWHC050-02
RES-HVAC-40.14 | Res ¦ Ductless Mini Split Heat Pump (SEER 14) - Cold ¦ SCE ¦ Cold | Res ¦ Ductless Mini Split Heat Pump (SEER 14) - Cold | SCE ¦ Cold | SCE | All | Electric | Ductless Mini Split HP (SEER 14) | Average Existing and Code | 0 | Conventional | HVAC | Res - Multi Family | Res | ROB and NEW | 0 | Residential Households | Cap-Tons | 15 | DEER:HVAC_Eff_HP | 0 | 0 | 0 | SWHC050-02 | 653.24 | 2020 | 0 | 702 | 2020 | 0 | 0 | SWHC050-02 | Res Ductless Heat Pumps - Cold ¦ SCE ¦ Cold | Res Ductless Heat Pumps - Cold | 0.00064227 | 1 | 1 | RASS 2019 | 0 | 2012 | 0.6 | SWHC050-02
RES-HVAC-40.15 | Res ¦ Ductless Mini Split Heat Pump (SEER 14) - Marine ¦ SDG&E ¦ Marine | Res ¦ Ductless Mini Split Heat Pump (SEER 14) - Marine | SDG&E ¦ Marine | SDG&E | All | Electric | Ductless Mini Split HP (SEER 14) | Average Existing and Code | 0 | Conventional | HVAC | Res - Multi Family | Res | ROB and NEW | 0 | Residential Households | Cap-Tons | 15 | DEER:HVAC_Eff_HP | 0 | 0 | 0 | SWHC050-02 | 653.24 | 2020 | 0 | 702 | 2020 | 0 | 0 | SWHC050-02 | Res Ductless Heat Pumps - Marine ¦ SDG&E ¦ Marine | Res Ductless Heat Pumps - Marine | 0.0009705 | 1 | 0.97524 | RASS 2019 | 0 | 2012 | 0.6 | SWHC050-02
RES-HVAC-40.16 | Res ¦ Ductless Mini Split Heat Pump (SEER 14) - Hot-Dry ¦ SDG&E ¦ Hot-Dry | Res ¦ Ductless Mini Split Heat Pump (SEER 14) - Hot-Dry | SDG&E ¦ Hot-Dry | SDG&E | All | Electric | Ductless Mini Split HP (SEER 14) | Average Existing and Code | 0 | Conventional | HVAC | Res - Multi Family | Res | ROB and NEW | 0 | Residential Households | Cap-Tons | 15 | DEER:HVAC_Eff_HP | 0 | 0 | 0 | SWHC050-02 | 653.24 | 2020 | 0 | 702 | 2020 | 0 | 0 | SWHC050-02 | Res Ductless Heat Pumps - Hot-Dry ¦ SDG&E ¦ Hot-Dry | Res Ductless Heat Pumps - Hot-Dry | 0.0009705 | 1 | 0.97524 | RASS 2019 | 0 | 2012 | 0.6 | SWHC050-02
RES-HVAC-41.1 | Res ¦ Ductless Mini Split Heat Pump (SEER 15) - Marine ¦ PG&E ¦ Marine | Res ¦ Ductless Mini Split Heat Pump (SEER 15) - Marine | PG&E ¦ Marine | PG&E | All | Electric | Ductless Mini Split HP (SEER 15) | Efficient | 0 | Conventional | HVAC | Res - Single Family | Res | ROB and NEW | 0 | Residential Households | Cap-Tons | 15 | DEER:HVAC_Eff_HP | -6.14 | -0.0215 | 0 | SWHC050-02 | 752.68 | 2020 | 0 | 702 | 2020 | 0 | 0 | SWHC050-02 | Res Ductless Heat Pumps - Marine ¦ PG&E ¦ Marine | Res Ductless Heat Pumps - Marine | 0.0028127 | 1 | 0.0069612 | RASS 2019 | 0 | 2012 | 0.6 | SWHC050-02
RES-HVAC-41.2 | Res ¦ Ductless Mini Split Heat Pump (SEER 15) - Hot-Dry ¦ PG&E ¦ Hot-Dry | Res ¦ Ductless Mini Split Heat Pump (SEER 15) - Hot-Dry | PG&E ¦ Hot-Dry | PG&E | All | Electric | Ductless Mini Split HP (SEER 15) | Efficient | 0 | Conventional | HVAC | Res - Single Family | Res | ROB and NEW | 0 | Residential Households | Cap-Tons | 15 | DEER:HVAC_Eff_HP | -23.5 | -0.0393 | 0 | SWHC050-02 | 752.68 | 2020 | 0 | 702 | 2020 | 0 | 0 | SWHC050-02 | Res Ductless Heat Pumps - Hot-Dry ¦ PG&E ¦ Hot-Dry | Res Ductless Heat Pumps - Hot-Dry | 0.0028127 | 1 | 0.0069612 | RASS 2019 | 0 | 2012 | 0.6 | SWHC050-02
RES-HVAC-41.3 | Res ¦ Ductless Mini Split Heat Pump (SEER 15) - Cold ¦ PG&E ¦ Cold | Res ¦ Ductless Mini Split Heat Pump (SEER 15) - Cold | PG&E ¦ Cold | PG&E | All | Electric | Ductless Mini Split HP (SEER 15) | Efficient | 0 | Conventional | HVAC | Res - Single Family | Res | ROB and NEW | 0 | Residential Households | Cap-Tons | 15 | DEER:HVAC_Eff_HP | -9.805 | -0.0137 | 0 | SWHC050-02 | 752.68 | 2020 | 0 | 702 | 2020 | 0 | 0 | SWHC050-02 | Res Ductless Heat Pumps - Cold ¦ PG&E ¦ Cold | Res Ductless Heat Pumps - Cold | 0.0028127 | 1 | 0.0069612 | RASS 2019 | 0 | 2012 | 0.6 | SWHC050-02
RES-HVAC-41.4 | Res ¦ Ductless Mini Split Heat Pump (SEER 15) - Marine ¦ SCE ¦ Marine | Res ¦ Ductless Mini Split Heat Pump (SEER 15) - Marine | SCE ¦ Marine | SCE | All | Electric | Ductless Mini Split HP (SEER 15) | Efficient | 0 | Conventional | HVAC | Res - Single Family | Res | ROB and NEW | 0 | Residential Households | Cap-Tons | 15 | DEER:HVAC_Eff_HP | -14.8 | -0.0132 | 0 | SWHC050-02 | 752.68 | 2020 | 0 | 702 | 2020 | 0 | 0 | SWHC050-02 | Res Ductless Heat Pumps - Marine ¦ SCE ¦ Marine | Res Ductless Heat Pumps - Marine | 0.0026138 | 1 | 0.0054167 | RASS 2019 | 0 | 2012 | 0.6 | SWHC050-02
RES-HVAC-41.5 | Res ¦ Ductless Mini Split Heat Pump (SEER 15) - Hot-Dry ¦ SCE ¦ Hot-Dry | Res ¦ Ductless Mini Split Heat Pump (SEER 15) - Hot-Dry | SCE ¦ Hot-Dry | SCE | All | Electric | Ductless Mini Split HP (SEER 15) | Efficient | 0 | Conventional | HVAC | Res - Single Family | Res | ROB and NEW | 0 | Residential Households | Cap-Tons | 15 | DEER:HVAC_Eff_HP | -27.8 | -0.0309 | 0 | SWHC050-02 | 752.68 | 2020 | 0 | 702 | 2020 | 0 | 0 | SWHC050-02 | Res Ductless Heat Pumps - Hot-Dry ¦ SCE ¦ Hot-Dry | Res Ductless Heat Pumps - Hot-Dry | 0.0026138 | 1 | 0.0054167 | RASS 2019 | 0 | 2012 | 0.6 | SWHC050-02
RES-HVAC-41.6 | Res ¦ Ductless Mini Split Heat Pump (SEER 15) - Cold ¦ SCE ¦ Cold | Res ¦ Ductless Mini Split Heat Pump (SEER 15) - Cold | SCE ¦ Cold | SCE | All | Electric | Ductless Mini Split HP (SEER 15) | Efficient | 0 | Conventional | HVAC | Res - Single Family | Res | ROB and NEW | 0 | Residential Households | Cap-Tons | 15 | DEER:HVAC_Eff_HP | -9.805 | -0.0137 | 0 | SWHC050-02 | 752.68 | 2020 | 0 | 702 | 2020 | 0 | 0 | SWHC050-02 | Res Ductless Heat Pumps - Cold ¦ SCE ¦ Cold | Res Ductless Heat Pumps - Cold | 0.0026138 | 1 | 0.0054167 | RASS 2019 | 0 | 2012 | 0.6 | SWHC050-02
RES-HVAC-41.7 | Res ¦ Ductless Mini Split Heat Pump (SEER 15) - Marine ¦ SDG&E ¦ Marine | Res ¦ Ductless Mini Split Heat Pump (SEER 15) - Marine | SDG&E ¦ Marine | SDG&E | All | Electric | Ductless Mini Split HP (SEER 15) | Efficient | 0 | Conventional | HVAC | Res - Single Family | Res | ROB and NEW | 0 | Residential Households | Cap-Tons | 15 | DEER:HVAC_Eff_HP | -14.8 | -0.0132 | 0 | SWHC050-02 | 752.68 | 2020 | 0 | 702 | 2020 | 0 | 0 | SWHC050-02 | Res Ductless Heat Pumps - Marine ¦ SDG&E ¦ Marine | Res Ductless Heat Pumps - Marine | 0.0045295 | 1 | 0.019403 | RASS 2019 | 0 | 2012 | 0.6 | SWHC050-02
RES-HVAC-41.8 | Res ¦ Ductless Mini Split Heat Pump (SEER 15) - Hot-Dry ¦ SDG&E ¦ Hot-Dry | Res ¦ Ductless Mini Split Heat Pump (SEER 15) - Hot-Dry | SDG&E ¦ Hot-Dry | SDG&E | All | Electric | Ductless Mini Split HP (SEER 15) | Efficient | 0 | Conventional | HVAC | Res - Single Family | Res | ROB and NEW | 0 | Residential Households | Cap-Tons | 15 | DEER:HVAC_Eff_HP | -24.9 | -0.022 | 0 | SWHC050-02 | 752.68 | 2020 | 0 | 702 | 2020 | 0 | 0 | SWHC050-02 | Res Ductless Heat Pumps - Hot-Dry ¦ SDG&E ¦ Hot-Dry | Res Ductless Heat Pumps - Hot-Dry | 0.0045295 | 1 | 0.019403 | RASS 2019 | 0 | 2012 | 0.6 | SWHC050-02
RES-HVAC-41.9 | Res ¦ Ductless Mini Split Heat Pump (SEER 15) - Marine ¦ PG&E ¦ Marine | Res ¦ Ductless Mini Split Heat Pump (SEER 15) - Marine | PG&E ¦ Marine | PG&E | All | Electric | Ductless Mini Split HP (SEER 15) | Efficient | 0 | Conventional | HVAC | Res - Multi Family | Res | ROB and NEW | 0 | Residential Households | Cap-Tons | 15 | DEER:HVAC_Eff_HP | -7.4 | -0.0157 | 0 | SWHC050-02 | 752.68 | 2020 | 0 | 702 | 2020 | 0 | 0 | SWHC050-02 | Res Ductless Heat Pumps - Marine ¦ PG&E ¦ Marine | Res Ductless Heat Pumps - Marine | 0.0001278 | 1 | 0 | RASS 2019 | 0 | 2012 | 0.6 | SWHC050-02
RES-HVAC-41.10 | Res ¦ Ductless Mini Split Heat Pump (SEER 15) - Hot-Dry ¦ PG&E ¦ Hot-Dry | Res ¦ Ductless Mini Split Heat Pump (SEER 15) - Hot-Dry | PG&E ¦ Hot-Dry | PG&E | All | Electric | Ductless Mini Split HP (SEER 15) | Efficient | 0 | Conventional | HVAC | Res - Multi Family | Res | ROB and NEW | 0 | Residential Households | Cap-Tons | 15 | DEER:HVAC_Eff_HP | -48.45 | -0.0567 | 0 | SWHC050-02 | 752.68 | 2020 | 0 | 702 | 2020 | 0 | 0 | SWHC050-02 | Res Ductless Heat Pumps - Hot-Dry ¦ PG&E ¦ Hot-Dry | Res Ductless Heat Pumps - Hot-Dry | 0.0001278 | 1 | 0 | RASS 2019 | 0 | 2012 | 0.6 | SWHC050-02
RES-HVAC-41.11 | Res ¦ Ductless Mini Split Heat Pump (SEER 15) - Cold ¦ PG&E ¦ Cold | Res ¦ Ductless Mini Split Heat Pump (SEER 15) - Cold | PG&E ¦ Cold | PG&E | All | Electric | Ductless Mini Split HP (SEER 15) | Efficient | 0 | Conventional | HVAC | Res - Multi Family | Res | ROB and NEW | 0 | Residential Households | Cap-Tons | 15 | DEER:HVAC_Eff_HP | -46.1 | -0.0347 | 0 | SWHC050-02 | 752.68 | 2020 | 0 | 702 | 2020 | 0 | 0 | SWHC050-02 | Res Ductless Heat Pumps - Cold ¦ PG&E ¦ Cold | Res Ductless Heat Pumps - Cold | 0.0001278 | 1 | 0 | RASS 2019 | 0 | 2012 | 0.6 | SWHC050-02
RES-HVAC-41.12 | Res ¦ Ductless Mini Split Heat Pump (SEER 15) - Marine ¦ SCE ¦ Marine | Res ¦ Ductless Mini Split Heat Pump (SEER 15) - Marine | SCE ¦ Marine | SCE | All | Electric | Ductless Mini Split HP (SEER 15) | Efficient | 0 | Conventional | HVAC | Res - Multi Family | Res | ROB and NEW | 0 | Residential Households | Cap-Tons | 15 | DEER:HVAC_Eff_HP | -17.75 | -0.0211 | 0 | SWHC050-02 | 752.68 | 2020 | 0 | 702 | 2020 | 0 | 0 | SWHC050-02 | Res Ductless Heat Pumps - Marine ¦ SCE ¦ Marine | Res Ductless Heat Pumps - Marine | 0.00064227 | 1 | 0 | RASS 2019 | 0 | 2012 | 0.6 | SWHC050-02
RES-HVAC-41.13 | Res ¦ Ductless Mini Split Heat Pump (SEER 15) - Hot-Dry ¦ SCE ¦ Hot-Dry | Res ¦ Ductless Mini Split Heat Pump (SEER 15) - Hot-Dry | SCE ¦ Hot-Dry | SCE | All | Electric | Ductless Mini Split HP (SEER 15) | Efficient | 0 | Conventional | HVAC | Res - Multi Family | Res | ROB and NEW | 0 | Residential Households | Cap-Tons | 15 | DEER:HVAC_Eff_HP | -55.35 | -0.0405 | 0 | SWHC050-02 | 752.68 | 2020 | 0 | 702 | 2020 | 0 | 0 | SWHC050-02 | Res Ductless Heat Pumps - Hot-Dry ¦ SCE ¦ Hot-Dry | Res Ductless Heat Pumps - Hot-Dry | 0.00064227 | 1 | 0 | RASS 2019 | 0 | 2012 | 0.6 | SWHC050-02
RES-HVAC-41.14 | Res ¦ Ductless Mini Split Heat Pump (SEER 15) - Cold ¦ SCE ¦ Cold | Res ¦ Ductless Mini Split Heat Pump (SEER 15) - Cold | SCE ¦ Cold | SCE | All | Electric | Ductless Mini Split HP (SEER 15) | Efficient | 0 | Conventional | HVAC | Res - Multi Family | Res | ROB and NEW | 0 | Residential Households | Cap-Tons | 15 | DEER:HVAC_Eff_HP | -46.1 | -0.0347 | 0 | SWHC050-02 | 752.68 | 2020 | 0 | 702 | 2020 | 0 | 0 | SWHC050-02 | Res Ductless Heat Pumps - Cold ¦ SCE ¦ Cold | Res Ductless Heat Pumps - Cold | 0.00064227 | 1 | 0 | RASS 2019 | 0 | 2012 | 0.6 | SWHC050-02
RES-HVAC-41.15 | Res ¦ Ductless Mini Split Heat Pump (SEER 15) - Marine ¦ SDG&E ¦ Marine | Res ¦ Ductless Mini Split Heat Pump (SEER 15) - Marine | SDG&E ¦ Marine | SDG&E | All | Electric | Ductless Mini Split HP (SEER 15) | Efficient | 0 | Conventional | HVAC | Res - Multi Family | Res | ROB and NEW | 0 | Residential Households | Cap-Tons | 15 | DEER:HVAC_Eff_HP | -17.75 | -0.0211 | 0 | SWHC050-02 | 752.68 | 2020 | 0 | 702 | 2020 | 0 | 0 | SWHC050-02 | Res Ductless Heat Pumps - Marine ¦ SDG&E ¦ Marine | Res Ductless Heat Pumps - Marine | 0.0009705 | 1 | 0.024762 | RASS 2019 | 0 | 2012 | 0.6 | SWHC050-02
RES-HVAC-41.16 | Res ¦ Ductless Mini Split Heat Pump (SEER 15) - Hot-Dry ¦ SDG&E ¦ Hot-Dry | Res ¦ Ductless Mini Split Heat Pump (SEER 15) - Hot-Dry | SDG&E ¦ Hot-Dry | SDG&E | All | Electric | Ductless Mini Split HP (SEER 15) | Efficient | 0 | Conventional | HVAC | Res - Multi Family | Res | ROB and NEW | 0 | Residential Households | Cap-Tons | 15 | DEER:HVAC_Eff_HP | -35.3 | -0.0334 | 0 | SWHC050-02 | 752.68 | 2020 | 0 | 702 | 2020 | 0 | 0 | SWHC050-02 | Res Ductless Heat Pumps - Hot-Dry ¦ SDG&E ¦ Hot-Dry | Res Ductless Heat Pumps - Hot-Dry | 0.0009705 | 1 | 0.024762 | RASS 2019 | 0 | 2012 | 0.6 | SWHC050-02
RES-HVAC-42.1 | Res ¦ Ductless Mini Split Heat Pump (SEER 16) - Marine ¦ PG&E ¦ Marine | Res ¦ Ductless Mini Split Heat Pump (SEER 16) - Marine | PG&E ¦ Marine | PG&E | All | Electric | Ductless Mini Split HP (SEER 16) | Efficient | 0 | Conventional | HVAC | Res - Single Family | Res | ROB and NEW | 0 | Residential Households | Cap-Tons | 15 | DEER:HVAC_Eff_HP | -9.36 | -0.0355 | 0 | SWHC050-02 | 852.13 | 2020 | 0 | 702 | 2020 | 0 | 0 | SWHC050-02 | Res Ductless Heat Pumps - Marine ¦ PG&E ¦ Marine | Res Ductless Heat Pumps - Marine | 0.0028127 | 1 | 0 | RASS 2019 | 356.906 | 2032 | 0.6 | SWHC050-02
RES-HVAC-42.2 | Res ¦ Ductless Mini Split Heat Pump (SEER 16) - Hot-Dry ¦ PG&E ¦ Hot-Dry | Res ¦ Ductless Mini Split Heat Pump (SEER 16) - Hot-Dry | PG&E ¦ Hot-Dry | PG&E | All | Electric | Ductless Mini Split HP (SEER 16) | Efficient | 0 | Conventional | HVAC | Res - Single Family | Res | ROB and NEW | 0 | Residential Households | Cap-Tons | 15 | DEER:HVAC_Eff_HP | -37.5 | -0.0649 | 0 | SWHC050-02 | 852.13 | 2020 | 0 | 702 | 2020 | 0 | 0 | SWHC050-02 | Res Ductless Heat Pumps - Hot-Dry ¦ PG&E ¦ Hot-Dry | Res Ductless Heat Pumps - Hot-Dry | 0.0028127 | 1 | 0 | RASS 2019 | 356.906 | 2032 | 0.6 | SWHC050-02
RES-HVAC-42.3 | Res ¦ Ductless Mini Split Heat Pump (SEER 16) - Cold ¦ PG&E ¦ Cold | Res ¦ Ductless Mini Split Heat Pump (SEER 16) - Cold | PG&E ¦ Cold | PG&E | All | Electric | Ductless Mini Split HP (SEER 16) | Efficient | 0 | Conventional | HVAC | Res - Single Family | Res | ROB and NEW | 0 | Residential Households | Cap-Tons | 15 | DEER:HVAC_Eff_HP | -15.05 | -0.0226 | 0 | SWHC050-02 | 852.13 | 2020 | 0 | 702 | 2020 | 0 | 0 | SWHC050-02 | Res Ductless Heat Pumps - Cold ¦ PG&E ¦ Cold | Res Ductless Heat Pumps - Cold | 0.0028127 | 1 | 0 | RASS 2019 | 356.906 | 2032 | 0.6 | SWHC050-02
RES-HVAC-42.4 | Res ¦ Ductless Mini Split Heat Pump (SEER 16) - Marine ¦ SCE ¦ Marine | Res ¦ Ductless Mini Split Heat Pump (SEER 16) - Marine | SCE ¦ Marine | SCE | All | Electric | Ductless Mini Split HP (SEER 16) | Efficient | 0 | Conventional | HVAC | Res - Single Family | Res | ROB and NEW | 0 | Residential Households | Cap-Tons | 15 | DEER:HVAC_Eff_HP | -24 | -0.0217 | 0 | SWHC050-02 | 852.13 | 2020 | 0 | 702 | 2020 | 0 | 0 | SWHC050-02 | Res Ductless Heat Pumps - Marine ¦ SCE ¦ Marine | Res Ductless Heat Pumps - Marine | 0.0026138 | 1 | 0 | RASS 2019 | 356.906 | 2032 | 0.6 | SWHC050-02
RES-HVAC-42.5 | Res ¦ Ductless Mini Split Heat Pump (SEER 16) - Hot-Dry ¦ SCE ¦ Hot-Dry | Res ¦ Ductless Mini Split Heat Pump (SEER 16) - Hot-Dry | SCE ¦ Hot-Dry | SCE | All | Electric | Ductless Mini Split HP (SEER 16) | Efficient | 0 | Conventional | HVAC | Res - Single Family | Res | ROB and NEW | 0 | Residential Households | Cap-Tons | 15 | DEER:HVAC_Eff_HP | -45.3 | -0.051 | 0 | SWHC050-02 | 852.13 | 2020 | 0 | 702 | 2020 | 0 | 0 | SWHC050-02 | Res Ductless Heat Pumps - Hot-Dry ¦ SCE ¦ Hot-Dry | Res Ductless Heat Pumps - Hot-Dry | 0.0026138 | 1 | 0 | RASS 2019 | 356.906 | 2032 | 0.6 | SWHC050-02
RES-HVAC-42.6 | Res ¦ Ductless Mini Split Heat Pump (SEER 16) - Cold ¦ SCE ¦ Cold | Res ¦ Ductless Mini Split Heat Pump (SEER 16) - Cold | SCE ¦ Cold | SCE | All | Electric | Ductless Mini Split HP (SEER 16) | Efficient | 0 | Conventional | HVAC | Res - Single Family | Res | ROB and NEW | 0 | Residential Households | Cap-Tons | 15 | DEER:HVAC_Eff_HP | -15.05 | -0.0226 | 0 | SWHC050-02 | 852.13 | 2020 | 0 | 702 | 2020 | 0 | 0 | SWHC050-02 | Res Ductless Heat Pumps - Cold ¦ SCE ¦ Cold | Res Ductless Heat Pumps - Cold | 0.0026138 | 1 | 0 | RASS 2019 | 356.906 | 2032 | 0.6 | SWHC050-02
RES-HVAC-42.7 | Res ¦ Ductless Mini Split Heat Pump (SEER 16) - Marine ¦ SDG&E ¦ Marine | Res ¦ Ductless Mini Split Heat Pump (SEER 16) - Marine | SDG&E ¦ Marine | SDG&E | All | Electric | Ductless Mini Split HP (SEER 16) | Efficient | 0 | Conventional | HVAC | Res - Single Family | Res | ROB and NEW | 0 | Residential Households | Cap-Tons | 15 | DEER:HVAC_Eff_HP | -24 | -0.0217 | 0 | SWHC050-02 | 852.13 | 2020 | 0 | 702 | 2020 | 0 | 0 | SWHC050-02 | Res Ductless Heat Pumps - Marine ¦ SDG&E ¦ Marine | Res Ductless Heat Pumps - Marine | 0.0045295 | 1 | 0 | RASS 2019 | 356.906 | 2032 | 0.6 | SWHC050-02
RES-HVAC-42.8 | Res ¦ Ductless Mini Split Heat Pump (SEER 16) - Hot-Dry ¦ SDG&E ¦ Hot-Dry | Res ¦ Ductless Mini Split Heat Pump (SEER 16) - Hot-Dry | SDG&E ¦ Hot-Dry | SDG&E | All | Electric | Ductless Mini Split HP (SEER 16) | Efficient | 0 | Conventional | HVAC | Res - Single Family | Res | ROB and NEW | 0 | Residential Households | Cap-Tons | 15 | DEER:HVAC_Eff_HP | -40.7 | -0.0362 | 0 | SWHC050-02 | 852.13 | 2020 | 0 | 702 | 2020 | 0 | 0 | SWHC050-02 | Res Ductless Heat Pumps - Hot-Dry ¦ SDG&E ¦ Hot-Dry | Res Ductless Heat Pumps - Hot-Dry | 0.0045295 | 1 | 0 | RASS 2019 | 356.906 | 2032 | 0.6 | SWHC050-02
RES-HVAC-42.9 | Res ¦ Ductless Mini Split Heat Pump (SEER 16) - Marine ¦ PG&E ¦ Marine | Res ¦ Ductless Mini Split Heat Pump (SEER 16) - Marine | PG&E ¦ Marine | PG&E | All | Electric | Ductless Mini Split HP (SEER 16) | Efficient | 0 | Conventional | HVAC | Res - Multi Family | Res | ROB and NEW | 0 | Residential Households | Cap-Tons | 15 | DEER:HVAC_Eff_HP | -11.1 | -0.0258 | 0 | SWHC050-02 | 852.13 | 2020 | 0 | 702 | 2020 | 0 | 0 | SWHC050-02 | Res Ductless Heat Pumps - Marine ¦ PG&E ¦ Marine | Res Ductless Heat Pumps - Marine | 0.0001278 | 1 | 0 | RASS 2019 | 0 | 2012 | 0.6 | SWHC050-02
RES-HVAC-42.10 | Res ¦ Ductless Mini Split Heat Pump (SEER 16) - Hot-Dry ¦ PG&E ¦ Hot-Dry | Res ¦ Ductless Mini Split Heat Pump (SEER 16) - Hot-Dry | PG&E ¦ Hot-Dry | PG&E | All | Electric | Ductless Mini Split HP (SEER 16) | Efficient | 0 | Conventional | HVAC | Res - Multi Family | Res | ROB and NEW | 0 | Residential Households | Cap-Tons | 15 | DEER:HVAC_Eff_HP | -78.8 | -0.0935 | 0 | SWHC050-02 | 852.13 | 2020 | 0 | 702 | 2020 | 0 | 0 | SWHC050-02 | Res Ductless Heat Pumps - Hot-Dry ¦ PG&E ¦ Hot-Dry | Res Ductless Heat Pumps - Hot-Dry | 0.0001278 | 1 | 0 | RASS 2019 | 0 | 2012 | 0.6 | SWHC050-02
RES-HVAC-42.11 | Res ¦ Ductless Mini Split Heat Pump (SEER 16) - Cold ¦ PG&E ¦ Cold | Res ¦ Ductless Mini Split Heat Pump (SEER 16) - Cold | PG&E ¦ Cold | PG&E | All | Electric | Ductless Mini Split HP (SEER 16) | Efficient | 0 | Conventional | HVAC | Res - Multi Family | Res | ROB and NEW | 0 | Residential Households | Cap-Tons | 15 | DEER:HVAC_Eff_HP | -72.45 | -0.0572 | 0 | SWHC050-02 | 852.13 | 2020 | 0 | 702 | 2020 | 0 | 0 | SWHC050-02 | Res Ductless Heat Pumps - Cold ¦ PG&E ¦ Cold | Res Ductless Heat Pumps - Cold | 0.0001278 | 1 | 0 | RASS 2019 | 0 | 2012 | 0.6 | SWHC050-02
RES-HVAC-42.12 | Res ¦ Ductless Mini Split Heat Pump (SEER 16) - Marine ¦ SCE ¦ Marine | Res ¦ Ductless Mini Split Heat Pump (SEER 16) - Marine | SCE ¦ Marine | SCE | All | Electric | Ductless Mini Split HP (SEER 16) | Efficient | 0 | Conventional | HVAC | Res - Multi Family | Res | ROB and NEW | 0 | Residential Households | Cap-Tons | 15 | DEER:HVAC_Eff_HP | -28.7 | -0.0348 | 0 | SWHC050-02 | 852.13 | 2020 | 0 | 702 | 2020 | 0 | 0 | SWHC050-02 | Res Ductless Heat Pumps - Marine ¦ SCE ¦ Marine | Res Ductless Heat Pumps - Marine | 0.00064227 | 1 | 0 | RASS 2019 | 0 | 2012 | 0.6 | SWHC050-02
RES-HVAC-42.13 | Res ¦ Ductless Mini Split Heat Pump (SEER 16) - Hot-Dry ¦ SCE ¦ Hot-Dry | Res ¦ Ductless Mini Split Heat Pump (SEER 16) - Hot-Dry | SCE ¦ Hot-Dry | SCE | All | Electric | Ductless Mini Split HP (SEER 16) | Efficient | 0 | Conventional | HVAC | Res - Multi Family | Res | ROB and NEW | 0 | Residential Households | Cap-Tons | 15 | DEER:HVAC_Eff_HP | -90.55 | -0.0667 | 0 | SWHC050-02 | 852.13 | 2020 | 0 | 702 | 2020 | 0 | 0 | SWHC050-02 | Res Ductless Heat Pumps - Hot-Dry ¦ SCE ¦ Hot-Dry | Res Ductless Heat Pumps - Hot-Dry | 0.00064227 | 1 | 0 | RASS 2019 | 0 | 2012 | 0.6 | SWHC050-02
RES-HVAC-42.14 | Res ¦ Ductless Mini Split Heat Pump (SEER 16) - Cold ¦ SCE ¦ Cold | Res ¦ Ductless Mini Split Heat Pump (SEER 16) - Cold | SCE ¦ Cold | SCE | All | Electric | Ductless Mini Split HP (SEER 16) | Efficient | 0 | Conventional | HVAC | Res - Multi Family | Res | ROB and NEW | 0 | Residential Households | Cap-Tons | 15 | DEER:HVAC_Eff_HP | -72.45 | -0.0572 | 0 | SWHC050-02 | 852.13 | 2020 | 0 | 702 | 2020 | 0 | 0 | SWHC050-02 | Res Ductless Heat Pumps - Cold ¦ SCE ¦ Cold | Res Ductless Heat Pumps - Cold | 0.00064227 | 1 | 0 | RASS 2019 | 0 | 2012 | 0.6 | SWHC050-02
RES-HVAC-42.15 | Res ¦ Ductless Mini Split Heat Pump (SEER 16) - Marine ¦ SDG&E ¦ Marine | Res ¦ Ductless Mini Split Heat Pump (SEER 16) - Marine | SDG&E ¦ Marine | SDG&E | All | Electric | Ductless Mini Split HP (SEER 16) | Efficient | 0 | Conventional | HVAC | Res - Multi Family | Res | ROB and NEW | 0 | Residential Households | Cap-Tons | 15 | DEER:HVAC_Eff_HP | -28.7 | -0.0348 | 0 | SWHC050-02 | 852.13 | 2020 | 0 | 702 | 2020 | 0 | 0 | SWHC050-02 | Res Ductless Heat Pumps - Marine ¦ SDG&E ¦ Marine | Res Ductless Heat Pumps - Marine | 0.0009705 | 1 | 0 | RASS 2019 | 0 | 2012 | 0.6 | SWHC050-02
RES-HVAC-42.16 | Res ¦ Ductless Mini Split Heat Pump (SEER 16) - Hot-Dry ¦ SDG&E ¦ Hot-Dry | Res ¦ Ductless Mini Split Heat Pump (SEER 16) - Hot-Dry | SDG&E ¦ Hot-Dry | SDG&E | All | Electric | Ductless Mini Split HP (SEER 16) | Efficient | 0 | Conventional | HVAC | Res - Multi Family | Res | ROB and NEW | 0 | Residential Households | Cap-Tons | 15 | DEER:HVAC_Eff_HP | -57.45 | -0.0552 | 0 | SWHC050-02 | 852.13 | 2020 | 0 | 702 | 2020 | 0 | 0 | SWHC050-02 | Res Ductless Heat Pumps - Hot-Dry ¦ SDG&E ¦ Hot-Dry | Res Ductless Heat Pumps - Hot-Dry | 0.0009705 | 1 | 0 | RASS 2019 | 0 | 2012 | 0.6 | SWHC050-02
RES-HVAC-43.1 | Res ¦ Ductless Mini Split Heat Pump (SEER 17) - Marine ¦ PG&E ¦ Marine | Res ¦ Ductless Mini Split Heat Pump (SEER 17) - Marine | PG&E ¦ Marine | PG&E | All | Electric | Ductless Mini Split HP (SEER 17) | Efficient | 0 | Conventional | HVAC | Res - Single Family | Res | ROB and NEW | 0 | Residential Households | Cap-Tons | 15 | DEER:HVAC_Eff_HP | -12.35 | -0.048 | 0 | SWHC050-02 | 951.57 | 2020 | 0 | 702 | 2020 | 0 | 0 | SWHC050-02 | Res Ductless Heat Pumps - Marine ¦ PG&E ¦ Marine | Res Ductless Heat Pumps - Marine | 0.0028127 | 1 | 0 | RASS 2019 | 379.7424 | 2032 | 0.6 | SWHC050-02
RES-HVAC-43.2 | Res ¦ Ductless Mini Split Heat Pump (SEER 17) - Hot-Dry ¦ PG&E ¦ Hot-Dry | Res ¦ Ductless Mini Split Heat Pump (SEER 17) - Hot-Dry | PG&E ¦ Hot-Dry | PG&E | All | Electric | Ductless Mini Split HP (SEER 17) | Efficient | 0 | Conventional | HVAC | Res - Single Family | Res | ROB and NEW | 0 | Residential Households | Cap-Tons | 15 | DEER:HVAC_Eff_HP | -50.2 | -0.0879 | 0 | SWHC050-02 | 951.57 | 2020 | 0 | 702 | 2020 | 0 | 0 | SWHC050-02 | Res Ductless Heat Pumps - Hot-Dry ¦ PG&E ¦ Hot-Dry | Res Ductless Heat Pumps - Hot-Dry | 0.0028127 | 1 | 0 | RASS 2019 | 379.7424 | 2032 | 0.6 | SWHC050-02
RES-HVAC-43.3 | Res ¦ Ductless Mini Split Heat Pump (SEER 17) - Cold ¦ PG&E ¦ Cold | Res ¦ Ductless Mini Split Heat Pump (SEER 17) - Cold | PG&E ¦ Cold | PG&E | All | Electric | Ductless Mini Split HP (SEER 17) | Efficient | 0 | Conventional | HVAC | Res - Single Family | Res | ROB and NEW | 0 | Residential Households | Cap-Tons | 15 | DEER:HVAC_Eff_HP | -20 | -0.0306 | 0 | SWHC050-02 | 951.57 | 2020 | 0 | 702 | 2020 | 0 | 0 | SWHC050-02 | Res Ductless Heat Pumps - Cold ¦ PG&E ¦ Cold | Res Ductless Heat Pumps - Cold | 0.0028127 | 1 | 0 | RASS 2019 | 379.7424 | 2032 | 0.6 | SWHC050-02
RES-HVAC-43.4 | Res ¦ Ductless Mini Split Heat Pump (SEER 17) - Marine ¦ SCE ¦ Marine | Res ¦ Ductless Mini Split Heat Pump (SEER 17) - Marine | SCE ¦ Marine | SCE | All | Electric | Ductless Mini Split HP (SEER 17) | Efficient | 0 | Conventional | HVAC | Res - Single Family | Res | ROB and NEW | 0 | Residential Households | Cap-Tons | 15 | DEER:HVAC_Eff_HP | -32.35 | -0.0294 | 0 | SWHC050-02 | 951.57 | 2020 | 0 | 702 | 2020 | 0 | 0 | SWHC050-02 | Res Ductless Heat Pumps - Marine ¦ SCE ¦ Marine | Res Ductless Heat Pumps - Marine | 0.0026138 | 1 | 0 | RASS 2019 | 379.7424 | 2032 | 0.6 | SWHC050-02
RES-HVAC-43.5 | Res ¦ Ductless Mini Split Heat Pump (SEER 17) - Hot-Dry ¦ SCE ¦ Hot-Dry | Res ¦ Ductless Mini Split Heat Pump (SEER 17) - Hot-Dry | SCE ¦ Hot-Dry | SCE | All | Electric | Ductless Mini Split HP (SEER 17) | Efficient | 0 | Conventional | HVAC | Res - Single Family | Res | ROB and NEW | 0 | Residential Households | Cap-Tons | 15 | DEER:HVAC_Eff_HP | -61.15 | -0.0691 | 0 | SWHC050-02 | 951.57 | 2020 | 0 | 702 | 2020 | 0 | 0 | SWHC050-02 | Res Ductless Heat Pumps - Hot-Dry ¦ SCE ¦ Hot-Dry | Res Ductless Heat Pumps - Hot-Dry | 0.0026138 | 1 | 0 | RASS 2019 | 379.7424 | 2032 | 0.6 | SWHC050-02
RES-HVAC-43.6 | Res ¦ Ductless Mini Split Heat Pump (SEER 17) - Cold ¦ SCE ¦ Cold | Res ¦ Ductless Mini Split Heat Pump (SEER 17) - Cold | SCE ¦ Cold | SCE | All | Electric | Ductless Mini Split HP (SEER 17) | Efficient | 0 | Conventional | HVAC | Res - Single Family | Res | ROB and NEW | 0 | Residential Households | Cap-Tons | 15 | DEER:HVAC_Eff_HP | -20 | -0.0306 | 0 | SWHC050-02 | 951.57 | 2020 | 0 | 702 | 2020 | 0 | 0 | SWHC050-02 | Res Ductless Heat Pumps - Cold ¦ SCE ¦ Cold | Res Ductless Heat Pumps - Cold | 0.0026138 | 1 | 0 | RASS 2019 | 379.7424 | 2032 | 0.6 | SWHC050-02
RES-HVAC-43.7 | Res ¦ Ductless Mini Split Heat Pump (SEER 17) - Marine ¦ SDG&E ¦ Marine | Res ¦ Ductless Mini Split Heat Pump (SEER 17) - Marine | SDG&E ¦ Marine | SDG&E | All | Electric | Ductless Mini Split HP (SEER 17) | Efficient | 0 | Conventional | HVAC | Res - Single Family | Res | ROB and NEW | 0 | Residential Households | Cap-Tons | 15 | DEER:HVAC_Eff_HP | -32.35 | -0.0294 | 0 | SWHC050-02 | 951.57 | 2020 | 0 | 702 | 2020 | 0 | 0 | SWHC050-02 | Res Ductless Heat Pumps - Marine ¦ SDG&E ¦ Marine | Res Ductless Heat Pumps - Marine | 0.0045295 | 1 | 0 | RASS 2019 | 379.7424 | 2032 | 0.6 | SWHC050-02
RES-HVAC-43.8 | Res ¦ Ductless Mini Split Heat Pump (SEER 17) - Hot-Dry ¦ SDG&E ¦ Hot-Dry | Res ¦ Ductless Mini Split Heat Pump (SEER 17) - Hot-Dry | SDG&E ¦ Hot-Dry | SDG&E | All | Electric | Ductless Mini Split HP (SEER 17) | Efficient | 0 | Conventional | HVAC | Res - Single Family | Res | ROB and NEW | 0 | Residential Households | Cap-Tons | 15 | DEER:HVAC_Eff_HP | -55.05 | -0.0491 | 0 | SWHC050-02 | 951.57 | 2020 | 0 | 702 | 2020 | 0 | 0 | SWHC050-02 | Res Ductless Heat Pumps - Hot-Dry ¦ SDG&E ¦ Hot-Dry | Res Ductless Heat Pumps - Hot-Dry | 0.0045295 | 1 | 0 | RASS 2019 | 379.7424 | 2032 | 0.6 | SWHC050-02
RES-HVAC-43.9 | Res ¦ Ductless Mini Split Heat Pump (SEER 17) - Marine ¦ PG&E ¦ Marine | Res ¦ Ductless Mini Split Heat Pump (SEER 17) - Marine | PG&E ¦ Marine | PG&E | All | Electric | Ductless Mini Split HP (SEER 17) | Efficient | 0 | Conventional | HVAC | Res - Multi Family | Res | ROB and NEW | 0 | Residential Households | Cap-Tons | 15 | DEER:HVAC_Eff_HP | -14.55 | -0.035 | 0 | SWHC050-02 | 951.57 | 2020 | 0 | 702 | 2020 | 0 | 0 | SWHC050-02 | Res Ductless Heat Pumps - Marine ¦ PG&E ¦ Marine | Res Ductless Heat Pumps - Marine | 0.0001278 | 1 | 0 | RASS 2019 | 0 | 2012 | 0.6 | SWHC050-02
RES-HVAC-43.10 | Res ¦ Ductless Mini Split Heat Pump (SEER 17) - Hot-Dry ¦ PG&E ¦ Hot-Dry | Res ¦ Ductless Mini Split Heat Pump (SEER 17) - Hot-Dry | PG&E ¦ Hot-Dry | PG&E | All | Electric | Ductless Mini Split HP (SEER 17) | Efficient | 0 | Conventional | HVAC | Res - Multi Family | Res | ROB and NEW | 0 | Residential Households | Cap-Tons | 15 | DEER:HVAC_Eff_HP | -106.5 | -0.127 | 0 | SWHC050-02 | 951.57 | 2020 | 0 | 702 | 2020 | 0 | 0 | SWHC050-02 | Res Ductless Heat Pumps - Hot-Dry ¦ PG&E ¦ Hot-Dry | Res Ductless Heat Pumps - Hot-Dry | 0.0001278 | 1 | 0 | RASS 2019 | 0 | 2012 | 0.6 | SWHC050-02
RES-HVAC-43.11 | Res ¦ Ductless Mini Split Heat Pump (SEER 17) - Cold ¦ PG&E ¦ Cold | Res ¦ Ductless Mini Split Heat Pump (SEER 17) - Cold | PG&E ¦ Cold | PG&E | All | Electric | Ductless Mini Split HP (SEER 17) | Efficient | 0 | Conventional | HVAC | Res - Multi Family | Res | ROB and NEW | 0 | Residential Households | Cap-Tons | 15 | DEER:HVAC_Eff_HP | -95.9 | -0.0776 | 0 | SWHC050-02 | 951.57 | 2020 | 0 | 702 | 2020 | 0 | 0 | SWHC050-02 | Res Ductless Heat Pumps - Cold ¦ PG&E ¦ Cold | Res Ductless Heat Pumps - Cold | 0.0001278 | 1 | 0 | RASS 2019 | 0 | 2012 | 0.6 | SWHC050-02
RES-HVAC-43.12 | Res ¦ Ductless Mini Split Heat Pump (SEER 17) - Marine ¦ SCE ¦ Marine | Res ¦ Ductless Mini Split Heat Pump (SEER 17) - Marine | SCE ¦ Marine | SCE | All | Electric | Ductless Mini Split HP (SEER 17) | Efficient | 0 | Conventional | HVAC | Res - Multi Family | Res | ROB and NEW | 0 | Residential Households | Cap-Tons | 15 | DEER:HVAC_Eff_HP | -38.7 | -0.0472 | 0 | SWHC050-02 | 951.57 | 2020 | 0 | 702 | 2020 | 0 | 0 | SWHC050-02 | Res Ductless Heat Pumps - Marine ¦ SCE ¦ Marine | Res Ductless Heat Pumps - Marine | 0.00064227 | 1 | 0 | RASS 2019 | 0 | 2012 | 0.6 | SWHC050-02
RES-HVAC-43.13 | Res ¦ Ductless Mini Split Heat Pump (SEER 17) - Hot-Dry ¦ SCE ¦ Hot-Dry | Res ¦ Ductless Mini Split Heat Pump (SEER 17) - Hot-Dry | SCE ¦ Hot-Dry | SCE | All | Electric | Ductless Mini Split HP (SEER 17) | Efficient | 0 | Conventional | HVAC | Res - Multi Family | Res | ROB and NEW | 0 | Residential Households | Cap-Tons | 15 | DEER:HVAC_Eff_HP | -122.5 | -0.0904 | 0 | SWHC050-02 | 951.57 | 2020 | 0 | 702 | 2020 | 0 | 0 | SWHC050-02 | Res Ductless Heat Pumps - Hot-Dry ¦ SCE ¦ Hot-Dry | Res Ductless Heat Pumps - Hot-Dry | 0.00064227 | 1 | 0 | RASS 2019 | 0 | 2012 | 0.6 | SWHC050-02
RES-HVAC-43.14 | Res ¦ Ductless Mini Split Heat Pump (SEER 17) - Cold ¦ SCE ¦ Cold | Res ¦ Ductless Mini Split Heat Pump (SEER 17) - Cold | SCE ¦ Cold | SCE | All | Electric | Ductless Mini Split HP (SEER 17) | Efficient | 0 | Conventional | HVAC | Res - Multi Family | Res | ROB and NEW | 0 | Residential Households | Cap-Tons | 15 | DEER:HVAC_Eff_HP | -95.9 | -0.0776 | 0 | SWHC050-02 | 951.57 | 2020 | 0 | 702 | 2020 | 0 | 0 | SWHC050-02 | Res Ductless Heat Pumps - Cold ¦ SCE ¦ Cold | Res Ductless Heat Pumps - Cold | 0.00064227 | 1 | 0 | RASS 2019 | 0 | 2012 | 0.6 | SWHC050-02
RES-HVAC-43.15 | Res ¦ Ductless Mini Split Heat Pump (SEER 17) - Marine ¦ SDG&E ¦ Marine | Res ¦ Ductless Mini Split Heat Pump (SEER 17) - Marine | SDG&E ¦ Marine | SDG&E | All | Electric | Ductless Mini Split HP (SEER 17) | Efficient | 0 | Conventional | HVAC | Res - Multi Family | Res | ROB and NEW | 0 | Residential Households | Cap-Tons | 15 | DEER:HVAC_Eff_HP | -38.7 | -0.0472 | 0 | SWHC050-02 | 951.57 | 2020 | 0 | 702 | 2020 | 0 | 0 | SWHC050-02 | Res Ductless Heat Pumps - Marine ¦ SDG&E ¦ Marine | Res Ductless Heat Pumps - Marine | 0.0009705 | 1 | 0 | RASS 2019 | 0 | 2012 | 0.6 | SWHC050-02
RES-HVAC-43.16 | Res ¦ Ductless Mini Split Heat Pump (SEER 17) - Hot-Dry ¦ SDG&E ¦ Hot-Dry | Res ¦ Ductless Mini Split Heat Pump (SEER 17) - Hot-Dry | SDG&E ¦ Hot-Dry | SDG&E | All | Electric | Ductless Mini Split HP (SEER 17) | Efficient | 0 | Conventional | HVAC | Res - Multi Family | Res | ROB and NEW | 0 | Residential Households | Cap-Tons | 15 | DEER:HVAC_Eff_HP | -77.55 | -0.0747 | 0 | SWHC050-02 | 951.57 | 2020 | 0 | 702 | 2020 | 0 | 0 | SWHC050-02 | Res Ductless Heat Pumps - Hot-Dry ¦ SDG&E ¦ Hot-Dry | Res Ductless Heat Pumps - Hot-Dry | 0.0009705 | 1 | 0 | RASS 2019 | 0 | 2012 | 0.6 | SWHC050-02
RES-HVAC-44.1 | Res ¦ Ductless Mini Split Heat Pump (SEER 18) - Marine ¦ PG&E ¦ Marine | Res ¦ Ductless Mini Split Heat Pump (SEER 18) - Marine | PG&E ¦ Marine | PG&E | All | Electric | Ductless Mini Split HP (SEER 18) | Efficient | 0 | Conventional | HVAC | Res - Single Family | Res | ROB and NEW | 0 | Residential Households | Cap-Tons | 15 | DEER:HVAC_Eff_HP | -15.15 | -0.0594 | 0 | SWHC050-02 | 1051.01 | 2020 | 0 | 702 | 2020 | 0 | 0 | SWHC050-02 | Res Ductless Heat Pumps - Marine ¦ PG&E ¦ Marine | Res Ductless Heat Pumps - Marine | 0.0028127 | 1 | 0 | RASS 2019 | 402.5787 | 2032 | 0.6 | SWHC050-02
RES-HVAC-44.2 | Res ¦ Ductless Mini Split Heat Pump (SEER 18) - Hot-Dry ¦ PG&E ¦ Hot-Dry | Res ¦ Ductless Mini Split Heat Pump (SEER 18) - Hot-Dry | PG&E ¦ Hot-Dry | PG&E | All | Electric | Ductless Mini Split HP (SEER 18) | Efficient | 0 | Conventional | HVAC | Res - Single Family | Res | ROB and NEW | 0 | Residential Households | Cap-Tons | 15 | DEER:HVAC_Eff_HP | -61.9 | -0.109 | 0 | SWHC050-02 | 1051.01 | 2020 | 0 | 702 | 2020 | 0 | 0 | SWHC050-02 | Res Ductless Heat Pumps - Hot-Dry ¦ PG&E ¦ Hot-Dry | Res Ductless Heat Pumps - Hot-Dry | 0.0028127 | 1 | 0 | RASS 2019 | 402.5787 | 2032 | 0.6 | SWHC050-02
RES-HVAC-44.3 | Res ¦ Ductless Mini Split Heat Pump (SEER 18) - Cold ¦ PG&E ¦ Cold | Res ¦ Ductless Mini Split Heat Pump (SEER 18) - Cold | PG&E ¦ Cold | PG&E | All | Electric | Ductless Mini Split HP (SEER 18) | Efficient | 0 | Conventional | HVAC | Res - Single Family | Res | ROB and NEW | 0 | Residential Households | Cap-Tons | 15 | DEER:HVAC_Eff_HP | -24.55 | -0.0379 | 0 | SWHC050-02 | 1051.01 | 2020 | 0 | 702 | 2020 | 0 | 0 | SWHC050-02 | Res Ductless Heat Pumps - Cold ¦ PG&E ¦ Cold | Res Ductless Heat Pumps - Cold | 0.0028127 | 1 | 0 | RASS 2019 | 402.5787 | 2032 | 0.6 | SWHC050-02
RES-HVAC-44.4 | Res ¦ Ductless Mini Split Heat Pump (SEER 18) - Marine ¦ SCE ¦ Marine | Res ¦ Ductless Mini Split Heat Pump (SEER 18) - Marine | SCE ¦ Marine | SCE | All | Electric | Ductless Mini Split HP (SEER 18) | Efficient | 0 | Conventional | HVAC | Res - Single Family | Res | ROB and NEW | 0 | Residential Households | Cap-Tons | 15 | DEER:HVAC_Eff_HP | -39.95 | -0.0364 | 0 | SWHC050-02 | 1051.01 | 2020 | 0 | 702 | 2020 | 0 | 0 | SWHC050-02 | Res Ductless Heat Pumps - Marine ¦ SCE ¦ Marine | Res Ductless Heat Pumps - Marine | 0.0026138 | 1 | 0 | RASS 2019 | 402.5787 | 2032 | 0.6 | SWHC050-02
RES-HVAC-44.5 | Res ¦ Ductless Mini Split Heat Pump (SEER 18) - Hot-Dry ¦ SCE ¦ Hot-Dry | Res ¦ Ductless Mini Split Heat Pump (SEER 18) - Hot-Dry | SCE ¦ Hot-Dry | SCE | All | Electric | Ductless Mini Split HP (SEER 18) | Efficient | 0 | Conventional | HVAC | Res - Single Family | Res | ROB and NEW | 0 | Residential Households | Cap-Tons | 15 | DEER:HVAC_Eff_HP | -75.55 | -0.0855 | 0 | SWHC050-02 | 1051.01 | 2020 | 0 | 702 | 2020 | 0 | 0 | SWHC050-02 | Res Ductless Heat Pumps - Hot-Dry ¦ SCE ¦ Hot-Dry | Res Ductless Heat Pumps - Hot-Dry | 0.0026138 | 1 | 0 | RASS 2019 | 402.5787 | 2032 | 0.6 | SWHC050-02
RES-HVAC-44.6 | Res ¦ Ductless Mini Split Heat Pump (SEER 18) - Cold ¦ SCE ¦ Cold | Res ¦ Ductless Mini Split Heat Pump (SEER 18) - Cold | SCE ¦ Cold | SCE | All | Electric | Ductless Mini Split HP (SEER 18) | Efficient | 0 | Conventional | HVAC | Res - Single Family | Res | ROB and NEW | 0 | Residential Households | Cap-Tons | 15 | DEER:HVAC_Eff_HP | -24.55 | -0.0379 | 0 | SWHC050-02 | 1051.01 | 2020 | 0 | 702 | 2020 | 0 | 0 | SWHC050-02 | Res Ductless Heat Pumps - Cold ¦ SCE ¦ Cold | Res Ductless Heat Pumps - Cold | 0.0026138 | 1 | 0 | RASS 2019 | 402.5787 | 2032 | 0.6 | SWHC050-02
RES-HVAC-44.7 | Res ¦ Ductless Mini Split Heat Pump (SEER 18) - Marine ¦ SDG&E ¦ Marine | Res ¦ Ductless Mini Split Heat Pump (SEER 18) - Marine | SDG&E ¦ Marine | SDG&E | All | Electric | Ductless Mini Split HP (SEER 18) | Efficient | 0 | Conventional | HVAC | Res - Single Family | Res | ROB and NEW | 0 | Residential Households | Cap-Tons | 15 | DEER:HVAC_Eff_HP | -39.95 | -0.0364 | 0 | SWHC050-02 | 1051.01 | 2020 | 0 | 702 | 2020 | 0 | 0 | SWHC050-02 | Res Ductless Heat Pumps - Marine ¦ SDG&E ¦ Marine | Res Ductless Heat Pumps - Marine | 0.0045295 | 1 | 0 | RASS 2019 | 402.5787 | 2032 | 0.6 | SWHC050-02
RES-HVAC-44.8 | Res ¦ Ductless Mini Split Heat Pump (SEER 18) - Hot-Dry ¦ SDG&E ¦ Hot-Dry | Res ¦ Ductless Mini Split Heat Pump (SEER 18) - Hot-Dry | SDG&E ¦ Hot-Dry | SDG&E | All | Electric | Ductless Mini Split HP (SEER 18) | Efficient | 0 | Conventional | HVAC | Res - Single Family | Res | ROB and NEW | 0 | Residential Households | Cap-Tons | 15 | DEER:HVAC_Eff_HP | -68.05 | -0.0607 | 0 | SWHC050-02 | 1051.01 | 2020 | 0 | 702 | 2020 | 0 | 0 | SWHC050-02 | Res Ductless Heat Pumps - Hot-Dry ¦ SDG&E ¦ Hot-Dry | Res Ductless Heat Pumps - Hot-Dry | 0.0045295 | 1 | 0 | RASS 2019 | 402.5787 | 2032 | 0.6 | SWHC050-02
RES-HVAC-44.9 | Res ¦ Ductless Mini Split Heat Pump (SEER 18) - Marine ¦ PG&E ¦ Marine | Res ¦ Ductless Mini Split Heat Pump (SEER 18) - Marine | PG&E ¦ Marine | PG&E | All | Electric | Ductless Mini Split HP (SEER 18) | Efficient | 0 | Conventional | HVAC | Res - Multi Family | Res | ROB and NEW | 0 | Residential Households | Cap-Tons | 15 | DEER:HVAC_Eff_HP | -17.8 | -0.0433 | 0 | SWHC050-02 | 1051.01 | 2020 | 0 | 702 | 2020 | 0 | 0 | SWHC050-02 | Res Ductless Heat Pumps - Marine ¦ PG&E ¦ Marine | Res Ductless Heat Pumps - Marine | 0.0001278 | 1 | 0 | RASS 2019 | 0 | 2012 | 0.6 | SWHC050-02
RES-HVAC-44.10 | Res ¦ Ductless Mini Split Heat Pump (SEER 18) - Hot-Dry ¦ PG&E ¦ Hot-Dry | Res ¦ Ductless Mini Split Heat Pump (SEER 18) - Hot-Dry | PG&E ¦ Hot-Dry | PG&E | All | Electric | Ductless Mini Split HP (SEER 18) | Efficient | 0 | Conventional | HVAC | Res - Multi Family | Res | ROB and NEW | 0 | Residential Households | Cap-Tons | 15 | DEER:HVAC_Eff_HP | -131.5 | -0.157 | 0 | SWHC050-02 | 1051.01 | 2020 | 0 | 702 | 2020 | 0 | 0 | SWHC050-02 | Res Ductless Heat Pumps - Hot-Dry ¦ PG&E ¦ Hot-Dry | Res Ductless Heat Pumps - Hot-Dry | 0.0001278 | 1 | 0 | RASS 2019 | 0 | 2012 | 0.6 | SWHC050-02
RES-HVAC-44.11 | Res ¦ Ductless Mini Split Heat Pump (SEER 18) - Cold ¦ PG&E ¦ Cold | Res ¦ Ductless Mini Split Heat Pump (SEER 18) - Cold | PG&E ¦ Cold | PG&E | All | Electric | Ductless Mini Split HP (SEER 18) | Efficient | 0 | Conventional | HVAC | Res - Multi Family | Res | ROB and NEW | 0 | Residential Households | Cap-Tons | 15 | DEER:HVAC_Eff_HP | -118 | -0.096 | 0 | SWHC050-02 | 1051.01 | 2020 | 0 | 702 | 2020 | 0 | 0 | SWHC050-02 | Res Ductless Heat Pumps - Cold ¦ PG&E ¦ Cold | Res Ductless Heat Pumps - Cold | 0.0001278 | 1 | 0 | RASS 2019 | 0 | 2012 | 0.6 | SWHC050-02
RES-HVAC-44.12 | Res ¦ Ductless Mini Split Heat Pump (SEER 18) - Marine ¦ SCE ¦ Marine | Res ¦ Ductless Mini Split Heat Pump (SEER 18) - Marine | SCE ¦ Marine | SCE | All | Electric | Ductless Mini Split HP (SEER 18) | Efficient | 0 | Conventional | HVAC | Res - Multi Family | Res | ROB and NEW | 0 | Residential Households | Cap-Tons | 15 | DEER:HVAC_Eff_HP | -47.75 | -0.0583 | 0 | SWHC050-02 | 1051.01 | 2020 | 0 | 702 | 2020 | 0 | 0 | SWHC050-02 | Res Ductless Heat Pumps - Marine ¦ SCE ¦ Marine | Res Ductless Heat Pumps - Marine | 0.00064227 | 1 | 0 | RASS 2019 | 0 | 2012 | 0.6 | SWHC050-02
RES-HVAC-44.13 | Res ¦ Ductless Mini Split Heat Pump (SEER 18) - Hot-Dry ¦ SCE ¦ Hot-Dry | Res ¦ Ductless Mini Split Heat Pump (SEER 18) - Hot-Dry | SCE ¦ Hot-Dry | SCE | All | Electric | Ductless Mini Split HP (SEER 18) | Efficient | 0 | Conventional | HVAC | Res - Multi Family | Res | ROB and NEW | 0 | Residential Households | Cap-Tons | 15 | DEER:HVAC_Eff_HP | -151.5 | -0.112 | 0 | SWHC050-02 | 1051.01 | 2020 | 0 | 702 | 2020 | 0 | 0 | SWHC050-02 | Res Ductless Heat Pumps - Hot-Dry ¦ SCE ¦ Hot-Dry | Res Ductless Heat Pumps - Hot-Dry | 0.00064227 | 1 | 0 | RASS 2019 | 0 | 2012 | 0.6 | SWHC050-02
RES-HVAC-44.14 | Res ¦ Ductless Mini Split Heat Pump (SEER 18) - Cold ¦ SCE ¦ Cold | Res ¦ Ductless Mini Split Heat Pump (SEER 18) - Cold | SCE ¦ Cold | SCE | All | Electric | Ductless Mini Split HP (SEER 18) | Efficient | 0 | Conventional | HVAC | Res - Multi Family | Res | ROB and NEW | 0 | Residential Households | Cap-Tons | 15 | DEER:HVAC_Eff_HP | -118 | -0.096 | 0 | SWHC050-02 | 1051.01 | 2020 | 0 | 702 | 2020 | 0 | 0 | SWHC050-02 | Res Ductless Heat Pumps - Cold ¦ SCE ¦ Cold | Res Ductless Heat Pumps - Cold | 0.00064227 | 1 | 0 | RASS 2019 | 0 | 2012 | 0.6 | SWHC050-02
RES-HVAC-44.15 | Res ¦ Ductless Mini Split Heat Pump (SEER 18) - Marine ¦ SDG&E ¦ Marine | Res ¦ Ductless Mini Split Heat Pump (SEER 18) - Marine | SDG&E ¦ Marine | SDG&E | All | Electric | Ductless Mini Split HP (SEER 18) | Efficient | 0 | Conventional | HVAC | Res - Multi Family | Res | ROB and NEW | 0 | Residential Households | Cap-Tons | 15 | DEER:HVAC_Eff_HP | -47.75 | -0.0583 | 0 | SWHC050-02 | 1051.01 | 2020 | 0 | 702 | 2020 | 0 | 0 | SWHC050-02 | Res Ductless Heat Pumps - Marine ¦ SDG&E ¦ Marine | Res Ductless Heat Pumps - Marine | 0.0009705 | 1 | 0 | RASS 2019 | 0 | 2012 | 0.6 | SWHC050-02
RES-HVAC-44.16 | Res ¦ Ductless Mini Split Heat Pump (SEER 18) - Hot-Dry ¦ SDG&E ¦ Hot-Dry | Res ¦ Ductless Mini Split Heat Pump (SEER 18) - Hot-Dry | SDG&E ¦ Hot-Dry | SDG&E | All | Electric | Ductless Mini Split HP (SEER 18) | Efficient | 0 | Conventional | HVAC | Res - Multi Family | Res | ROB and NEW | 0 | Residential Households | Cap-Tons | 15 | DEER:HVAC_Eff_HP | -95.8 | -0.0925 | 0 | SWHC050-02 | 1051.01 | 2020 | 0 | 702 | 2020 | 0 | 0 | SWHC050-02 | Res Ductless Heat Pumps - Hot-Dry ¦ SDG&E ¦ Hot-Dry | Res Ductless Heat Pumps - Hot-Dry | 0.0009705 | 1 | 0 | RASS 2019 | 0 | 2012 | 0.6 | SWHC050-02
RES-HVAC-50.1 | Res ¦ Res Furnace (AFUE and HIR at Code Level) - Marine ¦ PG&E ¦ Marine | Res ¦ Res Furnace (AFUE and HIR at Code Level) - Marine | PG&E ¦ Marine | PG&E | All | Gas | Res Gas Furnace (AFUE80) | Average Existing and Code | 0 | Conventional | HVAC | Res - Single Family | Res | ROB and NEW | 0 | Residential Households | household | 20 | DEER:HVAC_Eff_HP | 0 | 0 | 0 | SWHC031-03 | 1110.4733 | 2022 | 0 | 445.0706 | 2022 | 0 | 0 | SWHC031-03 | Res Furnaces - Marine ¦ PG&E ¦ Marine | Res Furnaces - Marine | 0.056982 | 1 | 0.83168 | RASS 2019 | 0 | 2012 | 0.55 | SWHC031-03
RES-HVAC-50.2 | Res ¦ Res Furnace (AFUE and HIR at Code Level) - Hot-Dry ¦ PG&E ¦ Hot-Dry | Res ¦ Res Furnace (AFUE and HIR at Code Level) - Hot-Dry | PG&E ¦ Hot-Dry | PG&E | All | Gas | Res Gas Furnace (AFUE80) | Average Existing and Code | 0 | Conventional | HVAC | Res - Single Family | Res | ROB and NEW | 0 | Residential Households | household | 20 | DEER:HVAC_Eff_HP | 0 | 0 | 0 | SWHC031-03 | 1110.4733 | 2022 | 0 | 445.0706 | 2022 | 0 | 0 | SWHC031-03 | Res Furnaces - Hot-Dry ¦ PG&E ¦ Hot-Dry | Res Furnaces - Hot-Dry | 0.13465 | 1 | 0.83168 | RASS 2019 | 0 | 2012 | 0.55 | SWHC031-03
RES-HVAC-50.3 | Res ¦ Res Furnace (AFUE and HIR at Code Level) - Cold ¦ PG&E ¦ Cold | Res ¦ Res Furnace (AFUE and HIR at Code Level) - Cold | PG&E ¦ Cold | PG&E | All | Gas | Res Gas Furnace (AFUE80) | Average Existing and Code | 0 | Conventional | HVAC | Res - Single Family | Res | ROB and NEW | 0 | Residential Households | household | 20 | DEER:HVAC_Eff_HP | 0 | 0 | 0 | SWHC031-03 | 1110.4733 | 2022 | 0 | 445.0706 | 2022 | 0 | 0 | SWHC031-03 | Res Furnaces - Cold ¦ PG&E ¦ Cold | Res Furnaces - Cold | 0.020264 | 1 | 0.83168 | RASS 2019 | 0 | 2012 | 0.55 | SWHC031-03
RES-HVAC-50.4 | Res ¦ Res Furnace (AFUE and HIR at Code Level) - Marine ¦ SCG ¦ Marine | Res ¦ Res Furnace (AFUE and HIR at Code Level) - Marine | SCG ¦ Marine | SCG | All | Gas | Res Gas Furnace (AFUE80) | Average Existing and Code | 0 | Conventional | HVAC | Res - Single Family | Res | ROB and NEW | 0 | Residential Households | household | 20 | DEER:HVAC_Eff_HP | 0 | 0 | 0 | SWHC031-03 | 1110.4733 | 2022 | 0 | 445.0706 | 2022 | 0 | 0 | SWHC031-03 | Res Furnaces - Marine ¦ SCG ¦ Marine | Res Furnaces - Marine | 0.074634 | 1 | 0.96212 | RASS 2019 | 0 | 2012 | 0.55 | SWHC031-03
RES-HVAC-50.5 | Res ¦ Res Furnace (AFUE and HIR at Code Level) - Hot-Dry ¦ SCG ¦ Hot-Dry | Res ¦ Res Furnace (AFUE and HIR at Code Level) - Hot-Dry | SCG ¦ Hot-Dry | SCG | All | Gas | Res Gas Furnace (AFUE80) | Average Existing and Code | 0 | Conventional | HVAC | Res - Single Family | Res | ROB and NEW | 0 | Residential Households | household | 20 | DEER:HVAC_Eff_HP | 0 | 0 | 0 | SWHC031-03 | 1110.4733 | 2022 | 0 | 445.0706 | 2022 | 0 | 0 | SWHC031-03 | Res Furnaces - Hot-Dry ¦ SCG ¦ Hot-Dry | Res Furnaces - Hot-Dry | 0.14904 | 1 | 0.96212 | RASS 2019 | 0 | 2012 | 0.55 | SWHC031-03
RES-HVAC-50.6 | Res ¦ Res Furnace (AFUE and HIR at Code Level) - Cold ¦ SCG ¦ Cold | Res ¦ Res Furnace (AFUE and HIR at Code Level) - Cold | SCG ¦ Cold | SCG | All | Gas | Res Gas Furnace (AFUE80) | Average Existing and Code | 0 | Conventional | HVAC | Res - Single Family | Res | ROB and NEW | 0 | Residential Households | household | 20 | DEER:HVAC_Eff_HP | 0 | 0 | 0 | SWHC031-03 | 1110.4733 | 2022 | 0 | 445.0706 | 2022 | 0 | 0 | SWHC031-03 | Res Furnaces - Cold ¦ SCG ¦ Cold | Res Furnaces - Cold | 0.17224 | 1 | 0.96212 | RASS 2019 | 0 | 2012 | 0.55 | SWHC031-03
RES-HVAC-50.7 | Res ¦ Res Furnace (AFUE and HIR at Code Level) - Marine ¦ SDG&E ¦ Marine | Res ¦ Res Furnace (AFUE and HIR at Code Level) - Marine | SDG&E ¦ Marine | SDG&E | All | Gas | Res Gas Furnace (AFUE80) | Average Existing and Code | 0 | Conventional | HVAC | Res - Single Family | Res | ROB and NEW | 0 | Residential Households | household | 20 | DEER:HVAC_Eff_HP | 0 | 0 | 0 | SWHC031-03 | 962.8265 | 2022 | 0 | 385.8947 | 2022 | 0 | 0 | SWHC031-03 | Res Furnaces - Marine ¦ SDG&E ¦ Marine | Res Furnaces - Marine | 0.15201 | 1 | 0.96296 | RASS 2019 | 0 | 2012 | 0.55 | SWHC031-03
RES-HVAC-50.8 | Res ¦ Res Furnace (AFUE and HIR at Code Level) - Hot-Dry ¦ SDG&E ¦ Hot-Dry | Res ¦ Res Furnace (AFUE and HIR at Code Level) - Hot-Dry | SDG&E ¦ Hot-Dry | SDG&E | All | Gas | Res Gas Furnace (AFUE80) | Average Existing and Code | 0 | Conventional | HVAC | Res - Single Family | Res | ROB and NEW | 0 | Residential Households | household | 20 | DEER:HVAC_Eff_HP | 0 | 0 | 0 | SWHC031-03 | 962.8265 | 2022 | 0 | 385.8947 | 2022 | 0 | 0 | SWHC031-03 | Res Furnaces - Hot-Dry ¦ SDG&E ¦ Hot-Dry | Res Furnaces - Hot-Dry | 0.11513 | 1 | 0.96296 | RASS 2019 | 0 | 2012 | 0.55 | SWHC031-03
RES-HVAC-50.9 | Res ¦ Res Furnace (AFUE and HIR at Code Level) - Marine ¦ PG&E ¦ Marine | Res ¦ Res Furnace (AFUE and HIR at Code Level) - Marine | PG&E ¦ Marine | PG&E | All | Gas | Res Gas Furnace (AFUE80) | Average Existing and Code | 0 | Conventional | HVAC | Res - Multi Family | Res | ROB and NEW | 0 | Residential Households | household | 20 | DEER:HVAC_Eff_HP | 0 | 0 | 0 | SWHC031-03 | 390.3379 | 2022 | 0 | 156.445 | 2022 | 0 | 0 | SWHC031-03 | Res Furnaces - Marine ¦ PG&E ¦ Marine | Res Furnaces - Marine | 0.021093 | 1 | 0.94444 | RASS 2019 | 0 | 2012 | 0.55 | SWHC031-03
RES-HVAC-50.10 | Res ¦ Res Furnace (AFUE and HIR at Code Level) - Hot-Dry ¦ PG&E ¦ Hot-Dry | Res ¦ Res Furnace (AFUE and HIR at Code Level) - Hot-Dry | PG&E ¦ Hot-Dry | PG&E | All | Gas | Res Gas Furnace (AFUE80) | Average Existing and Code | 0 | Conventional | HVAC | Res - Multi Family | Res | ROB and NEW | 0 | Residential Households | household | 20 | DEER:HVAC_Eff_HP | 0 | 0 | 0 | SWHC031-03 | 390.3379 | 2022 | 0 | 156.445 | 2022 | 0 | 0 | SWHC031-03 | Res Furnaces - Hot-Dry ¦ PG&E ¦ Hot-Dry | Res Furnaces - Hot-Dry | 0.077086 | 1 | 0.94444 | RASS 2019 | 0 | 2012 | 0.55 | SWHC031-03
RES-HVAC-50.11 | Res ¦ Res Furnace (AFUE and HIR at Code Level) - Cold ¦ PG&E ¦ Cold | Res ¦ Res Furnace (AFUE and HIR at Code Level) - Cold | PG&E ¦ Cold | PG&E | All | Gas | Res Gas Furnace (AFUE80) | Average Existing and Code | 0 | Conventional | HVAC | Res - Multi Family | Res | ROB and NEW | 0 | Residential Households | household | 20 | DEER:HVAC_Eff_HP | 0 | 0 | 0 | SWHC031-03 | 390.3379 | 2022 | 0 | 156.445 | 2022 | 0 | 0 | SWHC031-03 | Res Furnaces - Cold ¦ PG&E ¦ Cold | Res Furnaces - Cold | 0.019162 | 1 | 0.94444 | RASS 2019 | 0 | 2012 | 0.55 | SWHC031-03
RES-HVAC-50.12 | Res ¦ Res Furnace (AFUE and HIR at Code Level) - Marine ¦ SCG ¦ Marine | Res ¦ Res Furnace (AFUE and HIR at Code Level) - Marine | SCG ¦ Marine | SCG | All | Gas | Res Gas Furnace (AFUE80) | Average Existing and Code | 0 | Conventional | HVAC | Res - Multi Family | Res | ROB and NEW | 0 | Residential Households | household | 20 | DEER:HVAC_Eff_HP | 0 | 0 | 0 | SWHC031-03 | 390.3379 | 2022 | 0 | 156.445 | 2022 | 0 | 0 | SWHC031-03 | Res Furnaces - Marine ¦ SCG ¦ Marine | Res Furnaces - Marine | 0.047348 | 1 | 0.96875 | RASS 2019 | 0 | 2012 | 0.55 | SWHC031-03
RES-HVAC-50.13 | Res ¦ Res Furnace (AFUE and HIR at Code Level) - Hot-Dry ¦ SCG ¦ Hot-Dry | Res ¦ Res Furnace (AFUE and HIR at Code Level) - Hot-Dry | SCG ¦ Hot-Dry | SCG | All | Gas | Res Gas Furnace (AFUE80) | Average Existing and Code | 0 | Conventional | HVAC | Res - Multi Family | Res | ROB and NEW | 0 | Residential Households | household | 20 | DEER:HVAC_Eff_HP | 0 | 0 | 0 | SWHC031-03 | 390.3379 | 2022 | 0 | 156.445 | 2022 | 0 | 0 | SWHC031-03 | Res Furnaces - Hot-Dry ¦ SCG ¦ Hot-Dry | Res Furnaces - Hot-Dry | 0.072382 | 1 | 0.96875 | RASS 2019 | 0 | 2012 | 0.55 | SWHC031-03
RES-HVAC-50.14 | Res ¦ Res Furnace (AFUE and HIR at Code Level) - Cold ¦ SCG ¦ Cold | Res ¦ Res Furnace (AFUE and HIR at Code Level) - Cold | SCG ¦ Cold | SCG | All | Gas | Res Gas Furnace (AFUE80) | Average Existing and Code | 0 | Conventional | HVAC | Res - Multi Family | Res | ROB and NEW | 0 | Residential Households | household | 20 | DEER:HVAC_Eff_HP | 0 | 0 | 0 | SWHC031-03 | 390.3379 | 2022 | 0 | 156.445 | 2022 | 0 | 0 | SWHC031-03 | Res Furnaces - Cold ¦ SCG ¦ Cold | Res Furnaces - Cold | 0.019162 | 1 | 0.96875 | RASS 2019 | 0 | 2012 | 0.55 | SWHC031-03
RES-HVAC-50.15 | Res ¦ Res Furnace (AFUE and HIR at Code Level) - Marine ¦ SDG&E ¦ Marine | Res ¦ Res Furnace (AFUE and HIR at Code Level) - Marine | SDG&E ¦ Marine | SDG&E | All | Gas | Res Gas Furnace (AFUE80) | Average Existing and Code | 0 | Conventional | HVAC | Res - Multi Family | Res | ROB and NEW | 0 | Residential Households | household | 20 | DEER:HVAC_Eff_HP | 0 | 0 | 0 | SWHC031-03 | 399.0874 | 2022 | 0 | 159.9517 | 2022 | 0 | 0 | SWHC031-03 | Res Furnaces - Marine ¦ SDG&E ¦ Marine | Res Furnaces - Marine | 0.097471 | 1 | 1 | RASS 2019 | 0 | 2012 | 0.55 | SWHC031-03
RES-HVAC-50.16 | Res ¦ Res Furnace (AFUE and HIR at Code Level) - Hot-Dry ¦ SDG&E ¦ Hot-Dry | Res ¦ Res Furnace (AFUE and HIR at Code Level) - Hot-Dry | SDG&E ¦ Hot-Dry | SDG&E | All | Gas | Res Gas Furnace (AFUE80) | Average Existing and Code | 0 | Conventional | HVAC | Res - Multi Family | Res | ROB and NEW | 0 | Residential Households | household | 20 | DEER:HVAC_Eff_HP | 0 | 0 | 0 | SWHC031-03 | 399.0874 | 2022 | 0 | 159.9517 | 2022 | 0 | 0 | SWHC031-03 | Res Furnaces - Hot-Dry ¦ SDG&E ¦ Hot-Dry | Res Furnaces - Hot-Dry | 0.042144 | 1 | 1 | RASS 2019 | 0 | 2012 | 0.55 | SWHC031-03
RES-HVAC-51.1 | Res ¦ Res Efficient Condensing Furnace (AFUE = 97) - Marine ¦ PG&E ¦ Marine | Res ¦ Res Efficient Condensing Furnace (AFUE = 97) - Marine | PG&E ¦ Marine | PG&E | All | Gas | Res Gas Furnace (AFUE97) | Efficient | 2030 | Conventional | HVAC | Res - Single Family | Res | ROB and NEW | 0 | Residential Households | household | 20 | DEER:HVAC_Eff_HP | -157.38 | -0.075542 | -17.8784 | SWHC031-03 | 2833.4695 | 2022 | 0 | 445.0706 | 2022 | 0 | 0 | SWHC031-03 | Res Furnaces - Marine ¦ PG&E ¦ Marine | Res Furnaces - Marine | 0.056982 | 1 | 0.16832 | RASS 2019 | 459.3 | 2032 | 0.55 | SWHC031-03
RES-HVAC-51.2 | Res ¦ Res Efficient Condensing Furnace (AFUE = 97) - Hot-Dry ¦ PG&E ¦ Hot-Dry | Res ¦ Res Efficient Condensing Furnace (AFUE = 97) - Hot-Dry | PG&E ¦ Hot-Dry | PG&E | All | Gas | Res Gas Furnace (AFUE97) | Efficient | 2030 | Conventional | HVAC | Res - Single Family | Res | ROB and NEW | 0 | Residential Households | household | 20 | DEER:HVAC_Eff_HP | -169.9704 | -0.075542 | -20.7742 | SWHC031-03 | 2833.4695 | 2022 | 0 | 445.0706 | 2022 | 0 | 0 | SWHC031-03 | Res Furnaces - Hot-Dry ¦ PG&E ¦ Hot-Dry | Res Furnaces - Hot-Dry | 0.13465 | 1 | 0.16832 | RASS 2019 | 459.3 | 2032 | 0.55 | SWHC031-03
RES-HVAC-51.3 | Res ¦ Res Efficient Condensing Furnace (AFUE = 97) - Cold ¦ PG&E ¦ Cold | Res ¦ Res Efficient Condensing Furnace (AFUE = 97) - Cold | PG&E ¦ Cold | PG&E | All | Gas | Res Gas Furnace (AFUE97) | Efficient | 2030 | Conventional | HVAC | Res - Single Family | Res | ROB and NEW | 0 | Residential Households | household | 20 | DEER:HVAC_Eff_HP | -176.2656 | -0.081838 | -13.7235 | SWHC031-03 | 2833.4695 | 2022 | 0 | 445.0706 | 2022 | 0 | 0 | SWHC031-03 | Res Furnaces - Cold ¦ PG&E ¦ Cold | Res Furnaces - Cold | 0.020264 | 1 | 0.16832 | RASS 2019 | 459.3 | 2032 | 0.55 | SWHC031-03
RES-HVAC-51.4 | Res ¦ Res Efficient Condensing Furnace (AFUE = 97) - Marine ¦ SCG ¦ Marine | Res ¦ Res Efficient Condensing Furnace (AFUE = 97) - Marine | SCG ¦ Marine | SCG | All | Gas | Res Gas Furnace (AFUE97) | Efficient | 2030 | Conventional | HVAC | Res - Single Family | Res | ROB and NEW | 0 | Residential Households | household | 20 | DEER:HVAC_Eff_HP | -144.7896 | -0.037771 | -9.4428 | SWHC031-03 | 2833.4695 | 2022 | 0 | 445.0706 | 2022 | 0 | 0 | SWHC031-03 | Res Furnaces - Marine ¦ SCG ¦ Marine | Res Furnaces - Marine | 0.074634 | 1 | 0.037879 | RASS 2019 | 459.3 | 2032 | 0.55 | SWHC031-03
RES-HVAC-51.5 | Res ¦ Res Efficient Condensing Furnace (AFUE = 97) - Hot-Dry ¦ SCG ¦ Hot-Dry | Res ¦ Res Efficient Condensing Furnace (AFUE = 97) - Hot-Dry | SCG ¦ Hot-Dry | SCG | All | Gas | Res Gas Furnace (AFUE97) | Efficient | 2030 | Conventional | HVAC | Res - Single Family | Res | ROB and NEW | 0 | Residential Households | household | 20 | DEER:HVAC_Eff_HP | -157.38 | -0.075542 | -11.3943 | SWHC031-03 | 2833.4695 | 2022 | 0 | 445.0706 | 2022 | 0 | 0 | SWHC031-03 | Res Furnaces - Hot-Dry ¦ SCG ¦ Hot-Dry | Res Furnaces - Hot-Dry | 0.14904 | 1 | 0.037879 | RASS 2019 | 459.3 | 2032 | 0.55 | SWHC031-03
RES-HVAC-51.6 | Res ¦ Res Efficient Condensing Furnace (AFUE = 97) - Cold ¦ SCG ¦ Cold | Res ¦ Res Efficient Condensing Furnace (AFUE = 97) - Cold | SCG ¦ Cold | SCG | All | Gas | Res Gas Furnace (AFUE97) | Efficient | 2030 | Conventional | HVAC | Res - Single Family | Res | ROB and NEW | 0 | Residential Households | household | 20 | DEER:HVAC_Eff_HP | -176.2656 | -0.081838 | -13.7235 | SWHC031-03 | 2833.4695 | 2022 | 0 | 445.0706 | 2022 | 0 | 0 | SWHC031-03 | Res Furnaces - Cold ¦ SCG ¦ Cold | Res Furnaces - Cold | 0.17224 | 1 | 0.037879 | RASS 2019 | 459.3 | 2032 | 0.55 | SWHC031-03
RES-HVAC-51.7 | Res ¦ Res Efficient Condensing Furnace (AFUE = 97) - Marine ¦ SDG&E ¦ Marine | Res ¦ Res Efficient Condensing Furnace (AFUE = 97) - Marine | SDG&E ¦ Marine | SDG&E | All | Gas | Res Gas Furnace (AFUE97) | Efficient | 2030 | Conventional | HVAC | Res - Single Family | Res | ROB and NEW | 0 | Residential Households | household | 20 | DEER:HVAC_Eff_HP | -125.5386 | -0.032749 | -8.1873 | SWHC031-03 | 2456.7358 | 2022 | 0 | 385.8947 | 2022 | 0 | 0 | SWHC031-03 | Res Furnaces - Marine ¦ SDG&E ¦ Marine | Res Furnaces - Marine | 0.15201 | 1 | 0.037037 | RASS 2019 | 459.3 | 2032 | 0.55 | SWHC031-03
RES-HVAC-51.8 | Res ¦ Res Efficient Condensing Furnace (AFUE = 97) - Hot-Dry ¦ SDG&E ¦ Hot-Dry | Res ¦ Res Efficient Condensing Furnace (AFUE = 97) - Hot-Dry | SDG&E ¦ Hot-Dry | SDG&E | All | Gas | Res Gas Furnace (AFUE97) | Efficient | 2030 | Conventional | HVAC | Res - Single Family | Res | ROB and NEW | 0 | Residential Households | household | 20 | DEER:HVAC_Eff_HP | -130.9968 | -0.043666 | -7.2048 | SWHC031-03 | 2456.7358 | 2022 | 0 | 385.8947 | 2022 | 0 | 0 | SWHC031-03 | Res Furnaces - Hot-Dry ¦ SDG&E ¦ Hot-Dry | Res Furnaces - Hot-Dry | 0.11513 | 1 | 0.037037 | RASS 2019 | 459.3 | 2032 | 0.55 | SWHC031-03
RES-HVAC-51.9 | Res ¦ Res Efficient Condensing Furnace (AFUE = 97) - Marine ¦ PG&E ¦ Marine | Res ¦ Res Efficient Condensing Furnace (AFUE = 97) - Marine | PG&E ¦ Marine | PG&E | All | Gas | Res Gas Furnace (AFUE97) | Efficient | 2030 | Conventional | HVAC | Res - Multi Family | Res | ROB and NEW | 0 | Residential Households | household | 20 | DEER:HVAC_Eff_HP | -28.7664 | -0.017702 | -4.4699 | SWHC031-03 | 995.9813 | 2022 | 0 | 156.445 | 2022 | 0 | 0 | SWHC031-03 | Res Furnaces - Marine ¦ PG&E ¦ Marine | Res Furnaces - Marine | 0.021093 | 1 | 0.055556 | RASS 2019 | 0 | 2012 | 0.55 | SWHC031-03
RES-HVAC-51.10 | Res ¦ Res Efficient Condensing Furnace (AFUE = 97) - Hot-Dry ¦ PG&E ¦ Hot-Dry | Res ¦ Res Efficient Condensing Furnace (AFUE = 97) - Hot-Dry | PG&E ¦ Hot-Dry | PG&E | All | Gas | Res Gas Furnace (AFUE97) | Efficient | 2030 | Conventional | HVAC | Res - Multi Family | Res | ROB and NEW | 0 | Residential Households | household | 20 | DEER:HVAC_Eff_HP | -28.7664 | -0.019915 | -3.806 | SWHC031-03 | 995.9813 | 2022 | 0 | 156.445 | 2022 | 0 | 0 | SWHC031-03 | Res Furnaces - Hot-Dry ¦ PG&E ¦ Hot-Dry | Res Furnaces - Hot-Dry | 0.077086 | 1 | 0.055556 | RASS 2019 | 0 | 2012 | 0.55 | SWHC031-03
RES-HVAC-51.11 | Res ¦ Res Efficient Condensing Furnace (AFUE = 97) - Cold ¦ PG&E ¦ Cold | Res ¦ Res Efficient Condensing Furnace (AFUE = 97) - Cold | PG&E ¦ Cold | PG&E | All | Gas | Res Gas Furnace (AFUE97) | Efficient | 2030 | Conventional | HVAC | Res - Multi Family | Res | ROB and NEW | 0 | Residential Households | household | 20 | DEER:HVAC_Eff_HP | -55.32 | -0.028766 | -6.0409 | SWHC031-03 | 995.9813 | 2022 | 0 | 156.445 | 2022 | 0 | 0 | SWHC031-03 | Res Furnaces - Cold ¦ PG&E ¦ Cold | Res Furnaces - Cold | 0.019162 | 1 | 0.055556 | RASS 2019 | 0 | 2012 | 0.55 | SWHC031-03
RES-HVAC-51.12 | Res ¦ Res Efficient Condensing Furnace (AFUE = 97) - Marine ¦ SCG ¦ Marine | Res ¦ Res Efficient Condensing Furnace (AFUE = 97) - Marine | SCG ¦ Marine | SCG | All | Gas | Res Gas Furnace (AFUE97) | Efficient | 2030 | Conventional | HVAC | Res - Multi Family | Res | ROB and NEW | 0 | Residential Households | household | 20 | DEER:HVAC_Eff_HP | -22.128 | -0.011064 | -2.4562 | SWHC031-03 | 995.9813 | 2022 | 0 | 156.445 | 2022 | 0 | 0 | SWHC031-03 | Res Furnaces - Marine ¦ SCG ¦ Marine | Res Furnaces - Marine | 0.047348 | 1 | 0.03125 | RASS 2019 | 0 | 2012 | 0.55 | SWHC031-03
RES-HVAC-51.13 | Res ¦ Res Efficient Condensing Furnace (AFUE = 97) - Hot-Dry ¦ SCG ¦ Hot-Dry | Res ¦ Res Efficient Condensing Furnace (AFUE = 97) - Hot-Dry | SCG ¦ Hot-Dry | SCG | All | Gas | Res Gas Furnace (AFUE97) | Efficient | 2030 | Conventional | HVAC | Res - Multi Family | Res | ROB and NEW | 0 | Residential Households | household | 20 | DEER:HVAC_Eff_HP | -37.6176 | -0.017702 | -2.5668 | SWHC031-03 | 995.9813 | 2022 | 0 | 156.445 | 2022 | 0 | 0 | SWHC031-03 | Res Furnaces - Hot-Dry ¦ SCG ¦ Hot-Dry | Res Furnaces - Hot-Dry | 0.072382 | 1 | 0.03125 | RASS 2019 | 0 | 2012 | 0.55 | SWHC031-03
RES-HVAC-51.14 | Res ¦ Res Efficient Condensing Furnace (AFUE = 97) - Cold ¦ SCG ¦ Cold | Res ¦ Res Efficient Condensing Furnace (AFUE = 97) - Cold | SCG ¦ Cold | SCG | All | Gas | Res Gas Furnace (AFUE97) | Efficient | 2030 | Conventional | HVAC | Res - Multi Family | Res | ROB and NEW | 0 | Residential Households | household | 20 | DEER:HVAC_Eff_HP | -55.32 | -0.028766 | -6.0409 | SWHC031-03 | 995.9813 | 2022 | 0 | 156.445 | 2022 | 0 | 0 | SWHC031-03 | Res Furnaces - Cold ¦ SCG ¦ Cold | Res Furnaces - Cold | 0.019162 | 1 | 0.03125 | RASS 2019 | 0 | 2012 | 0.55 | SWHC031-03
RES-HVAC-51.15 | Res ¦ Res Efficient Condensing Furnace (AFUE = 97) - Marine ¦ SDG&E ¦ Marine | Res ¦ Res Efficient Condensing Furnace (AFUE = 97) - Marine | SDG&E ¦ Marine | SDG&E | All | Gas | Res Gas Furnace (AFUE97) | Efficient | 2030 | Conventional | HVAC | Res - Multi Family | Res | ROB and NEW | 0 | Residential Households | household | 20 | DEER:HVAC_Eff_HP | -22.624 | -0.011312 | -2.5113 | SWHC031-03 | 1018.3062 | 2022 | 0 | 159.9517 | 2022 | 0 | 0 | SWHC031-03 | Res Furnaces - Marine ¦ SDG&E ¦ Marine | Res Furnaces - Marine | 0.097471 | 1 | 0 | RASS 2019 | 0 | 2012 | 0.55 | SWHC031-03
RES-HVAC-51.16 | Res ¦ Res Efficient Condensing Furnace (AFUE = 97) - Hot-Dry ¦ SDG&E ¦ Hot-Dry | Res ¦ Res Efficient Condensing Furnace (AFUE = 97) - Hot-Dry | SDG&E ¦ Hot-Dry | SDG&E | All | Gas | Res Gas Furnace (AFUE97) | Efficient | 2030 | Conventional | HVAC | Res - Multi Family | Res | ROB and NEW | 0 | Residential Households | household | 20 | DEER:HVAC_Eff_HP | -18.0992 | -0.013574 | -2.1267 | SWHC031-03 | 1018.3062 | 2022 | 0 | 159.9517 | 2022 | 0 | 0 | SWHC031-03 | Res Furnaces - Hot-Dry ¦ SDG&E ¦ Hot-Dry | Res Furnaces - Hot-Dry | 0.042144 | 1 | 0 | RASS 2019 | 0 | 2012 | 0.55 | SWHC031-03
RES-HVAC-55.1 | Res ¦ Standard Central Boiler - Marine ¦ PG&E ¦ Marine | Res ¦ Standard Central Boiler - Marine | PG&E ¦ Marine | PG&E | All | Gas | Space Heating Boiler, Residential, Code level | Average Existing and Code | 0 | Conventional | HVAC | Res - Multi Family | Res | ROB and NEW | 0 | Residential Households | Cap-kBTUh | 20 | DEER:HVAC_Eff_HP | -2.885 | -0.0003 | 0.74565 | eTRM SWHC004-01 | 15.965 | 2020 | 0 | 5.785 | 2020 | 0 | 0 | eTRM SWHC004-01 | Res Boilers - Marine ¦ PG&E ¦ Marine | Res Boilers - Marine | 0.065472 | 1 | 0.44 | RBSA 2016-2017 | 0 | 2012 | 0.6 | SWHC004
RES-HVAC-55.2 | Res ¦ Standard Central Boiler - Hot-Dry ¦ PG&E ¦ Hot-Dry | Res ¦ Standard Central Boiler - Hot-Dry | PG&E ¦ Hot-Dry | PG&E | All | Gas | Space Heating Boiler, Residential, Code level | Average Existing and Code | 0 | Conventional | HVAC | Res - Multi Family | Res | ROB and NEW | 0 | Residential Households | Cap-kBTUh | 20 | DEER:HVAC_Eff_HP | -2.22 | -0.00025 | 0.39065 | eTRM SWHC004-01 | 15.965 | 2020 | 0 | 5.785 | 2020 | 0 | 0 | eTRM SWHC004-01 | Res Boilers - Hot-Dry ¦ PG&E ¦ Hot-Dry | Res Boilers - Hot-Dry | 0.065472 | 1 | 0.44 | RBSA 2016-2017 | 0 | 2012 | 0.6 | SWHC004
RES-HVAC-55.3 | Res ¦ Standard Central Boiler - Cold ¦ PG&E ¦ Cold | Res ¦ Standard Central Boiler - Cold | PG&E ¦ Cold | PG&E | All | Gas | Space Heating Boiler, Residential, Code level | Average Existing and Code | 0 | Conventional | HVAC | Res - Multi Family | Res | ROB and NEW | 0 | Residential Households | Cap-kBTUh | 20 | DEER:HVAC_Eff_HP | -2.195 | -0.0002 | 0.95698 | eTRM SWHC004-01 | 15.965 | 2020 | 0 | 5.785 | 2020 | 0 | 0 | eTRM SWHC004-01 | Res Boilers - Cold ¦ PG&E ¦ Cold | Res Boilers - Cold | 0.065472 | 1 | 0.44 | RBSA 2016-2017 | 0 | 2012 | 0.6 | SWHC004
RES-HVAC-55.13 | Res ¦ Standard Central Boiler - Marine ¦ SCG ¦ Marine | Res ¦ Standard Central Boiler - Marine | SCG ¦ Marine | SCG | All | Gas | Space Heating Boiler, Residential, Code level | Average Existing and Code | 0 | Conventional | HVAC | Res - Multi Family | Res | ROB and NEW | 0 | Residential Households | Cap-kBTUh | 20 | DEER:HVAC_Eff_HP | -3.59 | -0.0004 | 0.5012 | eTRM SWHC004-01 | 15.965 | 2020 | 0 | 5.785 | 2020 | 0 | 0 | eTRM SWHC004-01 | Res Boilers - Marine ¦ SCG ¦ Marine | Res Boilers - Marine | 0.065472 | 1 | 0.44 | RBSA 2016-2017 | 0 | 2012 | 0.6 | SWHC004
RES-HVAC-55.14 | Res ¦ Standard Central Boiler - Hot-Dry ¦ SCG ¦ Hot-Dry | Res ¦ Standard Central Boiler - Hot-Dry | SCG ¦ Hot-Dry | SCG | All | Gas | Space Heating Boiler, Residential, Code level | Average Existing and Code | 0 | Conventional | HVAC | Res - Multi Family | Res | ROB and NEW | 0 | Residential Households | Cap-kBTUh | 20 | DEER:HVAC_Eff_HP | -2.96 | -0.0003 | 0.55342 | eTRM SWHC004-01 | 15.965 | 2020 | 0 | 5.785 | 2020 | 0 | 0 | eTRM SWHC004-01 | Res Boilers - Hot-Dry ¦ SCG ¦ Hot-Dry | Res Boilers - Hot-Dry | 0.065472 | 1 | 0.44 | RBSA 2016-2017 | 0 | 2012 | 0.6 | SWHC004
RES-HVAC-55.15 | Res ¦ Standard Central Boiler - Cold ¦ SCG ¦ Cold | Res ¦ Standard Central Boiler - Cold | SCG ¦ Cold | SCG | All | Gas | Space Heating Boiler, Residential, Code level | Average Existing and Code | 0 | Conventional | HVAC | Res - Multi Family | Res | ROB and NEW | 0 | Residential Households | Cap-kBTUh | 20 | DEER:HVAC_Eff_HP | -2.195 | -0.0002 | 0.95698 | eTRM SWHC004-01 | 15.965 | 2020 | 0 | 5.785 | 2020 | 0 | 0 | eTRM SWHC004-01 | Res Boilers - Cold ¦ SCG ¦ Cold | Res Boilers - Cold | 0.065472 | 1 | 0.44 | RBSA 2016-2017 | 0 | 2012 | 0.6 | SWHC004
RES-HVAC-55.19 | Res ¦ Standard Central Boiler - Marine ¦ SDG&E ¦ Marine | Res ¦ Standard Central Boiler - Marine | SDG&E ¦ Marine | SDG&E | All | Gas | Space Heating Boiler, Residential, Code level | Average Existing and Code | 0 | Conventional | HVAC | Res - Multi Family | Res | ROB and NEW | 0 | Residential Households | Cap-kBTUh | 20 | DEER:HVAC_Eff_HP | -3.59 | -0.0004 | 0.5012 | eTRM SWHC004-01 | 15.965 | 2020 | 0 | 5.785 | 2020 | 0 | 0 | eTRM SWHC004-01 | Res Boilers - Marine ¦ SDG&E ¦ Marine | Res Boilers - Marine | 0.065472 | 1 | 0.44 | RBSA 2016-2017 | 0 | 2012 | 0.6 | SWHC004
RES-HVAC-55.20 | Res ¦ Standard Central Boiler - Hot-Dry ¦ SDG&E ¦ Hot-Dry | Res ¦ Standard Central Boiler - Hot-Dry | SDG&E ¦ Hot-Dry | SDG&E | All | Gas | Space Heating Boiler, Residential, Code level | Average Existing and Code | 0 | Conventional | HVAC | Res - Multi Family | Res | ROB and NEW | 0 | Residential Households | Cap-kBTUh | 20 | DEER:HVAC_Eff_HP | -2.92 | -0.0003 | 0.3539 | eTRM SWHC004-01 | 15.965 | 2020 | 0 | 5.785 | 2020 | 0 | 0 | eTRM SWHC004-01 | Res Boilers - Hot-Dry ¦ SDG&E ¦ Hot-Dry | Res Boilers - Hot-Dry | 0.065472 | 1 | 0.44 | RBSA 2016-2017 | 0 | 2012 | 0.6 | SWHC004
RES-HVAC-56.1 | Res ¦ Efficient Central Boiler - Marine ¦ PG&E ¦ Marine | Res ¦ Efficient Central Boiler - Marine | PG&E ¦ Marine | PG&E | All | Gas | Space Heating Boiler, Residential, Efficient | Efficient | 2030 | Conventional | HVAC | Res - Multi Family | Res | ROB and NEW | 0 | Residential Households | Cap-kBTUh | 20 | DEER:HVAC_Eff_HP | 0 | 0 | 0 | eTRM SWHC004-01 | 24.065 | 2020 | 0 | 6.1375 | 2020 | 0 | 0 | eTRM SWHC004-01 | Res Boilers - Marine ¦ PG&E ¦ Marine | Res Boilers - Marine | 0.065472 | 1 | 0.56 | RBSA 2016-2017 | 0 | 2012 | 0.6 | SWHC004
RES-HVAC-56.2 | Res ¦ Efficient Central Boiler - Hot-Dry ¦ PG&E ¦ Hot-Dry | Res ¦ Efficient Central Boiler - Hot-Dry | PG&E ¦ Hot-Dry | PG&E | All | Gas | Space Heating Boiler, Residential, Efficient | Efficient | 2030 | Conventional | HVAC | Res - Multi Family | Res | ROB and NEW | 0 | Residential Households | Cap-kBTUh | 20 | DEER:HVAC_Eff_HP | 0 | 0 | 0 | eTRM SWHC004-01 | 24.065 | 2020 | 0 | 6.1375 | 2020 | 0 | 0 | eTRM SWHC004-01 | Res Boilers - Hot-Dry ¦ PG&E ¦ Hot-Dry | Res Boilers - Hot-Dry | 0.065472 | 1 | 0.56 | RBSA 2016-2017 | 0 | 2012 | 0.6 | SWHC004
RES-HVAC-56.3 | Res ¦ Efficient Central Boiler - Cold ¦ PG&E ¦ Cold | Res ¦ Efficient Central Boiler - Cold | PG&E ¦ Cold | PG&E | All | Gas | Space Heating Boiler, Residential, Efficient | Efficient | 2030 | Conventional | HVAC | Res - Multi Family | Res | ROB and NEW | 0 | Residential Households | Cap-kBTUh | 20 | DEER:HVAC_Eff_HP | 0 | 0 | 0 | eTRM SWHC004-01 | 24.065 | 2020 | 0 | 6.1375 | 2020 | 0 | 0 | eTRM SWHC004-01 | Res Boilers - Cold ¦ PG&E ¦ Cold | Res Boilers - Cold | 0.065472 | 1 | 0.56 | RBSA 2016-2017 | 0 | 2012 | 0.6 | SWHC004
RES-HVAC-56.13 | Res ¦ Efficient Central Boiler - Marine ¦ SCG ¦ Marine | Res ¦ Efficient Central Boiler - Marine | SCG ¦ Marine | SCG | All | Gas | Space Heating Boiler, Residential, Efficient | Efficient | 2030 | Conventional | HVAC | Res - Multi Family | Res | ROB and NEW | 0 | Residential Households | Cap-kBTUh | 20 | DEER:HVAC_Eff_HP | 0 | 0 | 0 | eTRM SWHC004-01 | 24.065 | 2020 | 0 | 6.1375 | 2020 | 0 | 0 | eTRM SWHC004-01 | Res Boilers - Marine ¦ SCG ¦ Marine | Res Boilers - Marine | 0.065472 | 1 | 0.56 | RBSA 2016-2017 | 0 | 2012 | 0.6 | SWHC004
RES-HVAC-56.14 | Res ¦ Efficient Central Boiler - Hot-Dry ¦ SCG ¦ Hot-Dry | Res ¦ Efficient Central Boiler - Hot-Dry | SCG ¦ Hot-Dry | SCG | All | Gas | Space Heating Boiler, Residential, Efficient | Efficient | 2030 | Conventional | HVAC | Res - Multi Family | Res | ROB and NEW | 0 | Residential Households | Cap-kBTUh | 20 | DEER:HVAC_Eff_HP | 0 | 0 | 0 | eTRM SWHC004-01 | 24.065 | 2020 | 0 | 6.1375 | 2020 | 0 | 0 | eTRM SWHC004-01 | Res Boilers - Hot-Dry ¦ SCG ¦ Hot-Dry | Res Boilers - Hot-Dry | 0.065472 | 1 | 0.56 | RBSA 2016-2017 | 0 | 2012 | 0.6 | SWHC004
RES-HVAC-56.15 | Res ¦ Efficient Central Boiler - Cold ¦ SCG ¦ Cold | Res ¦ Efficient Central Boiler - Cold | SCG ¦ Cold | SCG | All | Gas | Space Heating Boiler, Residential, Efficient | Efficient | 2030 | Conventional | HVAC | Res - Multi Family | Res | ROB and NEW | 0 | Residential Households | Cap-kBTUh | 20 | DEER:HVAC_Eff_HP | 0 | 0 | 0 | eTRM SWHC004-01 | 24.065 | 2020 | 0 | 6.1375 | 2020 | 0 | 0 | eTRM SWHC004-01 | Res Boilers - Cold ¦ SCG ¦ Cold | Res Boilers - Cold | 0.065472 | 1 | 0.56 | RBSA 2016-2017 | 0 | 2012 | 0.6 | SWHC004
RES-HVAC-56.19 | Res ¦ Efficient Central Boiler - Marine ¦ SDG&E ¦ Marine | Res ¦ Efficient Central Boiler - Marine | SDG&E ¦ Marine | SDG&E | All | Gas | Space Heating Boiler, Residential, Efficient | Efficient | 2030 | Conventional | HVAC | Res - Multi Family | Res | ROB and NEW | 0 | Residential Households | Cap-kBTUh | 20 | DEER:HVAC_Eff_HP | 0 | 0 | 0 | eTRM SWHC004-01 | 24.065 | 2020 | 0 | 6.1375 | 2020 | 0 | 0 | eTRM SWHC004-01 | Res Boilers - Marine ¦ SDG&E ¦ Marine | Res Boilers - Marine | 0.065472 | 1 | 0.56 | RBSA 2016-2017 | 0 | 2012 | 0.6 | SWHC004
RES-HVAC-56.20 | Res ¦ Efficient Central Boiler - Hot-Dry ¦ SDG&E ¦ Hot-Dry | Res ¦ Efficient Central Boiler - Hot-Dry | SDG&E ¦ Hot-Dry | SDG&E | All | Gas | Space Heating Boiler, Residential, Efficient | Efficient | 2030 | Conventional | HVAC | Res - Multi Family | Res | ROB and NEW | 0 | Residential Households | Cap-kBTUh | 20 | DEER:HVAC_Eff_HP | 0 | 0 | 0 | eTRM SWHC004-01 | 24.065 | 2020 | 0 | 6.1375 | 2020 | 0 | 0 | eTRM SWHC004-01 | Res Boilers - Hot-Dry ¦ SDG&E ¦ Hot-Dry | Res Boilers - Hot-Dry | 0.065472 | 1 | 0.56 | RBSA 2016-2017 | 0 | 2012 | 0.6 | SWHC004
RES-HVAC-60.1 | Res ¦ Res Programmable Thermostat (Elec SC and Gas SH) - Marine ¦ PG&E ¦ Marine | Res ¦ Res Programmable Thermostat (Elec SC and Gas SH) - Marine | PG&E ¦ Marine | PG&E | All | Electric & Gas | Blended baseline of 12% manual thermostats and 88% manual thermostats (elec/gas) | Average Existing and Code | 0 | Conventional | HVAC | Res - Single Family | Res | RET and NEW | 0 | Residential Households | Each | 11 | DEER:HVAC_Eff_AC | 131.1335 | 0 | 314.3636 | eTRM SWHC039-01 | 40.59 | 2019 | 0 | 26.26 | 2018 | 0 | 0 | eTRM SWHC039-01 | Res Thermostats (Elec/Gas) - Marine ¦ PG&E ¦ Marine | Res Thermostats (Elec/Gas) - Marine | 0.22595 | 1 | 0.73909 | RASS 2019 | 0 | 2012 | 0.55 | SWHC039 Version 01
RES-HVAC-60.2 | Res ¦ Res Programmable Thermostat (Elec SC and Gas SH) - Hot-Dry ¦ PG&E ¦ Hot-Dry | Res ¦ Res Programmable Thermostat (Elec SC and Gas SH) - Hot-Dry | PG&E ¦ Hot-Dry | PG&E | All | Electric & Gas | Blended baseline of 12% manual thermostats and 88% manual thermostats (elec/gas) | Average Existing and Code | 0 | Conventional | HVAC | Res - Single Family | Res | RET and NEW | 0 | Residential Households | Each | 11 | DEER:HVAC_Eff_AC | 1000.7901 | 0 | 235.7727 | eTRM SWHC039-01 | 40.59 | 2019 | 0 | 26.26 | 2018 | 0 | 0 | eTRM SWHC039-01 | Res Thermostats (Elec/Gas) - Hot-Dry ¦ PG&E ¦ Hot-Dry | Res Thermostats (Elec/Gas) - Hot-Dry | 0.62083 | 1 | 0.79474 | RASS 2019 | 0 | 2012 | 0.55 | SWHC039 Version 01
RES-HVAC-60.3 | Res ¦ Res Programmable Thermostat (Elec SC and Gas SH) - Cold ¦ PG&E ¦ Cold | Res ¦ Res Programmable Thermostat (Elec SC and Gas SH) - Cold | PG&E ¦ Cold | PG&E | All | Electric & Gas | Blended baseline of 12% manual thermostats and 88% manual thermostats (elec/gas) | Average Existing and Code | 0 | Conventional | HVAC | Res - Single Family | Res | RET and NEW | 0 | Residential Households | Each | 11 | DEER:HVAC_Eff_AC | 248.5706 | 0 | 595.0455 | eTRM SWHC039-01 | 40.59 | 2019 | 0 | 26.26 | 2018 | 0 | 0 | eTRM SWHC039-01 | Res Thermostats (Elec/Gas) - Cold ¦ PG&E ¦ Cold | Res Thermostats (Elec/Gas) - Cold | 0.049451 | 1 | 0.85363 | RASS 2019 | 0 | 2012 | 0.55 | SWHC039 Version 01
RES-HVAC-60.4 | Res ¦ Res Programmable Thermostat (Elec SC and Gas SH) - Marine ¦ SCE ¦ Marine | Res ¦ Res Programmable Thermostat (Elec SC and Gas SH) - Marine | SCE ¦ Marine | SCE | All | Electric & Gas | Blended baseline of 12% manual thermostats and 88% manual thermostats (elec/gas) | Average Existing and Code | 0 | Conventional | HVAC | Res - Single Family | Res | RET and NEW | 0 | Residential Households | Each | 11 | DEER:HVAC_Eff_AC | 574.4642 | 0 | 112.2727 | eTRM SWHC039-01 | 40.59 | 2019 | 0 | 26.26 | 2018 | 0 | 0 | eTRM SWHC039-01 | Res Thermostats (Elec/Gas) - Marine ¦ SCE ¦ Marine | Res Thermostats (Elec/Gas) - Marine | 0.3315 | 1 | 0.79052 | RASS 2019 | 0 | 2012 | 0.55 | SWHC039 Version 01
RES-HVAC-60.5 | Res ¦ Res Programmable Thermostat (Elec SC and Gas SH) - Hot-Dry ¦ SCE ¦ Hot-Dry | Res ¦ Res Programmable Thermostat (Elec SC and Gas SH) - Hot-Dry | SCE ¦ Hot-Dry | SCE | All | Electric & Gas | Blended baseline of 12% manual thermostats and 88% manual thermostats (elec/gas) | Average Existing and Code | 0 | Conventional | HVAC | Res - Single Family | Res | RET and NEW | 0 | Residential Households | Each | 11 | DEER:HVAC_Eff_AC | 1410.0706 | 0 | 78.5909 | eTRM SWHC039-01 | 40.59 | 2019 | 0 | 26.26 | 2018 | 0 | 0 | eTRM SWHC039-01 | Res Thermostats (Elec/Gas) - Hot-Dry ¦ SCE ¦ Hot-Dry | Res Thermostats (Elec/Gas) - Hot-Dry | 0.62966 | 1 | 0.78635 | RASS 2019 | 0 | 2012 | 0.55 | SWHC039 Version 01
RES-HVAC-60.6 | Res ¦ Res Programmable Thermostat (Elec SC and Gas SH) - Cold ¦ SCE ¦ Cold | Res ¦ Res Programmable Thermostat (Elec SC and Gas SH) - Cold | SCE ¦ Cold | SCE | All | Electric & Gas | Blended baseline of 12% manual thermostats and 88% manual thermostats (elec/gas) | Average Existing and Code | 0 | Conventional | HVAC | Res - Single Family | Res | RET and NEW | 0 | Residential Households | Each | 11 | DEER:HVAC_Eff_AC | 248.5706 | 0 | 595.0455 | eTRM SWHC039-01 | 40.59 | 2019 | 0 | 26.26 | 2018 | 0 | 0 | eTRM SWHC039-01 | Res Thermostats (Elec/Gas) - Cold ¦ SCE ¦ Cold | Res Thermostats (Elec/Gas) - Cold | 0.35904 | 1 | 0.95942 | RASS 2019 | 0 | 2012 | 0.55 | SWHC039 Version 01
RES-HVAC-60.7 | Res ¦ Res Programmable Thermostat (Elec SC and Gas SH) - Marine ¦ SCG ¦ Marine | Res ¦ Res Programmable Thermostat (Elec SC and Gas SH) - Marine | SCG ¦ Marine | SCG | All | Electric & Gas | Blended baseline of 12% manual thermostats and 88% manual thermostats (elec/gas) | Average Existing and Code | 0 | Conventional | HVAC | Res - Single Family | Res | RET and NEW | 0 | Residential Households | Each | 11 | DEER:HVAC_Eff_AC | 574.4642 | 0 | 112.2727 | eTRM SWHC039-01 | 40.59 | 2019 | 0 | 26.26 | 2018 | 0 | 0 | eTRM SWHC039-01 | Res Thermostats (Elec/Gas) - Marine ¦ SCG ¦ Marine | Res Thermostats (Elec/Gas) - Marine | 0.30618 | 1 | 0.73337 | RASS 2019 | 0 | 2012 | 0.55 | SWHC039 Version 01
RES-HVAC-60.8 | Res ¦ Res Programmable Thermostat (Elec SC and Gas SH) - Hot-Dry ¦ SCG ¦ Hot-Dry | Res ¦ Res Programmable Thermostat (Elec SC and Gas SH) - Hot-Dry | SCG ¦ Hot-Dry | SCG | All | Electric & Gas | Blended baseline of 12% manual thermostats and 88% manual thermostats (elec/gas) | Average Existing and Code | 0 | Conventional | HVAC | Res - Single Family | Res | RET and NEW | 0 | Residential Households | Each | 11 | DEER:HVAC_Eff_AC | 1292.5091 | 0 | 123.5 | eTRM SWHC039-01 | 40.59 | 2019 | 0 | 26.26 | 2018 | 0 | 0 | eTRM SWHC039-01 | Res Thermostats (Elec/Gas) - Hot-Dry ¦ SCG ¦ Hot-Dry | Res Thermostats (Elec/Gas) - Hot-Dry | 0.61062 | 1 | 0.75826 | RASS 2019 | 0 | 2012 | 0.55 | SWHC039 Version 01
RES-HVAC-60.9 | Res ¦ Res Programmable Thermostat (Elec SC and Gas SH) - Cold ¦ SCG ¦ Cold | Res ¦ Res Programmable Thermostat (Elec SC and Gas SH) - Cold | SCG ¦ Cold | SCG | All | Electric & Gas | Blended baseline of 12% manual thermostats and 88% manual thermostats (elec/gas) | Average Existing and Code | 0 | Conventional | HVAC | Res - Single Family | Res | RET and NEW | 0 | Residential Households | Each | 11 | DEER:HVAC_Eff_AC | 248.5706 | 0 | 595.0455 | eTRM SWHC039-01 | 40.59 | 2019 | 0 | 26.26 | 2018 | 0 | 0 | eTRM SWHC039-01 | Res Thermostats (Elec/Gas) - Cold ¦ SCG ¦ Cold | Res Thermostats (Elec/Gas) - Cold | 0.6607 | 1 | 0.89148 | RASS 2019 | 0 | 2012 | 0.55 | SWHC039 Version 01
RES-HVAC-60.10 | Res ¦ Res Programmable Thermostat (Elec SC and Gas SH) - Marine ¦ SDG&E ¦ Marine | Res ¦ Res Programmable Thermostat (Elec SC and Gas SH) - Marine | SDG&E ¦ Marine | SDG&E | All | Electric & Gas | Blended baseline of 12% manual thermostats and 88% manual thermostats (elec/gas) | Average Existing and Code | 0 | Conventional | HVAC | Res - Single Family | Res | RET and NEW | 0 | Residential Households | Each | 11 | DEER:HVAC_Eff_AC | 574.4642 | 0 | 112.2727 | eTRM SWHC039-01 | 40.59 | 2019 | 0 | 26.26 | 2018 | 0 | 0 | eTRM SWHC039-01 | Res Thermostats (Elec/Gas) - Marine ¦ SDG&E ¦ Marine | Res Thermostats (Elec/Gas) - Marine | 0.6265 | 1 | 0.41152 | RASS 2019 | 0 | 2012 | 0.55 | SWHC039 Version 01
RES-HVAC-60.11 | Res ¦ Res Programmable Thermostat (Elec SC and Gas SH) - Hot-Dry ¦ SDG&E ¦ Hot-Dry | Res ¦ Res Programmable Thermostat (Elec SC and Gas SH) - Hot-Dry | SDG&E ¦ Hot-Dry | SDG&E | All | Electric & Gas | Blended baseline of 12% manual thermostats and 88% manual thermostats (elec/gas) | Average Existing and Code | 0 | Conventional | HVAC | Res - Single Family | Res | RET and NEW | 0 | Residential Households | Each | 11 | DEER:HVAC_Eff_AC | 662.8881 | 0 | 101.0455 | eTRM SWHC039-01 | 40.59 | 2019 | 0 | 26.26 | 2018 | 0 | 0 | eTRM SWHC039-01 | Res Thermostats (Elec/Gas) - Hot-Dry ¦ SDG&E ¦ Hot-Dry | Res Thermostats (Elec/Gas) - Hot-Dry | 0.42208 | 1 | 0.7186 | RASS 2019 | 0 | 2012 | 0.55 | SWHC039 Version 01
RES-HVAC-60.12 | Res ¦ Res Programmable Thermostat (Elec SC and Gas SH) - Marine ¦ PG&E ¦ Marine | Res ¦ Res Programmable Thermostat (Elec SC and Gas SH) - Marine | PG&E ¦ Marine | PG&E | All | Electric & Gas | Blended baseline of 12% manual thermostats and 88% manual thermostats (elec/gas) | Average Existing and Code | 0 | Conventional | HVAC | Res - Multi Family | Res | RET and NEW | 0 | Residential Households | Each | 11 | DEER:HVAC_Eff_AC | 15.8332 | 0 | 99.0182 | eTRM SWHC039-01 | 40.59 | 2019 | 0 | 26.26 | 2018 | 0 | 0 | eTRM SWHC039-01 | Res Thermostats (Elec/Gas) - Marine ¦ PG&E ¦ Marine | Res Thermostats (Elec/Gas) - Marine | 0.067204 | 1 | 0.71991 | RASS 2019 | 0 | 2012 | 0.55 | SWHC039 Version 01
RES-HVAC-60.13 | Res ¦ Res Programmable Thermostat (Elec SC and Gas SH) - Hot-Dry ¦ PG&E ¦ Hot-Dry | Res ¦ Res Programmable Thermostat (Elec SC and Gas SH) - Hot-Dry | PG&E ¦ Hot-Dry | PG&E | All | Electric & Gas | Blended baseline of 12% manual thermostats and 88% manual thermostats (elec/gas) | Average Existing and Code | 0 | Conventional | HVAC | Res - Multi Family | Res | RET and NEW | 0 | Residential Households | Each | 11 | DEER:HVAC_Eff_AC | 480.01 | 0 | 74.2636 | eTRM SWHC039-01 | 40.59 | 2019 | 0 | 26.26 | 2018 | 0 | 0 | eTRM SWHC039-01 | Res Thermostats (Elec/Gas) - Hot-Dry ¦ PG&E ¦ Hot-Dry | Res Thermostats (Elec/Gas) - Hot-Dry | 0.32042 | 1 | 0.94395 | RASS 2019 | 0 | 2012 | 0.55 | SWHC039 Version 01
RES-HVAC-60.14 | Res ¦ Res Programmable Thermostat (Elec SC and Gas SH) - Cold ¦ PG&E ¦ Cold | Res ¦ Res Programmable Thermostat (Elec SC and Gas SH) - Cold | PG&E ¦ Cold | PG&E | All | Electric & Gas | Blended baseline of 12% manual thermostats and 88% manual thermostats (elec/gas) | Average Existing and Code | 0 | Conventional | HVAC | Res - Multi Family | Res | RET and NEW | 0 | Residential Households | Each | 11 | DEER:HVAC_Eff_AC | 402.7958 | 0 | 187.4273 | eTRM SWHC039-01 | 40.59 | 2019 | 0 | 26.26 | 2018 | 0 | 0 | eTRM SWHC039-01 | Res Thermostats (Elec/Gas) - Cold ¦ PG&E ¦ Cold | Res Thermostats (Elec/Gas) - Cold | 0.079841 | 1 | 0.92621 | RASS 2019 | 0 | 2012 | 0.55 | SWHC039 Version 01
RES-HVAC-60.15 | Res ¦ Res Programmable Thermostat (Elec SC and Gas SH) - Marine ¦ SCE ¦ Marine | Res ¦ Res Programmable Thermostat (Elec SC and Gas SH) - Marine | SCE ¦ Marine | SCE | All | Electric & Gas | Blended baseline of 12% manual thermostats and 88% manual thermostats (elec/gas) | Average Existing and Code | 0 | Conventional | HVAC | Res - Multi Family | Res | RET and NEW | 0 | Residential Households | Each | 11 | DEER:HVAC_Eff_AC | 174.843 | 0 | 35.3636 | eTRM SWHC039-01 | 40.59 | 2019 | 0 | 26.26 | 2018 | 0 | 0 | eTRM SWHC039-01 | Res Thermostats (Elec/Gas) - Marine ¦ SCE ¦ Marine | Res Thermostats (Elec/Gas) - Marine | 0.16457 | 1 | 0.66247 | RASS 2019 | 0 | 2012 | 0.55 | SWHC039 Version 01
RES-HVAC-60.16 | Res ¦ Res Programmable Thermostat (Elec SC and Gas SH) - Hot-Dry ¦ SCE ¦ Hot-Dry | Res ¦ Res Programmable Thermostat (Elec SC and Gas SH) - Hot-Dry | SCE ¦ Hot-Dry | SCE | All | Electric & Gas | Blended baseline of 12% manual thermostats and 88% manual thermostats (elec/gas) | Average Existing and Code | 0 | Conventional | HVAC | Res - Multi Family | Res | RET and NEW | 0 | Residential Households | Each | 11 | DEER:HVAC_Eff_AC | 386.5047 | 0 | 24.7545 | eTRM SWHC039-01 | 40.59 | 2019 | 0 | 26.26 | 2018 | 0 | 0 | eTRM SWHC039-01 | Res Thermostats (Elec/Gas) - Hot-Dry ¦ SCE ¦ Hot-Dry | Res Thermostats (Elec/Gas) - Hot-Dry | 0.24372 | 1 | 0.80417 | RASS 2019 | 0 | 2012 | 0.55 | SWHC039 Version 01
RES-HVAC-60.17 | Res ¦ Res Programmable Thermostat (Elec SC and Gas SH) - Cold ¦ SCE ¦ Cold | Res ¦ Res Programmable Thermostat (Elec SC and Gas SH) - Cold | SCE ¦ Cold | SCE | All | Electric & Gas | Blended baseline of 12% manual thermostats and 88% manual thermostats (elec/gas) | Average Existing and Code | 0 | Conventional | HVAC | Res - Multi Family | Res | RET and NEW | 0 | Residential Households | Each | 11 | DEER:HVAC_Eff_AC | 402.7958 | 0 | 187.4273 | eTRM SWHC039-01 | 40.59 | 2019 | 0 | 26.26 | 2018 | 0 | 0 | eTRM SWHC039-01 | Res Thermostats (Elec/Gas) - Cold ¦ SCE ¦ Cold | Res Thermostats (Elec/Gas) - Cold | 0.11366 | 1 | 0.71661 | RASS 2019 | 0 | 2012 | 0.55 | SWHC039 Version 01
RES-HVAC-60.18 | Res ¦ Res Programmable Thermostat (Elec SC and Gas SH) - Marine ¦ SCG ¦ Marine | Res ¦ Res Programmable Thermostat (Elec SC and Gas SH) - Marine | SCG ¦ Marine | SCG | All | Electric & Gas | Blended baseline of 12% manual thermostats and 88% manual thermostats (elec/gas) | Average Existing and Code | 0 | Conventional | HVAC | Res - Multi Family | Res | RET and NEW | 0 | Residential Households | Each | 11 | DEER:HVAC_Eff_AC | 174.843 | 0 | 35.3636 | eTRM SWHC039-01 | 40.59 | 2019 | 0 | 26.26 | 2018 | 0 | 0 | eTRM SWHC039-01 | Res Thermostats (Elec/Gas) - Marine ¦ SCG ¦ Marine | Res Thermostats (Elec/Gas) - Marine | 0.19716 | 1 | 0.68485 | RASS 2019 | 0 | 2012 | 0.55 | SWHC039 Version 01
RES-HVAC-60.19 | Res ¦ Res Programmable Thermostat (Elec SC and Gas SH) - Hot-Dry ¦ SCG ¦ Hot-Dry | Res ¦ Res Programmable Thermostat (Elec SC and Gas SH) - Hot-Dry | SCG ¦ Hot-Dry | SCG | All | Electric & Gas | Blended baseline of 12% manual thermostats and 88% manual thermostats (elec/gas) | Average Existing and Code | 0 | Conventional | HVAC | Res - Multi Family | Res | RET and NEW | 0 | Residential Households | Each | 11 | DEER:HVAC_Eff_AC | 412.7927 | 0 | 38.9 | eTRM SWHC039-01 | 40.59 | 2019 | 0 | 26.26 | 2018 | 0 | 0 | eTRM SWHC039-01 | Res Thermostats (Elec/Gas) - Hot-Dry ¦ SCG ¦ Hot-Dry | Res Thermostats (Elec/Gas) - Hot-Dry | 0.29603 | 1 | 0.82847 | RASS 2019 | 0 | 2012 | 0.55 | SWHC039 Version 01
RES-HVAC-60.20 | Res ¦ Res Programmable Thermostat (Elec SC and Gas SH) - Cold ¦ SCG ¦ Cold | Res ¦ Res Programmable Thermostat (Elec SC and Gas SH) - Cold | SCG ¦ Cold | SCG | All | Electric & Gas | Blended baseline of 12% manual thermostats and 88% manual thermostats (elec/gas) | Average Existing and Code | 0 | Conventional | HVAC | Res - Multi Family | Res | RET and NEW | 0 | Residential Households | Each | 11 | DEER:HVAC_Eff_AC | 402.7958 | 0 | 187.4273 | eTRM SWHC039-01 | 40.59 | 2019 | 0 | 26.26 | 2018 | 0 | 0 | eTRM SWHC039-01 | Res Thermostats (Elec/Gas) - Cold ¦ SCG ¦ Cold | Res Thermostats (Elec/Gas) - Cold | 0.079841 | 1 | 0.92621 | RASS 2019 | 0 | 2012 | 0.55 | SWHC039 Version 01
RES-HVAC-60.21 | Res ¦ Res Programmable Thermostat (Elec SC and Gas SH) - Marine ¦ SDG&E ¦ Marine | Res ¦ Res Programmable Thermostat (Elec SC and Gas SH) - Marine | SDG&E ¦ Marine | SDG&E | All | Electric & Gas | Blended baseline of 12% manual thermostats and 88% manual thermostats (elec/gas) | Average Existing and Code | 0 | Conventional | HVAC | Res - Multi Family | Res | RET and NEW | 0 | Residential Households | Each | 11 | DEER:HVAC_Eff_AC | 174.843 | 0 | 35.3636 | eTRM SWHC039-01 | 40.59 | 2019 | 0 | 26.26 | 2018 | 0 | 0 | eTRM SWHC039-01 | Res Thermostats (Elec/Gas) - Marine ¦ SDG&E ¦ Marine | Res Thermostats (Elec/Gas) - Marine | 0.40162 | 1 | 0.96352 | RASS 2019 | 0 | 2012 | 0.55 | SWHC039 Version 01
RES-HVAC-60.22 | Res ¦ Res Programmable Thermostat (Elec SC and Gas SH) - Hot-Dry ¦ SDG&E ¦ Hot-Dry | Res ¦ Res Programmable Thermostat (Elec SC and Gas SH) - Hot-Dry | SDG&E ¦ Hot-Dry | SDG&E | All | Electric & Gas | Blended baseline of 12% manual thermostats and 88% manual thermostats (elec/gas) | Average Existing and Code | 0 | Conventional | HVAC | Res - Multi Family | Res | RET and NEW | 0 | Residential Households | Each | 11 | DEER:HVAC_Eff_AC | 225.9244 | 0 | 31.8273 | eTRM SWHC039-01 | 40.59 | 2019 | 0 | 26.26 | 2018 | 0 | 0 | eTRM SWHC039-01 | Res Thermostats (Elec/Gas) - Hot-Dry ¦ SDG&E ¦ Hot-Dry | Res Thermostats (Elec/Gas) - Hot-Dry | 0.14808 | 1 | 0.76913 | RASS 2019 | 0 | 2012 | 0.55 | SWHC039 Version 01
RES-HVAC-61.1 | Res ¦ Res Smart Thermostat (Elec SC and Gas SH) - Marine ¦ PG&E ¦ Marine | Res ¦ Res Smart Thermostat (Elec SC and Gas SH) - Marine | PG&E ¦ Marine | PG&E | All | Electric & Gas | Smart thermostat (elec/gas) | Efficient | 0 | Conventional | HVAC | Res - Single Family | Res | RET and NEW | 0 | Residential Households | Each | 11 | DEER:HVAC_Eff_AC | 116.7088 | 0 | 286.3636 | eTRM SWHC039-01 | 183.05 | 2019 | 0 | 26.26 | 2018 | 0 | 0 | eTRM SWHC039-01 | Res Thermostats (Elec/Gas) - Marine ¦ PG&E ¦ Marine | Res Thermostats (Elec/Gas) - Marine | 0.22595 | 1 | 0.26091 | RASS 2019 | 0 | 2012 | 0.55 | SWHC039 Version 01
RES-HVAC-61.2 | Res ¦ Res Smart Thermostat (Elec SC and Gas SH) - Hot-Dry ¦ PG&E ¦ Hot-Dry | Res ¦ Res Smart Thermostat (Elec SC and Gas SH) - Hot-Dry | PG&E ¦ Hot-Dry | PG&E | All | Electric & Gas | Smart thermostat (elec/gas) | Efficient | 0 | Conventional | HVAC | Res - Single Family | Res | RET and NEW | 0 | Residential Households | Each | 11 | DEER:HVAC_Eff_AC | 890.7032 | 0 | 214.7727 | eTRM SWHC039-01 | 183.05 | 2019 | 0 | 26.26 | 2018 | 0 | 0 | eTRM SWHC039-01 | Res Thermostats (Elec/Gas) - Hot-Dry ¦ PG&E ¦ Hot-Dry | Res Thermostats (Elec/Gas) - Hot-Dry | 0.62083 | 1 | 0.20526 | RASS 2019 | 0 | 2012 | 0.55 | SWHC039 Version 01
RES-HVAC-61.3 | Res ¦ Res Smart Thermostat (Elec SC and Gas SH) - Cold ¦ PG&E ¦ Cold | Res ¦ Res Smart Thermostat (Elec SC and Gas SH) - Cold | PG&E ¦ Cold | PG&E | All | Electric & Gas | Smart thermostat (elec/gas) | Efficient | 0 | Conventional | HVAC | Res - Single Family | Res | RET and NEW | 0 | Residential Households | Each | 11 | DEER:HVAC_Eff_AC | 221.2278 | 0 | 542.0455 | eTRM SWHC039-01 | 183.05 | 2019 | 0 | 26.26 | 2018 | 0 | 0 | eTRM SWHC039-01 | Res Thermostats (Elec/Gas) - Cold ¦ PG&E ¦ Cold | Res Thermostats (Elec/Gas) - Cold | 0.049451 | 1 | 0.14637 | RASS 2019 | 0 | 2012 | 0.55 | SWHC039 Version 01
RES-HVAC-61.4 | Res ¦ Res Smart Thermostat (Elec SC and Gas SH) - Marine ¦ SCE ¦ Marine | Res ¦ Res Smart Thermostat (Elec SC and Gas SH) - Marine | SCE ¦ Marine | SCE | All | Electric & Gas | Smart thermostat (elec/gas) | Efficient | 0 | Conventional | HVAC | Res - Single Family | Res | RET and NEW | 0 | Residential Households | Each | 11 | DEER:HVAC_Eff_AC | 511.2731 | 0 | 102.2727 | eTRM SWHC039-01 | 183.05 | 2019 | 0 | 26.26 | 2018 | 0 | 0 | eTRM SWHC039-01 | Res Thermostats (Elec/Gas) - Marine ¦ SCE ¦ Marine | Res Thermostats (Elec/Gas) - Marine | 0.3315 | 1 | 0.20948 | RASS 2019 | 0 | 2012 | 0.55 | SWHC039 Version 01
RES-HVAC-61.5 | Res ¦ Res Smart Thermostat (Elec SC and Gas SH) - Hot-Dry ¦ SCE ¦ Hot-Dry | Res ¦ Res Smart Thermostat (Elec SC and Gas SH) - Hot-Dry | SCE ¦ Hot-Dry | SCE | All | Electric & Gas | Smart thermostat (elec/gas) | Efficient | 0 | Conventional | HVAC | Res - Single Family | Res | RET and NEW | 0 | Residential Households | Each | 11 | DEER:HVAC_Eff_AC | 1254.9629 | 0 | 71.5909 | eTRM SWHC039-01 | 183.05 | 2019 | 0 | 26.26 | 2018 | 0 | 0 | eTRM SWHC039-01 | Res Thermostats (Elec/Gas) - Hot-Dry ¦ SCE ¦ Hot-Dry | Res Thermostats (Elec/Gas) - Hot-Dry | 0.62966 | 1 | 0.21365 | RASS 2019 | 0 | 2012 | 0.55 | SWHC039 Version 01
RES-HVAC-61.6 | Res ¦ Res Smart Thermostat (Elec SC and Gas SH) - Cold ¦ SCE ¦ Cold | Res ¦ Res Smart Thermostat (Elec SC and Gas SH) - Cold | SCE ¦ Cold | SCE | All | Electric & Gas | Smart thermostat (elec/gas) | Efficient | 0 | Conventional | HVAC | Res - Single Family | Res | RET and NEW | 0 | Residential Households | Each | 11 | DEER:HVAC_Eff_AC | 221.2278 | 0 | 542.0455 | eTRM SWHC039-01 | 183.05 | 2019 | 0 | 26.26 | 2018 | 0 | 0 | eTRM SWHC039-01 | Res Thermostats (Elec/Gas) - Cold ¦ SCE ¦ Cold | Res Thermostats (Elec/Gas) - Cold | 0.35904 | 1 | 0.040582 | RASS 2019 | 0 | 2012 | 0.55 | SWHC039 Version 01
RES-HVAC-61.7 | Res ¦ Res Smart Thermostat (Elec SC and Gas SH) - Marine ¦ SCG ¦ Marine | Res ¦ Res Smart Thermostat (Elec SC and Gas SH) - Marine | SCG ¦ Marine | SCG | All | Electric & Gas | Smart thermostat (elec/gas) | Efficient | 0 | Conventional | HVAC | Res - Single Family | Res | RET and NEW | 0 | Residential Households | Each | 11 | DEER:HVAC_Eff_AC | 511.2731 | 0 | 102.2727 | eTRM SWHC039-01 | 183.05 | 2019 | 0 | 26.26 | 2018 | 0 | 0 | eTRM SWHC039-01 | Res Thermostats (Elec/Gas) - Marine ¦ SCG ¦ Marine | Res Thermostats (Elec/Gas) - Marine | 0.30618 | 1 | 0.26663 | RASS 2019 | 0 | 2012 | 0.55 | SWHC039 Version 01
RES-HVAC-61.8 | Res ¦ Res Smart Thermostat (Elec SC and Gas SH) - Hot-Dry ¦ SCG ¦ Hot-Dry | Res ¦ Res Smart Thermostat (Elec SC and Gas SH) - Hot-Dry | SCG ¦ Hot-Dry | SCG | All | Electric & Gas | Smart thermostat (elec/gas) | Efficient | 0 | Conventional | HVAC | Res - Single Family | Res | RET and NEW | 0 | Residential Households | Each | 11 | DEER:HVAC_Eff_AC | 1150.3331 | 0 | 112.5 | eTRM SWHC039-01 | 183.05 | 2019 | 0 | 26.26 | 2018 | 0 | 0 | eTRM SWHC039-01 | Res Thermostats (Elec/Gas) - Hot-Dry ¦ SCG ¦ Hot-Dry | Res Thermostats (Elec/Gas) - Hot-Dry | 0.61062 | 1 | 0.24174 | RASS 2019 | 0 | 2012 | 0.55 | SWHC039 Version 01
RES-HVAC-61.9 | Res ¦ Res Smart Thermostat (Elec SC and Gas SH) - Cold ¦ SCG ¦ Cold | Res ¦ Res Smart Thermostat (Elec SC and Gas SH) - Cold | SCG ¦ Cold | SCG | All | Electric & Gas | Smart thermostat (elec/gas) | Efficient | 0 | Conventional | HVAC | Res - Single Family | Res | RET and NEW | 0 | Residential Households | Each | 11 | DEER:HVAC_Eff_AC | 221.2278 | 0 | 542.0455 | eTRM SWHC039-01 | 183.05 | 2019 | 0 | 26.26 | 2018 | 0 | 0 | eTRM SWHC039-01 | Res Thermostats (Elec/Gas) - Cold ¦ SCG ¦ Cold | Res Thermostats (Elec/Gas) - Cold | 0.6607 | 1 | 0.10852 | RASS 2019 | 0 | 2012 | 0.55 | SWHC039 Version 01
RES-HVAC-61.10 | Res ¦ Res Smart Thermostat (Elec SC and Gas SH) - Marine ¦ SDG&E ¦ Marine | Res ¦ Res Smart Thermostat (Elec SC and Gas SH) - Marine | SDG&E ¦ Marine | SDG&E | All | Electric & Gas | Smart thermostat (elec/gas) | Efficient | 0 | Conventional | HVAC | Res - Single Family | Res | RET and NEW | 0 | Residential Households | Each | 11 | DEER:HVAC_Eff_AC | 511.2731 | 0 | 102.2727 | eTRM SWHC039-01 | 183.05 | 2019 | 0 | 26.26 | 2018 | 0 | 0 | eTRM SWHC039-01 | Res Thermostats (Elec/Gas) - Marine ¦ SDG&E ¦ Marine | Res Thermostats (Elec/Gas) - Marine | 0.6265 | 1 | 0.58848 | RASS 2019 | 0 | 2012 | 0.55 | SWHC039 Version 01
RES-HVAC-61.11 | Res ¦ Res Smart Thermostat (Elec SC and Gas SH) - Hot-Dry ¦ SDG&E ¦ Hot-Dry | Res ¦ Res Smart Thermostat (Elec SC and Gas SH) - Hot-Dry | SDG&E ¦ Hot-Dry | SDG&E | All | Electric & Gas | Smart thermostat (elec/gas) | Efficient | 0 | Conventional | HVAC | Res - Single Family | Res | RET and NEW | 0 | Residential Households | Each | 11 | DEER:HVAC_Eff_AC | 589.9704 | 0 | 92.0455 | eTRM SWHC039-01 | 183.05 | 2019 | 0 | 26.26 | 2018 | 0 | 0 | eTRM SWHC039-01 | Res Thermostats (Elec/Gas) - Hot-Dry ¦ SDG&E ¦ Hot-Dry | Res Thermostats (Elec/Gas) - Hot-Dry | 0.42208 | 1 | 0.2814 | RASS 2019 | 0 | 2012 | 0.55 | SWHC039 Version 01
RES-HVAC-61.12 | Res ¦ Res Smart Thermostat (Elec SC and Gas SH) - Marine ¦ PG&E ¦ Marine | Res ¦ Res Smart Thermostat (Elec SC and Gas SH) - Marine | PG&E ¦ Marine | PG&E | All | Electric & Gas | Smart thermostat (elec/gas) | Efficient | 0 | Conventional | HVAC | Res - Multi Family | Res | RET and NEW | 0 | Residential Households | Each | 11 | DEER:HVAC_Eff_AC | 14.5757 | 0 | 90.1987 | eTRM SWHC039-01 | 183.05 | 2019 | 0 | 26.26 | 2018 | 0 | 0 | eTRM SWHC039-01 | Res Thermostats (Elec/Gas) - Marine ¦ PG&E ¦ Marine | Res Thermostats (Elec/Gas) - Marine | 0.067204 | 1 | 0.28009 | RASS 2019 | 0 | 2012 | 0.55 | SWHC039 Version 01
RES-HVAC-61.13 | Res ¦ Res Smart Thermostat (Elec SC and Gas SH) - Hot-Dry ¦ PG&E ¦ Hot-Dry | Res ¦ Res Smart Thermostat (Elec SC and Gas SH) - Hot-Dry | PG&E ¦ Hot-Dry | PG&E | All | Electric & Gas | Smart thermostat (elec/gas) | Efficient | 0 | Conventional | HVAC | Res - Multi Family | Res | RET and NEW | 0 | Residential Households | Each | 11 | DEER:HVAC_Eff_AC | 410.9208 | 0 | 67.6491 | eTRM SWHC039-01 | 183.05 | 2019 | 0 | 26.26 | 2018 | 0 | 0 | eTRM SWHC039-01 | Res Thermostats (Elec/Gas) - Hot-Dry ¦ PG&E ¦ Hot-Dry | Res Thermostats (Elec/Gas) - Hot-Dry | 0.32042 | 1 | 0.056048 | RASS 2019 | 0 | 2012 | 0.55 | SWHC039 Version 01
RES-HVAC-61.14 | Res ¦ Res Smart Thermostat (Elec SC and Gas SH) - Cold ¦ PG&E ¦ Cold | Res ¦ Res Smart Thermostat (Elec SC and Gas SH) - Cold | PG&E ¦ Cold | PG&E | All | Electric & Gas | Smart thermostat (elec/gas) | Efficient | 0 | Conventional | HVAC | Res - Multi Family | Res | RET and NEW | 0 | Residential Households | Each | 11 | DEER:HVAC_Eff_AC | 334.9991 | 0 | 170.7333 | eTRM SWHC039-01 | 183.05 | 2019 | 0 | 26.26 | 2018 | 0 | 0 | eTRM SWHC039-01 | Res Thermostats (Elec/Gas) - Cold ¦ PG&E ¦ Cold | Res Thermostats (Elec/Gas) - Cold | 0.079841 | 1 | 0.073789 | RASS 2019 | 0 | 2012 | 0.55 | SWHC039 Version 01
RES-HVAC-61.15 | Res ¦ Res Smart Thermostat (Elec SC and Gas SH) - Marine ¦ SCE ¦ Marine | Res ¦ Res Smart Thermostat (Elec SC and Gas SH) - Marine | SCE ¦ Marine | SCE | All | Electric & Gas | Smart thermostat (elec/gas) | Efficient | 0 | Conventional | HVAC | Res - Multi Family | Res | RET and NEW | 0 | Residential Households | Each | 11 | DEER:HVAC_Eff_AC | 158.4577 | 0 | 32.2138 | eTRM SWHC039-01 | 183.05 | 2019 | 0 | 26.26 | 2018 | 0 | 0 | eTRM SWHC039-01 | Res Thermostats (Elec/Gas) - Marine ¦ SCE ¦ Marine | Res Thermostats (Elec/Gas) - Marine | 0.16457 | 1 | 0.33753 | RASS 2019 | 0 | 2012 | 0.55 | SWHC039 Version 01
RES-HVAC-61.16 | Res ¦ Res Smart Thermostat (Elec SC and Gas SH) - Hot-Dry ¦ SCE ¦ Hot-Dry | Res ¦ Res Smart Thermostat (Elec SC and Gas SH) - Hot-Dry | SCE ¦ Hot-Dry | SCE | All | Electric & Gas | Smart thermostat (elec/gas) | Efficient | 0 | Conventional | HVAC | Res - Multi Family | Res | RET and NEW | 0 | Residential Households | Each | 11 | DEER:HVAC_Eff_AC | 350.9602 | 0 | 22.5497 | eTRM SWHC039-01 | 183.05 | 2019 | 0 | 26.26 | 2018 | 0 | 0 | eTRM SWHC039-01 | Res Thermostats (Elec/Gas) - Hot-Dry ¦ SCE ¦ Hot-Dry | Res Thermostats (Elec/Gas) - Hot-Dry | 0.24372 | 1 | 0.19583 | RASS 2019 | 0 | 2012 | 0.55 | SWHC039 Version 01
RES-HVAC-61.17 | Res ¦ Res Smart Thermostat (Elec SC and Gas SH) - Cold ¦ SCE ¦ Cold | Res ¦ Res Smart Thermostat (Elec SC and Gas SH) - Cold | SCE ¦ Cold | SCE | All | Electric & Gas | Smart thermostat (elec/gas) | Efficient | 0 | Conventional | HVAC | Res - Multi Family | Res | RET and NEW | 0 | Residential Households | Each | 11 | DEER:HVAC_Eff_AC | 334.9991 | 0 | 170.7333 | eTRM SWHC039-01 | 183.05 | 2019 | 0 | 26.26 | 2018 | 0 | 0 | eTRM SWHC039-01 | Res Thermostats (Elec/Gas) - Cold ¦ SCE ¦ Cold | Res Thermostats (Elec/Gas) - Cold | 0.11366 | 1 | 0.28339 | RASS 2019 | 0 | 2012 | 0.55 | SWHC039 Version 01
RES-HVAC-61.18 | Res ¦ Res Smart Thermostat (Elec SC and Gas SH) - Marine ¦ SCG ¦ Marine | Res ¦ Res Smart Thermostat (Elec SC and Gas SH) - Marine | SCG ¦ Marine | SCG | All | Electric & Gas | Smart thermostat (elec/gas) | Efficient | 0 | Conventional | HVAC | Res - Multi Family | Res | RET and NEW | 0 | Residential Households | Each | 11 | DEER:HVAC_Eff_AC | 158.4577 | 0 | 32.2138 | eTRM SWHC039-01 | 183.05 | 2019 | 0 | 26.26 | 2018 | 0 | 0 | eTRM SWHC039-01 | Res Thermostats (Elec/Gas) - Marine ¦ SCG ¦ Marine | Res Thermostats (Elec/Gas) - Marine | 0.19716 | 1 | 0.31515 | RASS 2019 | 0 | 2012 | 0.55 | SWHC039 Version 01
RES-HVAC-61.19 | Res ¦ Res Smart Thermostat (Elec SC and Gas SH) - Hot-Dry ¦ SCG ¦ Hot-Dry | Res ¦ Res Smart Thermostat (Elec SC and Gas SH) - Hot-Dry | SCG ¦ Hot-Dry | SCG | All | Electric & Gas | Smart thermostat (elec/gas) | Efficient | 0 | Conventional | HVAC | Res - Multi Family | Res | RET and NEW | 0 | Residential Households | Each | 11 | DEER:HVAC_Eff_AC | 368.2716 | 0 | 35.4352 | eTRM SWHC039-01 | 183.05 | 2019 | 0 | 26.26 | 2018 | 0 | 0 | eTRM SWHC039-01 | Res Thermostats (Elec/Gas) - Hot-Dry ¦ SCG ¦ Hot-Dry | Res Thermostats (Elec/Gas) - Hot-Dry | 0.29603 | 1 | 0.17153 | RASS 2019 | 0 | 2012 | 0.55 | SWHC039 Version 01
RES-HVAC-61.20 | Res ¦ Res Smart Thermostat (Elec SC and Gas SH) - Cold ¦ SCG ¦ Cold | Res ¦ Res Smart Thermostat (Elec SC and Gas SH) - Cold | SCG ¦ Cold | SCG | All | Electric & Gas | Smart thermostat (elec/gas) | Efficient | 0 | Conventional | HVAC | Res - Multi Family | Res | RET and NEW | 0 | Residential Households | Each | 11 | DEER:HVAC_Eff_AC | 334.9991 | 0 | 170.7333 | eTRM SWHC039-01 | 183.05 | 2019 | 0 | 26.26 | 2018 | 0 | 0 | eTRM SWHC039-01 | Res Thermostats (Elec/Gas) - Cold ¦ SCG ¦ Cold | Res Thermostats (Elec/Gas) - Cold | 0.079841 | 1 | 0.073789 | RASS 2019 | 0 | 2012 | 0.55 | SWHC039 Version 01
RES-HVAC-61.21 | Res ¦ Res Smart Thermostat (Elec SC and Gas SH) - Marine ¦ SDG&E ¦ Marine | Res ¦ Res Smart Thermostat (Elec SC and Gas SH) - Marine | SDG&E ¦ Marine | SDG&E | All | Electric & Gas | Smart thermostat (elec/gas) | Efficient | 0 | Conventional | HVAC | Res - Multi Family | Res | RET and NEW | 0 | Residential Households | Each | 11 | DEER:HVAC_Eff_AC | 158.4577 | 0 | 32.2138 | eTRM SWHC039-01 | 183.05 | 2019 | 0 | 26.26 | 2018 | 0 | 0 | eTRM SWHC039-01 | Res Thermostats (Elec/Gas) - Marine ¦ SDG&E ¦ Marine | Res Thermostats (Elec/Gas) - Marine | 0.40162 | 1 | 0.036483 | RASS 2019 | 0 | 2012 | 0.55 | SWHC039 Version 01
RES-HVAC-61.22 | Res ¦ Res Smart Thermostat (Elec SC and Gas SH) - Hot-Dry ¦ SDG&E ¦ Hot-Dry | Res ¦ Res Smart Thermostat (Elec SC and Gas SH) - Hot-Dry | SDG&E ¦ Hot-Dry | SDG&E | All | Electric & Gas | Smart thermostat (elec/gas) | Efficient | 0 | Conventional | HVAC | Res - Multi Family | Res | RET and NEW | 0 | Residential Households | Each | 11 | DEER:HVAC_Eff_AC | 200.5083 | 0 | 28.9925 | eTRM SWHC039-01 | 183.05 | 2019 | 0 | 26.26 | 2018 | 0 | 0 | eTRM SWHC039-01 | Res Thermostats (Elec/Gas) - Hot-Dry ¦ SDG&E ¦ Hot-Dry | Res Thermostats (Elec/Gas) - Hot-Dry | 0.14808 | 1 | 0.23087 | RASS 2019 | 0 | 2012 | 0.55 | SWHC039 Version 01
RES-HVAC-65.1 | Res ¦ Res Programmable Thermostat (Elec SC and Elec SH) - Marine ¦ PG&E ¦ Marine | Res ¦ Res Programmable Thermostat (Elec SC and Elec SH) - Marine | PG&E ¦ Marine | PG&E | All | Electric | Blended baseline of 12% manual thermostats and 88% manual thermostats (elec/elec) | Average Existing and Code | 0 | Conventional | HVAC | Res - Single Family | Res | RET and NEW | 0 | Residential Households | Each | 11 | DEER:HVAC_Eff_AC | 131.1335 | 0 | 0 | eTRM SWHC039-01 | 40.59 | 2019 | 0 | 26.26 | 2018 | 0 | 0 | eTRM SWHC039-01 | Res Thermostats (Elec/Elec) - Marine ¦ PG&E ¦ Marine | Res Thermostats (Elec/Elec) - Marine | 0.056312 | 1 | 0.73089 | RASS 2019 | 0 | 2012 | 0.55 | SWHC039 Version 01
RES-HVAC-65.2 | Res ¦ Res Programmable Thermostat (Elec SC and Elec SH) - Hot-Dry ¦ PG&E ¦ Hot-Dry | Res ¦ Res Programmable Thermostat (Elec SC and Elec SH) - Hot-Dry | PG&E ¦ Hot-Dry | PG&E | All | Electric | Blended baseline of 12% manual thermostats and 88% manual thermostats (elec/elec) | Average Existing and Code | 0 | Conventional | HVAC | Res - Single Family | Res | RET and NEW | 0 | Residential Households | Each | 11 | DEER:HVAC_Eff_AC | 1000.7901 | 0 | 0 | eTRM SWHC039-01 | 40.59 | 2019 | 0 | 26.26 | 2018 | 0 | 0 | eTRM SWHC039-01 | Res Thermostats (Elec/Elec) - Hot-Dry ¦ PG&E ¦ Hot-Dry | Res Thermostats (Elec/Elec) - Hot-Dry | 0.12303 | 1 | 0.86911 | RASS 2019 | 0 | 2012 | 0.55 | SWHC039 Version 01
RES-HVAC-65.3 | Res ¦ Res Programmable Thermostat (Elec SC and Elec SH) - Cold ¦ PG&E ¦ Cold | Res ¦ Res Programmable Thermostat (Elec SC and Elec SH) - Cold | PG&E ¦ Cold | PG&E | All | Electric | Blended baseline of 12% manual thermostats and 88% manual thermostats (elec/elec) | Average Existing and Code | 0 | Conventional | HVAC | Res - Single Family | Res | RET and NEW | 0 | Residential Households | Each | 11 | DEER:HVAC_Eff_AC | 248.5706 | 0 | 0 | eTRM SWHC039-01 | 40.59 | 2019 | 0 | 26.26 | 2018 | 0 | 0 | eTRM SWHC039-01 | Res Thermostats (Elec/Elec) - Cold ¦ PG&E ¦ Cold | Res Thermostats (Elec/Elec) - Cold | 0.0422 | 1 | 1 | RASS 2019 | 0 | 2012 | 0.55 | SWHC039 Version 01
RES-HVAC-65.4 | Res ¦ Res Programmable Thermostat (Elec SC and Elec SH) - Marine ¦ SCE ¦ Marine | Res ¦ Res Programmable Thermostat (Elec SC and Elec SH) - Marine | SCE ¦ Marine | SCE | All | Electric | Blended baseline of 12% manual thermostats and 88% manual thermostats (elec/elec) | Average Existing and Code | 0 | Conventional | HVAC | Res - Single Family | Res | RET and NEW | 0 | Residential Households | Each | 11 | DEER:HVAC_Eff_AC | 574.4642 | 0 | 0 | eTRM SWHC039-01 | 40.59 | 2019 | 0 | 26.26 | 2018 | 0 | 0 | eTRM SWHC039-01 | Res Thermostats (Elec/Elec) - Marine ¦ SCE ¦ Marine | Res Thermostats (Elec/Elec) - Marine | 0.043148 | 1 | 0.63803 | RASS 2019 | 0 | 2012 | 0.55 | SWHC039 Version 01
RES-HVAC-65.5 | Res ¦ Res Programmable Thermostat (Elec SC and Elec SH) - Hot-Dry ¦ SCE ¦ Hot-Dry | Res ¦ Res Programmable Thermostat (Elec SC and Elec SH) - Hot-Dry | SCE ¦ Hot-Dry | SCE | All | Electric | Blended baseline of 12% manual thermostats and 88% manual thermostats (elec/elec) | Average Existing and Code | 0 | Conventional | HVAC | Res - Single Family | Res | RET and NEW | 0 | Residential Households | Each | 11 | DEER:HVAC_Eff_AC | 1410.0706 | 0 | 0 | eTRM SWHC039-01 | 40.59 | 2019 | 0 | 26.26 | 2018 | 0 | 0 | eTRM SWHC039-01 | Res Thermostats (Elec/Elec) - Hot-Dry ¦ SCE ¦ Hot-Dry | Res Thermostats (Elec/Elec) - Hot-Dry | 0.081504 | 1 | 0.81527 | RASS 2019 | 0 | 2012 | 0.55 | SWHC039 Version 01
RES-HVAC-65.6 | Res ¦ Res Programmable Thermostat (Elec SC and Elec SH) - Cold ¦ SCE ¦ Cold | Res ¦ Res Programmable Thermostat (Elec SC and Elec SH) - Cold | SCE ¦ Cold | SCE | All | Electric | Blended baseline of 12% manual thermostats and 88% manual thermostats (elec/elec) | Average Existing and Code | 0 | Conventional | HVAC | Res - Single Family | Res | RET and NEW | 0 | Residential Households | Each | 11 | DEER:HVAC_Eff_AC | 248.5706 | 0 | 0 | eTRM SWHC039-01 | 40.59 | 2019 | 0 | 26.26 | 2018 | 0 | 0 | eTRM SWHC039-01 | Res Thermostats (Elec/Elec) - Cold ¦ SCE ¦ Cold | Res Thermostats (Elec/Elec) - Cold | 0.0092325 | 1 | 1 | RASS 2019 | 0 | 2012 | 0.55 | SWHC039 Version 01
RES-HVAC-65.10 | Res ¦ Res Programmable Thermostat (Elec SC and Elec SH) - Marine ¦ SDG&E ¦ Marine | Res ¦ Res Programmable Thermostat (Elec SC and Elec SH) - Marine | SDG&E ¦ Marine | SDG&E | All | Electric | Blended baseline of 12% manual thermostats and 88% manual thermostats (elec/elec) | Average Existing and Code | 0 | Conventional | HVAC | Res - Single Family | Res | RET and NEW | 0 | Residential Households | Each | 11 | DEER:HVAC_Eff_AC | 574.4642 | 0 | 0 | eTRM SWHC039-01 | 40.59 | 2019 | 0 | 26.26 | 2018 | 0 | 0 | eTRM SWHC039-01 | Res Thermostats (Elec/Elec) - Marine ¦ SDG&E ¦ Marine | Res Thermostats (Elec/Elec) - Marine | 0.007984 | 1 | 1 | RASS 2019 | 0 | 2012 | 0.55 | SWHC039 Version 01
RES-HVAC-65.11 | Res ¦ Res Programmable Thermostat (Elec SC and Elec SH) - Hot-Dry ¦ SDG&E ¦ Hot-Dry | Res ¦ Res Programmable Thermostat (Elec SC and Elec SH) - Hot-Dry | SDG&E ¦ Hot-Dry | SDG&E | All | Electric | Blended baseline of 12% manual thermostats and 88% manual thermostats (elec/elec) | Average Existing and Code | 0 | Conventional | HVAC | Res - Single Family | Res | RET and NEW | 0 | Residential Households | Each | 11 | DEER:HVAC_Eff_AC | 662.8881 | 0 | 0 | eTRM SWHC039-01 | 40.59 | 2019 | 0 | 26.26 | 2018 | 0 | 0 | eTRM SWHC039-01 | Res Thermostats (Elec/Elec) - Hot-Dry ¦ SDG&E ¦ Hot-Dry | Res Thermostats (Elec/Elec) - Hot-Dry | 0.070451 | 1 | 0.70469 | RASS 2019 | 0 | 2012 | 0.55 | SWHC039 Version 01
RES-HVAC-65.12 | Res ¦ Res Programmable Thermostat (Elec SC and Elec SH) - Marine ¦ PG&E ¦ Marine | Res ¦ Res Programmable Thermostat (Elec SC and Elec SH) - Marine | PG&E ¦ Marine | PG&E | All | Electric | Blended baseline of 12% manual thermostats and 88% manual thermostats (elec/elec) | Average Existing and Code | 0 | Conventional | HVAC | Res - Multi Family | Res | RET and NEW | 0 | Residential Households | Each | 11 | DEER:HVAC_Eff_AC | 15.8332 | 0 | 0 | eTRM SWHC039-01 | 40.59 | 2019 | 0 | 26.26 | 2018 | 0 | 0 | eTRM SWHC039-01 | Res Thermostats (Elec/Elec) - Marine ¦ PG&E ¦ Marine | Res Thermostats (Elec/Elec) - Marine | 0.085615 | 1 | 0.7641 | RASS 2019 | 0 | 2012 | 0.55 | SWHC039 Version 01
RES-HVAC-65.13 | Res ¦ Res Programmable Thermostat (Elec SC and Elec SH) - Hot-Dry ¦ PG&E ¦ Hot-Dry | Res ¦ Res Programmable Thermostat (Elec SC and Elec SH) - Hot-Dry | PG&E ¦ Hot-Dry | PG&E | All | Electric | Blended baseline of 12% manual thermostats and 88% manual thermostats (elec/elec) | Average Existing and Code | 0 | Conventional | HVAC | Res - Multi Family | Res | RET and NEW | 0 | Residential Households | Each | 11 | DEER:HVAC_Eff_AC | 480.01 | 0 | 0 | eTRM SWHC039-01 | 40.59 | 2019 | 0 | 26.26 | 2018 | 0 | 0 | eTRM SWHC039-01 | Res Thermostats (Elec/Elec) - Hot-Dry ¦ PG&E ¦ Hot-Dry | Res Thermostats (Elec/Elec) - Hot-Dry | 0.26573 | 1 | 0.91475 | RASS 2019 | 0 | 2012 | 0.55 | SWHC039 Version 01
RES-HVAC-65.14 | Res ¦ Res Programmable Thermostat (Elec SC and Elec SH) - Cold ¦ PG&E ¦ Cold | Res ¦ Res Programmable Thermostat (Elec SC and Elec SH) - Cold | PG&E ¦ Cold | PG&E | All | Electric | Blended baseline of 12% manual thermostats and 88% manual thermostats (elec/elec) | Average Existing and Code | 0 | Conventional | HVAC | Res - Multi Family | Res | RET and NEW | 0 | Residential Households | Each | 11 | DEER:HVAC_Eff_AC | 402.7958 | 0 | 0 | eTRM SWHC039-01 | 40.59 | 2019 | 0 | 26.26 | 2018 | 0 | 0 | eTRM SWHC039-01 | Res Thermostats (Elec/Elec) - Cold ¦ PG&E ¦ Cold | Res Thermostats (Elec/Elec) - Cold | 0.33694 | 1 | 1 | RASS 2019 | 0 | 2012 | 0.55 | SWHC039 Version 01
RES-HVAC-65.15 | Res ¦ Res Programmable Thermostat (Elec SC and Elec SH) - Marine ¦ SCE ¦ Marine | Res ¦ Res Programmable Thermostat (Elec SC and Elec SH) - Marine | SCE ¦ Marine | SCE | All | Electric | Blended baseline of 12% manual thermostats and 88% manual thermostats (elec/elec) | Average Existing and Code | 0 | Conventional | HVAC | Res - Multi Family | Res | RET and NEW | 0 | Residential Households | Each | 11 | DEER:HVAC_Eff_AC | 174.843 | 0 | 0 | eTRM SWHC039-01 | 40.59 | 2019 | 0 | 26.26 | 2018 | 0 | 0 | eTRM SWHC039-01 | Res Thermostats (Elec/Elec) - Marine ¦ SCE ¦ Marine | Res Thermostats (Elec/Elec) - Marine | 0.079549 | 1 | 0.73411 | RASS 2019 | 0 | 2012 | 0.55 | SWHC039 Version 01
RES-HVAC-65.16 | Res ¦ Res Programmable Thermostat (Elec SC and Elec SH) - Hot-Dry ¦ SCE ¦ Hot-Dry | Res ¦ Res Programmable Thermostat (Elec SC and Elec SH) - Hot-Dry | SCE ¦ Hot-Dry | SCE | All | Electric | Blended baseline of 12% manual thermostats and 88% manual thermostats (elec/elec) | Average Existing and Code | 0 | Conventional | HVAC | Res - Multi Family | Res | RET and NEW | 0 | Residential Households | Each | 11 | DEER:HVAC_Eff_AC | 386.5047 | 0 | 0 | eTRM SWHC039-01 | 40.59 | 2019 | 0 | 26.26 | 2018 | 0 | 0 | eTRM SWHC039-01 | Res Thermostats (Elec/Elec) - Hot-Dry ¦ SCE ¦ Hot-Dry | Res Thermostats (Elec/Elec) - Hot-Dry | 0.18492 | 1 | 0.89033 | RASS 2019 | 0 | 2012 | 0.55 | SWHC039 Version 01
RES-HVAC-65.17 | Res ¦ Res Programmable Thermostat (Elec SC and Elec SH) - Cold ¦ SCE ¦ Cold | Res ¦ Res Programmable Thermostat (Elec SC and Elec SH) - Cold | SCE ¦ Cold | SCE | All | Electric | Blended baseline of 12% manual thermostats and 88% manual thermostats (elec/elec) | Average Existing and Code | 0 | Conventional | HVAC | Res - Multi Family | Res | RET and NEW | 0 | Residential Households | Each | 11 | DEER:HVAC_Eff_AC | 402.7958 | 0 | 0 | eTRM SWHC039-01 | 40.59 | 2019 | 0 | 26.26 | 2018 | 0 | 0 | eTRM SWHC039-01 | Res Thermostats (Elec/Elec) - Cold ¦ SCE ¦ Cold | Res Thermostats (Elec/Elec) - Cold | 0.33694 | 1 | 1 | RASS 2019 | 0 | 2012 | 0.55 | SWHC039 Version 01
RES-HVAC-65.21 | Res ¦ Res Programmable Thermostat (Elec SC and Elec SH) - Marine ¦ SDG&E ¦ Marine | Res ¦ Res Programmable Thermostat (Elec SC and Elec SH) - Marine | SDG&E ¦ Marine | SDG&E | All | Electric | Blended baseline of 12% manual thermostats and 88% manual thermostats (elec/elec) | Average Existing and Code | 0 | Conventional | HVAC | Res - Multi Family | Res | RET and NEW | 0 | Residential Households | Each | 11 | DEER:HVAC_Eff_AC | 174.843 | 0 | 0 | eTRM SWHC039-01 | 40.59 | 2019 | 0 | 26.26 | 2018 | 0 | 0 | eTRM SWHC039-01 | Res Thermostats (Elec/Elec) - Marine ¦ SDG&E ¦ Marine | Res Thermostats (Elec/Elec) - Marine | 0.055318 | 1 | 0.89564 | RASS 2019 | 0 | 2012 | 0.55 | SWHC039 Version 01
RES-HVAC-65.22 | Res ¦ Res Programmable Thermostat (Elec SC and Elec SH) - Hot-Dry ¦ SDG&E ¦ Hot-Dry | Res ¦ Res Programmable Thermostat (Elec SC and Elec SH) - Hot-Dry | SDG&E ¦ Hot-Dry | SDG&E | All | Electric | Blended baseline of 12% manual thermostats and 88% manual thermostats (elec/elec) | Average Existing and Code | 0 | Conventional | HVAC | Res - Multi Family | Res | RET and NEW | 0 | Residential Households | Each | 11 | DEER:HVAC_Eff_AC | 225.9244 | 0 | 0 | eTRM SWHC039-01 | 40.59 | 2019 | 0 | 26.26 | 2018 | 0 | 0 | eTRM SWHC039-01 | Res Thermostats (Elec/Elec) - Hot-Dry ¦ SDG&E ¦ Hot-Dry | Res Thermostats (Elec/Elec) - Hot-Dry | 0.19101 | 1 | 0.83559 | RASS 2019 | 0 | 2012 | 0.55 | SWHC039 Version 01
RES-HVAC-66.1 | Res ¦ Res Smart Thermostat (Elec SC and Elec SH) - Marine ¦ PG&E ¦ Marine | Res ¦ Res Smart Thermostat (Elec SC and Elec SH) - Marine | PG&E ¦ Marine | PG&E | All | Electric | Smart thermostat (elec/elec) | Efficient | 0 | Conventional | HVAC | Res - Single Family | Res | RET and NEW | 0 | Residential Households | Each | 11 | DEER:HVAC_Eff_AC | 116.7088 | 0 | 0 | eTRM SWHC039-01 | 183.05 | 2019 | 0 | 26.26 | 2018 | 0 | 0 | eTRM SWHC039-01 | Res Thermostats (Elec/Elec) - Marine ¦ PG&E ¦ Marine | Res Thermostats (Elec/Elec) - Marine | 0.056312 | 1 | 0.26911 | RASS 2019 | 0 | 2012 | 0.55 | SWHC039 Version 01
RES-HVAC-66.2 | Res ¦ Res Smart Thermostat (Elec SC and Elec SH) - Hot-Dry ¦ PG&E ¦ Hot-Dry | Res ¦ Res Smart Thermostat (Elec SC and Elec SH) - Hot-Dry | PG&E ¦ Hot-Dry | PG&E | All | Electric | Smart thermostat (elec/elec) | Efficient | 0 | Conventional | HVAC | Res - Single Family | Res | RET and NEW | 0 | Residential Households | Each | 11 | DEER:HVAC_Eff_AC | 890.7032 | 0 | 0 | eTRM SWHC039-01 | 183.05 | 2019 | 0 | 26.26 | 2018 | 0 | 0 | eTRM SWHC039-01 | Res Thermostats (Elec/Elec) - Hot-Dry ¦ PG&E ¦ Hot-Dry | Res Thermostats (Elec/Elec) - Hot-Dry | 0.12303 | 1 | 0.13089 | RASS 2019 | 0 | 2012 | 0.55 | SWHC039 Version 01
RES-HVAC-66.3 | Res ¦ Res Smart Thermostat (Elec SC and Elec SH) - Cold ¦ PG&E ¦ Cold | Res ¦ Res Smart Thermostat (Elec SC and Elec SH) - Cold | PG&E ¦ Cold | PG&E | All | Electric | Smart thermostat (elec/elec) | Efficient | 0 | Conventional | HVAC | Res - Single Family | Res | RET and NEW | 0 | Residential Households | Each | 11 | DEER:HVAC_Eff_AC | 221.2278 | 0 | 0 | eTRM SWHC039-01 | 183.05 | 2019 | 0 | 26.26 | 2018 | 0 | 0 | eTRM SWHC039-01 | Res Thermostats (Elec/Elec) - Cold ¦ PG&E ¦ Cold | Res Thermostats (Elec/Elec) - Cold | 0.0422 | 1 | 0 | RASS 2019 | 0 | 2012 | 0.55 | SWHC039 Version 01
RES-HVAC-66.4 | Res ¦ Res Smart Thermostat (Elec SC and Elec SH) - Marine ¦ SCE ¦ Marine | Res ¦ Res Smart Thermostat (Elec SC and Elec SH) - Marine | SCE ¦ Marine | SCE | All | Electric | Smart thermostat (elec/elec) | Efficient | 0 | Conventional | HVAC | Res - Single Family | Res | RET and NEW | 0 | Residential Households | Each | 11 | DEER:HVAC_Eff_AC | 511.2731 | 0 | 0 | eTRM SWHC039-01 | 183.05 | 2019 | 0 | 26.26 | 2018 | 0 | 0 | eTRM SWHC039-01 | Res Thermostats (Elec/Elec) - Marine ¦ SCE ¦ Marine | Res Thermostats (Elec/Elec) - Marine | 0.043148 | 1 | 0.36197 | RASS 2019 | 0 | 2012 | 0.55 | SWHC039 Version 01
RES-HVAC-66.5 | Res ¦ Res Smart Thermostat (Elec SC and Elec SH) - Hot-Dry ¦ SCE ¦ Hot-Dry | Res ¦ Res Smart Thermostat (Elec SC and Elec SH) - Hot-Dry | SCE ¦ Hot-Dry | SCE | All | Electric | Smart thermostat (elec/elec) | Efficient | 0 | Conventional | HVAC | Res - Single Family | Res | RET and NEW | 0 | Residential Households | Each | 11 | DEER:HVAC_Eff_AC | 1254.9629 | 0 | 0 | eTRM SWHC039-01 | 183.05 | 2019 | 0 | 26.26 | 2018 | 0 | 0 | eTRM SWHC039-01 | Res Thermostats (Elec/Elec) - Hot-Dry ¦ SCE ¦ Hot-Dry | Res Thermostats (Elec/Elec) - Hot-Dry | 0.081504 | 1 | 0.18473 | RASS 2019 | 0 | 2012 | 0.55 | SWHC039 Version 01
RES-HVAC-66.6 | Res ¦ Res Smart Thermostat (Elec SC and Elec SH) - Cold ¦ SCE ¦ Cold | Res ¦ Res Smart Thermostat (Elec SC and Elec SH) - Cold | SCE ¦ Cold | SCE | All | Electric | Smart thermostat (elec/elec) | Efficient | 0 | Conventional | HVAC | Res - Single Family | Res | RET and NEW | 0 | Residential Households | Each | 11 | DEER:HVAC_Eff_AC | 221.2278 | 0 | 0 | eTRM SWHC039-01 | 183.05 | 2019 | 0 | 26.26 | 2018 | 0 | 0 | eTRM SWHC039-01 | Res Thermostats (Elec/Elec) - Cold ¦ SCE ¦ Cold | Res Thermostats (Elec/Elec) - Cold | 0.0092325 | 1 | 0 | RASS 2019 | 0 | 2012 | 0.55 | SWHC039 Version 01
RES-HVAC-66.10 | Res ¦ Res Smart Thermostat (Elec SC and Elec SH) - Marine ¦ SDG&E ¦ Marine | Res ¦ Res Smart Thermostat (Elec SC and Elec SH) - Marine | SDG&E ¦ Marine | SDG&E | All | Electric | Smart thermostat (elec/elec) | Efficient | 0 | Conventional | HVAC | Res - Single Family | Res | RET and NEW | 0 | Residential Households | Each | 11 | DEER:HVAC_Eff_AC | 511.2731 | 0 | 0 | eTRM SWHC039-01 | 183.05 | 2019 | 0 | 26.26 | 2018 | 0 | 0 | eTRM SWHC039-01 | Res Thermostats (Elec/Elec) - Marine ¦ SDG&E ¦ Marine | Res Thermostats (Elec/Elec) - Marine | 0.007984 | 1 | 0 | RASS 2019 | 0 | 2012 | 0.55 | SWHC039 Version 01
RES-HVAC-66.11 | Res ¦ Res Smart Thermostat (Elec SC and Elec SH) - Hot-Dry ¦ SDG&E ¦ Hot-Dry | Res ¦ Res Smart Thermostat (Elec SC and Elec SH) - Hot-Dry | SDG&E ¦ Hot-Dry | SDG&E | All | Electric | Smart thermostat (elec/elec) | Efficient | 0 | Conventional | HVAC | Res - Single Family | Res | RET and NEW | 0 | Residential Households | Each | 11 | DEER:HVAC_Eff_AC | 589.9704 | 0 | 0 | eTRM SWHC039-01 | 183.05 | 2019 | 0 | 26.26 | 2018 | 0 | 0 | eTRM SWHC039-01 | Res Thermostats (Elec/Elec) - Hot-Dry ¦ SDG&E ¦ Hot-Dry | Res Thermostats (Elec/Elec) - Hot-Dry | 0.070451 | 1 | 0.29531 | RASS 2019 | 0 | 2012 | 0.55 | SWHC039 Version 01
RES-HVAC-66.12 | Res ¦ Res Smart Thermostat (Elec SC and Elec SH) - Marine ¦ PG&E ¦ Marine | Res ¦ Res Smart Thermostat (Elec SC and Elec SH) - Marine | PG&E ¦ Marine | PG&E | All | Electric | Smart thermostat (elec/elec) | Efficient | 0 | Conventional | HVAC | Res - Multi Family | Res | RET and NEW | 0 | Residential Households | Each | 11 | DEER:HVAC_Eff_AC | 14.5757 | 0 | 0 | eTRM SWHC039-01 | 183.05 | 2019 | 0 | 26.26 | 2018 | 0 | 0 | eTRM SWHC039-01 | Res Thermostats (Elec/Elec) - Marine ¦ PG&E ¦ Marine | Res Thermostats (Elec/Elec) - Marine | 0.085615 | 1 | 0.2359 | RASS 2019 | 0 | 2012 | 0.55 | SWHC039 Version 01
RES-HVAC-66.13 | Res ¦ Res Smart Thermostat (Elec SC and Elec SH) - Hot-Dry ¦ PG&E ¦ Hot-Dry | Res ¦ Res Smart Thermostat (Elec SC and Elec SH) - Hot-Dry | PG&E ¦ Hot-Dry | PG&E | All | Electric | Smart thermostat (elec/elec) | Efficient | 0 | Conventional | HVAC | Res - Multi Family | Res | RET and NEW | 0 | Residential Households | Each | 11 | DEER:HVAC_Eff_AC | 410.9208 | 0 | 0 | eTRM SWHC039-01 | 183.05 | 2019 | 0 | 26.26 | 2018 | 0 | 0 | eTRM SWHC039-01 | Res Thermostats (Elec/Elec) - Hot-Dry ¦ PG&E ¦ Hot-Dry | Res Thermostats (Elec/Elec) - Hot-Dry | 0.26573 | 1 | 0.085253 | RASS 2019 | 0 | 2012 | 0.55 | SWHC039 Version 01
RES-HVAC-66.14 | Res ¦ Res Smart Thermostat (Elec SC and Elec SH) - Cold ¦ PG&E ¦ Cold | Res ¦ Res Smart Thermostat (Elec SC and Elec SH) - Cold | PG&E ¦ Cold | PG&E | All | Electric | Smart thermostat (elec/elec) | Efficient | 0 | Conventional | HVAC | Res - Multi Family | Res | RET and NEW | 0 | Residential Households | Each | 11 | DEER:HVAC_Eff_AC | 334.9991 | 0 | 0 | eTRM SWHC039-01 | 183.05 | 2019 | 0 | 26.26 | 2018 | 0 | 0 | eTRM SWHC039-01 | Res Thermostats (Elec/Elec) - Cold ¦ PG&E ¦ Cold | Res Thermostats (Elec/Elec) - Cold | 0.33694 | 1 | 0 | RASS 2019 | 0 | 2012 | 0.55 | SWHC039 Version 01
RES-HVAC-66.15 | Res ¦ Res Smart Thermostat (Elec SC and Elec SH) - Marine ¦ SCE ¦ Marine | Res ¦ Res Smart Thermostat (Elec SC and Elec SH) - Marine | SCE ¦ Marine | SCE | All | Electric | Smart thermostat (elec/elec) | Efficient | 0 | Conventional | HVAC | Res - Multi Family | Res | RET and NEW | 0 | Residential Households | Each | 11 | DEER:HVAC_Eff_AC | 158.4577 | 0 | 0 | eTRM SWHC039-01 | 183.05 | 2019 | 0 | 26.26 | 2018 | 0 | 0 | eTRM SWHC039-01 | Res Thermostats (Elec/Elec) - Marine ¦ SCE ¦ Marine | Res Thermostats (Elec/Elec) - Marine | 0.079549 | 1 | 0.26589 | RASS 2019 | 0 | 2012 | 0.55 | SWHC039 Version 01
RES-HVAC-66.16 | Res ¦ Res Smart Thermostat (Elec SC and Elec SH) - Hot-Dry ¦ SCE ¦ Hot-Dry | Res ¦ Res Smart Thermostat (Elec SC and Elec SH) - Hot-Dry | SCE ¦ Hot-Dry | SCE | All | Electric | Smart thermostat (elec/elec) | Efficient | 0 | Conventional | HVAC | Res - Multi Family | Res | RET and NEW | 0 | Residential Households | Each | 11 | DEER:HVAC_Eff_AC | 350.9602 | 0 | 0 | eTRM SWHC039-01 | 183.05 | 2019 | 0 | 26.26 | 2018 | 0 | 0 | eTRM SWHC039-01 | Res Thermostats (Elec/Elec) - Hot-Dry ¦ SCE ¦ Hot-Dry | Res Thermostats (Elec/Elec) - Hot-Dry | 0.18492 | 1 | 0.10967 | RASS 2019 | 0 | 2012 | 0.55 | SWHC039 Version 01
RES-HVAC-66.17 | Res ¦ Res Smart Thermostat (Elec SC and Elec SH) - Cold ¦ SCE ¦ Cold | Res ¦ Res Smart Thermostat (Elec SC and Elec SH) - Cold | SCE ¦ Cold | SCE | All | Electric | Smart thermostat (elec/elec) | Efficient | 0 | Conventional | HVAC | Res - Multi Family | Res | RET and NEW | 0 | Residential Households | Each | 11 | DEER:HVAC_Eff_AC | 334.9991 | 0 | 0 | eTRM SWHC039-01 | 183.05 | 2019 | 0 | 26.26 | 2018 | 0 | 0 | eTRM SWHC039-01 | Res Thermostats (Elec/Elec) - Cold ¦ SCE ¦ Cold | Res Thermostats (Elec/Elec) - Cold | 0.33694 | 1 | 0 | RASS 2019 | 0 | 2012 | 0.55 | SWHC039 Version 01
RES-HVAC-66.21 | Res ¦ Res Smart Thermostat (Elec SC and Elec SH) - Marine ¦ SDG&E ¦ Marine | Res ¦ Res Smart Thermostat (Elec SC and Elec SH) - Marine | SDG&E ¦ Marine | SDG&E | All | Electric | Smart thermostat (elec/elec) | Efficient | 0 | Conventional | HVAC | Res - Multi Family | Res | RET and NEW | 0 | Residential Households | Each | 11 | DEER:HVAC_Eff_AC | 158.4577 | 0 | 0 | eTRM SWHC039-01 | 183.05 | 2019 | 0 | 26.26 | 2018 | 0 | 0 | eTRM SWHC039-01 | Res Thermostats (Elec/Elec) - Marine ¦ SDG&E ¦ Marine | Res Thermostats (Elec/Elec) - Marine | 0.055318 | 1 | 0.10436 | RASS 2019 | 0 | 2012 | 0.55 | SWHC039 Version 01
RES-HVAC-66.22 | Res ¦ Res Smart Thermostat (Elec SC and Elec SH) - Hot-Dry ¦ SDG&E ¦ Hot-Dry | Res ¦ Res Smart Thermostat (Elec SC and Elec SH) - Hot-Dry | SDG&E ¦ Hot-Dry | SDG&E | All | Electric | Smart thermostat (elec/elec) | Efficient | 0 | Conventional | HVAC | Res - Multi Family | Res | RET and NEW | 0 | Residential Households | Each | 11 | DEER:HVAC_Eff_AC | 200.5083 | 0 | 0 | eTRM SWHC039-01 | 183.05 | 2019 | 0 | 26.26 | 2018 | 0 | 0 | eTRM SWHC039-01 | Res Thermostats (Elec/Elec) - Hot-Dry ¦ SDG&E ¦ Hot-Dry | Res Thermostats (Elec/Elec) - Hot-Dry | 0.19101 | 1 | 0.16441 | RASS 2019 | 0 | 2012 | 0.55 | SWHC039 Version 01
RES-HVAC-70.1 | Res ¦ Standard HVAC Installation (Elec SC and Gas SH) - Marine ¦ PG&E ¦ Marine | Res ¦ Standard HVAC Installation (Elec SC and Gas SH) - Marine | PG&E ¦ Marine | PG&E | All | Electric & Gas | Title 20 compliant units following standard installation processes (Elec/Gas) | Average Existing and Code | 0 | Conventional | HVAC | Res - Single Family | Res | ROB and NEW | 0 | Residential Households | Cap-Tons | 3 | DEER:HVAC_Eff_AC | 37.2668 | 0.036272 | 0.99375 | Work Paper SCE17HC023.01 A9 - Calculation Template (Pre-Filtered Impact Tab for CZs) | 0 | 2014 | 0 | 0 | 2014 | 0 | 0 | Work Paper SCE17HC023.01 A10 - RQI and DEER Cost (RQI Cost Calculations Tab Extract) | Quality HVAC Installation (Elec/Gas) - Marine ¦ PG&E ¦ Marine | Quality HVAC Installation (Elec/Gas) - Marine | 1.611 | 1 | 0.5 | CLASS Web Tool - DNV GL 2012; Energy Star Verified HVAC Installation | 0 | 2012 | 0.55 | N/A
RES-HVAC-70.2 | Res ¦ Standard HVAC Installation (Elec SC and Gas SH) - Hot-Dry ¦ PG&E ¦ Hot-Dry | Res ¦ Standard HVAC Installation (Elec SC and Gas SH) - Hot-Dry | PG&E ¦ Hot-Dry | PG&E | All | Electric & Gas | Title 20 compliant units following standard installation processes (Elec/Gas) | Average Existing and Code | 0 | Conventional | HVAC | Res - Single Family | Res | ROB and NEW | 0 | Residential Households | Cap-Tons | 3 | DEER:HVAC_Eff_AC | 95.7482 | 0.070936 | 1.5846 | Work Paper SCE17HC023.01 A9 - Calculation Template (Pre-Filtered Impact Tab for CZs) | 0 | 2014 | 0 | 0 | 2014 | 0 | 0 | Work Paper SCE17HC023.01 A10 - RQI and DEER Cost (RQI Cost Calculations Tab Extract) | Quality HVAC Installation (Elec/Gas) - Hot-Dry ¦ PG&E ¦ Hot-Dry | Quality HVAC Installation (Elec/Gas) - Hot-Dry | 1.611 | 1 | 0.5 | CLASS Web Tool - DNV GL 2012; Energy Star Verified HVAC Installation | 0 | 2012 | 0.55 | N/A
RES-HVAC-70.3 | Res ¦ Standard HVAC Installation (Elec SC and Gas SH) - Cold ¦ PG&E ¦ Cold | Res ¦ Standard HVAC Installation (Elec SC and Gas SH) - Cold | PG&E ¦ Cold | PG&E | All | Electric & Gas | Title 20 compliant units following standard installation processes (Elec/Gas) | Average Existing and Code | 0 | Conventional | HVAC | Res - Single Family | Res | ROB and NEW | 0 | Residential Households | Cap-Tons | 3 | DEER:HVAC_Eff_AC | 124.1969 | 0.023595 | 1.7804 | Work Paper SCE17HC023.01 A9 - Calculation Template (Pre-Filtered Impact Tab for CZs) | 0 | 2014 | 0 | 0 | 2014 | 0 | 0 | Work Paper SCE17HC023.01 A10 - RQI and DEER Cost (RQI Cost Calculations Tab Extract) | Quality HVAC Installation (Elec/Gas) - Cold ¦ PG&E ¦ Cold | Quality HVAC Installation (Elec/Gas) - Cold | 1.611 | 1 | 0.5 | CLASS Web Tool - DNV GL 2012; Energy Star Verified HVAC Installation | 0 | 2012 | 0.55 | N/A
RES-HVAC-70.4 | Res ¦ Standard HVAC Installation (Elec SC and Gas SH) - Marine ¦ PG&E ¦ Marine | Res ¦ Standard HVAC Installation (Elec SC and Gas SH) - Marine | PG&E ¦ Marine | PG&E | All | Electric & Gas | Title 20 compliant units following standard installation processes (Elec/Gas) | Average Existing and Code | 0 | Conventional | HVAC | Res - Multi Family | Res | ROB and NEW | 0 | Residential Households | Cap-Tons | 3 | DEER:HVAC_Eff_AC | 37.2668 | 0.036272 | 0.99375 | Work Paper SCE17HC023.01 A9 - Calculation Template (Pre-Filtered Impact Tab for CZs) | 0 | 2014 | 0 | 0 | 2014 | 0 | 0 | Work Paper SCE17HC023.01 A10 - RQI and DEER Cost (RQI Cost Calculations Tab Extract) | Quality HVAC Installation (Elec/Gas) - Marine ¦ PG&E ¦ Marine | Quality HVAC Installation (Elec/Gas) - Marine | 0.17174 | 1 | 0.5 | CLASS Web Tool - DNV GL 2012; Energy Star Verified HVAC Installation | 0 | 2012 | 0.55 | N/A
RES-HVAC-70.5 | Res ¦ Standard HVAC Installation (Elec SC and Gas SH) - Hot-Dry ¦ PG&E ¦ Hot-Dry | Res ¦ Standard HVAC Installation (Elec SC and Gas SH) - Hot-Dry | PG&E ¦ Hot-Dry | PG&E | All | Electric & Gas | Title 20 compliant units following standard installation processes (Elec/Gas) | Average Existing and Code | 0 | Conventional | HVAC | Res - Multi Family | Res | ROB and NEW | 0 | Residential Households | Cap-Tons | 3 | DEER:HVAC_Eff_AC | 95.7482 | 0.070936 | 1.5846 | Work Paper SCE17HC023.01 A9 - Calculation Template (Pre-Filtered Impact Tab for CZs) | 0 | 2014 | 0 | 0 | 2014 | 0 | 0 | Work Paper SCE17HC023.01 A10 - RQI and DEER Cost (RQI Cost Calculations Tab Extract) | Quality HVAC Installation (Elec/Gas) - Hot-Dry ¦ PG&E ¦ Hot-Dry | Quality HVAC Installation (Elec/Gas) - Hot-Dry | 0.17174 | 1 | 0.5 | CLASS Web Tool - DNV GL 2012; Energy Star Verified HVAC Installation | 0 | 2012 | 0.55 | N/A
RES-HVAC-70.6 | Res ¦ Standard HVAC Installation (Elec SC and Gas SH) - Cold ¦ PG&E ¦ Cold | Res ¦ Standard HVAC Installation (Elec SC and Gas SH) - Cold | PG&E ¦ Cold | PG&E | All | Electric & Gas | Title 20 compliant units following standard installation processes (Elec/Gas) | Average Existing and Code | 0 | Conventional | HVAC | Res - Multi Family | Res | ROB and NEW | 0 | Residential Households | Cap-Tons | 3 | DEER:HVAC_Eff_AC | 124.1969 | 0.023595 | 1.7804 | Work Paper SCE17HC023.01 A9 - Calculation Template (Pre-Filtered Impact Tab for CZs) | 0 | 2014 | 0 | 0 | 2014 | 0 | 0 | Work Paper SCE17HC023.01 A10 - RQI and DEER Cost (RQI Cost Calculations Tab Extract) | Quality HVAC Installation (Elec/Gas) - Cold ¦ PG&E ¦ Cold | Quality HVAC Installation (Elec/Gas) - Cold | 0.17174 | 1 | 0.5 | CLASS Web Tool - DNV GL 2012; Energy Star Verified HVAC Installation | 0 | 2012 | 0.55 | N/A
RES-HVAC-70.7 | Res ¦ Standard HVAC Installation (Elec SC and Gas SH) - Marine ¦ SCE ¦ Marine | Res ¦ Standard HVAC Installation (Elec SC and Gas SH) - Marine | SCE ¦ Marine | SCE | All | Electric & Gas | Title 20 compliant units following standard installation processes (Elec/Gas) | Average Existing and Code | 0 | Conventional | HVAC | Res - Single Family | Res | ROB and NEW | 0 | Residential Households | Cap-Tons | 3 | DEER:HVAC_Eff_AC | 36.887 | 0.050484 | 0.79798 | Work Paper SCE17HC023.01 A9 - Calculation Template (Pre-Filtered Impact Tab for CZs) | 0 | 2014 | 0 | 0 | 2014 | 0 | 0 | Work Paper SCE17HC023.01 A10 - RQI and DEER Cost (RQI Cost Calculations Tab Extract) | Quality HVAC Installation (Elec/Gas) - Marine ¦ SCE ¦ Marine | Quality HVAC Installation (Elec/Gas) - Marine | 1.611 | 1 | 0.5 | CLASS Web Tool - DNV GL 2012; Energy Star Verified HVAC Installation | 0 | 2012 | 0.55 | N/A
RES-HVAC-70.8 | Res ¦ Standard HVAC Installation (Elec SC and Gas SH) - Hot-Dry ¦ SCE ¦ Hot-Dry | Res ¦ Standard HVAC Installation (Elec SC and Gas SH) - Hot-Dry | SCE ¦ Hot-Dry | SCE | All | Electric & Gas | Title 20 compliant units following standard installation processes (Elec/Gas) | Average Existing and Code | 0 | Conventional | HVAC | Res - Single Family | Res | ROB and NEW | 0 | Residential Households | Cap-Tons | 3 | DEER:HVAC_Eff_AC | 47.8733 | 0.072493 | 0.43949 | Work Paper SCE17HC023.01 A9 - Calculation Template (Pre-Filtered Impact Tab for CZs) | 0 | 2014 | 0 | 0 | 2014 | 0 | 0 | Work Paper SCE17HC023.01 A10 - RQI and DEER Cost (RQI Cost Calculations Tab Extract) | Quality HVAC Installation (Elec/Gas) - Hot-Dry ¦ SCE ¦ Hot-Dry | Quality HVAC Installation (Elec/Gas) - Hot-Dry | 1.611 | 1 | 0.5 | CLASS Web Tool - DNV GL 2012; Energy Star Verified HVAC Installation | 0 | 2012 | 0.55 | N/A
RES-HVAC-70.9 | Res ¦ Standard HVAC Installation (Elec SC and Gas SH) - Cold ¦ SCE ¦ Cold | Res ¦ Standard HVAC Installation (Elec SC and Gas SH) - Cold | SCE ¦ Cold | SCE | All | Electric & Gas | Title 20 compliant units following standard installation processes (Elec/Gas) | Average Existing and Code | 0 | Conventional | HVAC | Res - Single Family | Res | ROB and NEW | 0 | Residential Households | Cap-Tons | 3 | DEER:HVAC_Eff_AC | 124.1969 | 0.023595 | 1.7804 | Work Paper SCE17HC023.01 A9 - Calculation Template (Pre-Filtered Impact Tab for CZs) | 0 | 2014 | 0 | 0 | 2014 | 0 | 0 | Work Paper SCE17HC023.01 A10 - RQI and DEER Cost (RQI Cost Calculations Tab Extract) | Quality HVAC Installation (Elec/Gas) - Cold ¦ SCE ¦ Cold | Quality HVAC Installation (Elec/Gas) - Cold | 1.611 | 1 | 0.5 | CLASS Web Tool - DNV GL 2012; Energy Star Verified HVAC Installation | 0 | 2012 | 0.55 | N/A
RES-HVAC-70.10 | Res ¦ Standard HVAC Installation (Elec SC and Gas SH) - Marine ¦ SCE ¦ Marine | Res ¦ Standard HVAC Installation (Elec SC and Gas SH) - Marine | SCE ¦ Marine | SCE | All | Electric & Gas | Title 20 compliant units following standard installation processes (Elec/Gas) | Average Existing and Code | 0 | Conventional | HVAC | Res - Multi Family | Res | ROB and NEW | 0 | Residential Households | Cap-Tons | 3 | DEER:HVAC_Eff_AC | 36.887 | 0.050484 | 0.79798 | Work Paper SCE17HC023.01 A9 - Calculation Template (Pre-Filtered Impact Tab for CZs) | 0 | 2014 | 0 | 0 | 2014 | 0 | 0 | Work Paper SCE17HC023.01 A10 - RQI and DEER Cost (RQI Cost Calculations Tab Extract) | Quality HVAC Installation (Elec/Gas) - Marine ¦ SCE ¦ Marine | Quality HVAC Installation (Elec/Gas) - Marine | 0.17174 | 1 | 0.5 | CLASS Web Tool - DNV GL 2012; Energy Star Verified HVAC Installation | 0 | 2012 | 0.55 | N/A
RES-HVAC-70.11 | Res ¦ Standard HVAC Installation (Elec SC and Gas SH) - Hot-Dry ¦ SCE ¦ Hot-Dry | Res ¦ Standard HVAC Installation (Elec SC and Gas SH) - Hot-Dry | SCE ¦ Hot-Dry | SCE | All | Electric & Gas | Title 20 compliant units following standard installation processes (Elec/Gas) | Average Existing and Code | 0 | Conventional | HVAC | Res - Multi Family | Res | ROB and NEW | 0 | Residential Households | Cap-Tons | 3 | DEER:HVAC_Eff_AC | 47.8733 | 0.072493 | 0.43949 | Work Paper SCE17HC023.01 A9 - Calculation Template (Pre-Filtered Impact Tab for CZs) | 0 | 2014 | 0 | 0 | 2014 | 0 | 0 | Work Paper SCE17HC023.01 A10 - RQI and DEER Cost (RQI Cost Calculations Tab Extract) | Quality HVAC Installation (Elec/Gas) - Hot-Dry ¦ SCE ¦ Hot-Dry | Quality HVAC Installation (Elec/Gas) - Hot-Dry | 0.17174 | 1 | 0.5 | CLASS Web Tool - DNV GL 2012; Energy Star Verified HVAC Installation | 0 | 2012 | 0.55 | N/A
RES-HVAC-70.12 | Res ¦ Standard HVAC Installation (Elec SC and Gas SH) - Cold ¦ SCE ¦ Cold | Res ¦ Standard HVAC Installation (Elec SC and Gas SH) - Cold | SCE ¦ Cold | SCE | All | Electric & Gas | Title 20 compliant units following standard installation processes (Elec/Gas) | Average Existing and Code | 0 | Conventional | HVAC | Res - Multi Family | Res | ROB and NEW | 0 | Residential Households | Cap-Tons | 3 | DEER:HVAC_Eff_AC | 124.1969 | 0.023595 | 1.7804 | Work Paper SCE17HC023.01 A9 - Calculation Template (Pre-Filtered Impact Tab for CZs) | 0 | 2014 | 0 | 0 | 2014 | 0 | 0 | Work Paper SCE17HC023.01 A10 - RQI and DEER Cost (RQI Cost Calculations Tab Extract) | Quality HVAC Installation (Elec/Gas) - Cold ¦ SCE ¦ Cold | Quality HVAC Installation (Elec/Gas) - Cold | 0.17174 | 1 | 0.5 | CLASS Web Tool - DNV GL 2012; Energy Star Verified HVAC Installation | 0 | 2012 | 0.55 | N/A
RES-HVAC-70.13 | Res ¦ Standard HVAC Installation (Elec SC and Gas SH) - Marine ¦ SCG ¦ Marine | Res ¦ Standard HVAC Installation (Elec SC and Gas SH) - Marine | SCG ¦ Marine | SCG | All | Electric & Gas | Title 20 compliant units following standard installation processes (Elec/Gas) | Average Existing and Code | 0 | Conventional | HVAC | Res - Single Family | Res | ROB and NEW | 0 | Residential Households | Cap-Tons | 3 | DEER:HVAC_Eff_AC | 36.887 | 0.050484 | 0.79798 | Work Paper SCE17HC023.01 A9 - Calculation Template (Pre-Filtered Impact Tab for CZs) | 0 | 2014 | 0 | 0 | 2014 | 0 | 0 | Work Paper SCE17HC023.01 A10 - RQI and DEER Cost (RQI Cost Calculations Tab Extract) | Quality HVAC Installation (Elec/Gas) - Marine ¦ SCG ¦ Marine | Quality HVAC Installation (Elec/Gas) - Marine | 1.611 | 1 | 0.5 | CLASS Web Tool - DNV GL 2012; Energy Star Verified HVAC Installation | 0 | 2012 | 0.55 | N/A
RES-HVAC-70.14 | Res ¦ Standard HVAC Installation (Elec SC and Gas SH) - Hot-Dry ¦ SCG ¦ Hot-Dry | Res ¦ Standard HVAC Installation (Elec SC and Gas SH) - Hot-Dry | SCG ¦ Hot-Dry | SCG | All | Electric & Gas | Title 20 compliant units following standard installation processes (Elec/Gas) | Average Existing and Code | 0 | Conventional | HVAC | Res - Single Family | Res | ROB and NEW | 0 | Residential Households | Cap-Tons | 3 | DEER:HVAC_Eff_AC | 63.2236 | 0.12499 | 0.918 | Work Paper SCE17HC023.01 A9 - Calculation Template (Pre-Filtered Impact Tab for CZs) | 0 | 2014 | 0 | 0 | 2014 | 0 | 0 | Work Paper SCE17HC023.01 A10 - RQI and DEER Cost (RQI Cost Calculations Tab Extract) | Quality HVAC Installation (Elec/Gas) - Hot-Dry ¦ SCG ¦ Hot-Dry | Quality HVAC Installation (Elec/Gas) - Hot-Dry | 1.611 | 1 | 0.5 | CLASS Web Tool - DNV GL 2012; Energy Star Verified HVAC Installation | 0 | 2012 | 0.55 | N/A
RES-HVAC-70.15 | Res ¦ Standard HVAC Installation (Elec SC and Gas SH) - Cold ¦ SCG ¦ Cold | Res ¦ Standard HVAC Installation (Elec SC and Gas SH) - Cold | SCG ¦ Cold | SCG | All | Electric & Gas | Title 20 compliant units following standard installation processes (Elec/Gas) | Average Existing and Code | 0 | Conventional | HVAC | Res - Single Family | Res | ROB and NEW | 0 | Residential Households | Cap-Tons | 3 | DEER:HVAC_Eff_AC | 124.1969 | 0.023595 | 1.7804 | Work Paper SCE17HC023.01 A9 - Calculation Template (Pre-Filtered Impact Tab for CZs) | 0 | 2014 | 0 | 0 | 2014 | 0 | 0 | Work Paper SCE17HC023.01 A10 - RQI and DEER Cost (RQI Cost Calculations Tab Extract) | Quality HVAC Installation (Elec/Gas) - Cold ¦ SCG ¦ Cold | Quality HVAC Installation (Elec/Gas) - Cold | 1.611 | 1 | 0.5 | CLASS Web Tool - DNV GL 2012; Energy Star Verified HVAC Installation | 0 | 2012 | 0.55 | N/A
RES-HVAC-70.16 | Res ¦ Standard HVAC Installation (Elec SC and Gas SH) - Marine ¦ SCG ¦ Marine | Res ¦ Standard HVAC Installation (Elec SC and Gas SH) - Marine | SCG ¦ Marine | SCG | All | Electric & Gas | Title 20 compliant units following standard installation processes (Elec/Gas) | Average Existing and Code | 0 | Conventional | HVAC | Res - Multi Family | Res | ROB and NEW | 0 | Residential Households | Cap-Tons | 3 | DEER:HVAC_Eff_AC | 36.887 | 0.050484 | 0.79798 | Work Paper SCE17HC023.01 A9 - Calculation Template (Pre-Filtered Impact Tab for CZs) | 0 | 2014 | 0 | 0 | 2014 | 0 | 0 | Work Paper SCE17HC023.01 A10 - RQI and DEER Cost (RQI Cost Calculations Tab Extract) | Quality HVAC Installation (Elec/Gas) - Marine ¦ SCG ¦ Marine | Quality HVAC Installation (Elec/Gas) - Marine | 0.17174 | 1 | 0.5 | CLASS Web Tool - DNV GL 2012; Energy Star Verified HVAC Installation | 0 | 2012 | 0.55 | N/A
RES-HVAC-70.17 | Res ¦ Standard HVAC Installation (Elec SC and Gas SH) - Hot-Dry ¦ SCG ¦ Hot-Dry | Res ¦ Standard HVAC Installation (Elec SC and Gas SH) - Hot-Dry | SCG ¦ Hot-Dry | SCG | All | Electric & Gas | Title 20 compliant units following standard installation processes (Elec/Gas) | Average Existing and Code | 0 | Conventional | HVAC | Res - Multi Family | Res | ROB and NEW | 0 | Residential Households | Cap-Tons | 3 | DEER:HVAC_Eff_AC | 63.2236 | 0.12499 | 0.918 | Work Paper SCE17HC023.01 A9 - Calculation Template (Pre-Filtered Impact Tab for CZs) | 0 | 2014 | 0 | 0 | 2014 | 0 | 0 | Work Paper SCE17HC023.01 A10 - RQI and DEER Cost (RQI Cost Calculations Tab Extract) | Quality HVAC Installation (Elec/Gas) - Hot-Dry ¦ SCG ¦ Hot-Dry | Quality HVAC Installation (Elec/Gas) - Hot-Dry | 0.17174 | 1 | 0.5 | CLASS Web Tool - DNV GL 2012; Energy Star Verified HVAC Installation | 0 | 2012 | 0.55 | N/A
RES-HVAC-70.18 | Res ¦ Standard HVAC Installation (Elec SC and Gas SH) - Cold ¦ SCG ¦ Cold | Res ¦ Standard HVAC Installation (Elec SC and Gas SH) - Cold | SCG ¦ Cold | SCG | All | Electric & Gas | Title 20 compliant units following standard installation processes (Elec/Gas) | Average Existing and Code | 0 | Conventional | HVAC | Res - Multi Family | Res | ROB and NEW | 0 | Residential Households | Cap-Tons | 3 | DEER:HVAC_Eff_AC | 124.1969 | 0.023595 | 1.7804 | Work Paper SCE17HC023.01 A9 - Calculation Template (Pre-Filtered Impact Tab for CZs) | 0 | 2014 | 0 | 0 | 2014 | 0 | 0 | Work Paper SCE17HC023.01 A10 - RQI and DEER Cost (RQI Cost Calculations Tab Extract) | Quality HVAC Installation (Elec/Gas) - Cold ¦ SCG ¦ Cold | Quality HVAC Installation (Elec/Gas) - Cold | 0.17174 | 1 | 0.5 | CLASS Web Tool - DNV GL 2012; Energy Star Verified HVAC Installation | 0 | 2012 | 0.55 | N/A
RES-HVAC-70.19 | Res ¦ Standard HVAC Installation (Elec SC and Gas SH) - Marine ¦ SDG&E ¦ Marine | Res ¦ Standard HVAC Installation (Elec SC and Gas SH) - Marine | SDG&E ¦ Marine | SDG&E | All | Electric & Gas | Title 20 compliant units following standard installation processes (Elec/Gas) | Average Existing and Code | 0 | Conventional | HVAC | Res - Single Family | Res | ROB and NEW | 0 | Residential Households | Cap-Tons | 3 | DEER:HVAC_Eff_AC | 36.887 | 0.050484 | 0.79798 | Work Paper SCE17HC023.01 A9 - Calculation Template (Pre-Filtered Impact Tab for CZs) | 0 | 2014 | 0 | 0 | 2014 | 0 | 0 | Work Paper SCE17HC023.01 A10 - RQI and DEER Cost (RQI Cost Calculations Tab Extract) | Quality HVAC Installation (Elec/Gas) - Marine ¦ SDG&E ¦ Marine | Quality HVAC Installation (Elec/Gas) - Marine | 1.611 | 1 | 0.5 | CLASS Web Tool - DNV GL 2012; Energy Star Verified HVAC Installation | 0 | 2012 | 0.55 | N/A
RES-HVAC-70.20 | Res ¦ Standard HVAC Installation (Elec SC and Gas SH) - Hot-Dry ¦ SDG&E ¦ Hot-Dry | Res ¦ Standard HVAC Installation (Elec SC and Gas SH) - Hot-Dry | SDG&E ¦ Hot-Dry | SDG&E | All | Electric & Gas | Title 20 compliant units following standard installation processes (Elec/Gas) | Average Existing and Code | 0 | Conventional | HVAC | Res - Single Family | Res | ROB and NEW | 0 | Residential Households | Cap-Tons | 3 | DEER:HVAC_Eff_AC | 33.8812 | 0.056265 | 0.3088 | Work Paper SCE17HC023.01 A9 - Calculation Template (Pre-Filtered Impact Tab for CZs) | 0 | 2014 | 0 | 0 | 2014 | 0 | 0 | Work Paper SCE17HC023.01 A10 - RQI and DEER Cost (RQI Cost Calculations Tab Extract) | Quality HVAC Installation (Elec/Gas) - Hot-Dry ¦ SDG&E ¦ Hot-Dry | Quality HVAC Installation (Elec/Gas) - Hot-Dry | 1.611 | 1 | 0.5 | CLASS Web Tool - DNV GL 2012; Energy Star Verified HVAC Installation | 0 | 2012 | 0.55 | N/A
RES-HVAC-70.21 | Res ¦ Standard HVAC Installation (Elec SC and Gas SH) - Marine ¦ SDG&E ¦ Marine | Res ¦ Standard HVAC Installation (Elec SC and Gas SH) - Marine | SDG&E ¦ Marine | SDG&E | All | Electric & Gas | Title 20 compliant units following standard installation processes (Elec/Gas) | Average Existing and Code | 0 | Conventional | HVAC | Res - Multi Family | Res | ROB and NEW | 0 | Residential Households | Cap-Tons | 3 | DEER:HVAC_Eff_AC | 36.887 | 0.050484 | 0.79798 | Work Paper SCE17HC023.01 A9 - Calculation Template (Pre-Filtered Impact Tab for CZs) | 0 | 2014 | 0 | 0 | 2014 | 0 | 0 | Work Paper SCE17HC023.01 A10 - RQI and DEER Cost (RQI Cost Calculations Tab Extract) | Quality HVAC Installation (Elec/Gas) - Marine ¦ SDG&E ¦ Marine | Quality HVAC Installation (Elec/Gas) - Marine | 0.17174 | 1 | 0.5 | CLASS Web Tool - DNV GL 2012; Energy Star Verified HVAC Installation | 0 | 2012 | 0.55 | N/A
RES-HVAC-70.22 | Res ¦ Standard HVAC Installation (Elec SC and Gas SH) - Hot-Dry ¦ SDG&E ¦ Hot-Dry | Res ¦ Standard HVAC Installation (Elec SC and Gas SH) - Hot-Dry | SDG&E ¦ Hot-Dry | SDG&E | All | Electric & Gas | Title 20 compliant units following standard installation processes (Elec/Gas) | Average Existing and Code | 0 | Conventional | HVAC | Res - Multi Family | Res | ROB and NEW | 0 | Residential Households | Cap-Tons | 3 | DEER:HVAC_Eff_AC | 33.8812 | 0.056265 | 0.3088 | Work Paper SCE17HC023.01 A9 - Calculation Template (Pre-Filtered Impact Tab for CZs) | 0 | 2014 | 0 | 0 | 2014 | 0 | 0 | Work Paper SCE17HC023.01 A10 - RQI and DEER Cost (RQI Cost Calculations Tab Extract) | Quality HVAC Installation (Elec/Gas) - Hot-Dry ¦ SDG&E ¦ Hot-Dry | Quality HVAC Installation (Elec/Gas) - Hot-Dry | 0.17174 | 1 | 0.5 | CLASS Web Tool - DNV GL 2012; Energy Star Verified HVAC Installation | 0 | 2012 | 0.55 | N/A
RES-HVAC-71.1 | Res ¦ Quality HVAC Installation (Elec SC and Gas SH) - Marine ¦ PG&E ¦ Marine | Res ¦ Quality HVAC Installation (Elec SC and Gas SH) - Marine | PG&E ¦ Marine | PG&E | All | Electric & Gas | Quality Installation Split AC/HP SEER 15, 16 and 17 (Elec/Gas) | Efficient | 0 | Conventional | HVAC | Res - Single Family | Res | ROB and NEW | 0 | Residential Households | Cap-Tons | 3 | DEER:HVAC_Eff_AC | 0 | 0 | 0 | Work Paper SCE17HC023.01 A9 - Calculation Template (Pre-Filtered Impact Tab for CZs) | 23.8167 | 2014 | 0 | 494.6951 | 2014 | 0 | 0 | Work Paper SCE17HC023.01 A10 - RQI and DEER Cost (RQI Cost Calculations Tab Extract) | Quality HVAC Installation (Elec/Gas) - Marine ¦ PG&E ¦ Marine | Quality HVAC Installation (Elec/Gas) - Marine | 1.611 | 1 | 0.5 | CLASS Web Tool - DNV GL 2012; Energy Star Verified HVAC Installation | 0 | 2012 | 0.55 | N/A
RES-HVAC-71.2 | Res ¦ Quality HVAC Installation (Elec SC and Gas SH) - Hot-Dry ¦ PG&E ¦ Hot-Dry | Res ¦ Quality HVAC Installation (Elec SC and Gas SH) - Hot-Dry | PG&E ¦ Hot-Dry | PG&E | All | Electric & Gas | Quality Installation Split AC/HP SEER 15, 16 and 17 (Elec/Gas) | Efficient | 0 | Conventional | HVAC | Res - Single Family | Res | ROB and NEW | 0 | Residential Households | Cap-Tons | 3 | DEER:HVAC_Eff_AC | 0 | 0 | 0 | Work Paper SCE17HC023.01 A9 - Calculation Template (Pre-Filtered Impact Tab for CZs) | 23.8167 | 2014 | 0 | 494.6951 | 2014 | 0 | 0 | Work Paper SCE17HC023.01 A10 - RQI and DEER Cost (RQI Cost Calculations Tab Extract) | Quality HVAC Installation (Elec/Gas) - Hot-Dry ¦ PG&E ¦ Hot-Dry | Quality HVAC Installation (Elec/Gas) - Hot-Dry | 1.611 | 1 | 0.5 | CLASS Web Tool - DNV GL 2012; Energy Star Verified HVAC Installation | 0 | 2012 | 0.55 | N/A
RES-HVAC-71.3 | Res ¦ Quality HVAC Installation (Elec SC and Gas SH) - Cold ¦ PG&E ¦ Cold | Res ¦ Quality HVAC Installation (Elec SC and Gas SH) - Cold | PG&E ¦ Cold | PG&E | All | Electric & Gas | Quality Installation Split AC/HP SEER 15, 16 and 17 (Elec/Gas) | Efficient | 0 | Conventional | HVAC | Res - Single Family | Res | ROB and NEW | 0 | Residential Households | Cap-Tons | 3 | DEER:HVAC_Eff_AC | 0 | 0 | 0 | Work Paper SCE17HC023.01 A9 - Calculation Template (Pre-Filtered Impact Tab for CZs) | 23.8167 | 2014 | 0 | 494.6951 | 2014 | 0 | 0 | Work Paper SCE17HC023.01 A10 - RQI and DEER Cost (RQI Cost Calculations Tab Extract) | Quality HVAC Installation (Elec/Gas) - Cold ¦ PG&E ¦ Cold | Quality HVAC Installation (Elec/Gas) - Cold | 1.611 | 1 | 0.5 | CLASS Web Tool - DNV GL 2012; Energy Star Verified HVAC Installation | 0 | 2012 | 0.55 | N/A
RES-HVAC-71.4 | Res ¦ Quality HVAC Installation (Elec SC and Gas SH) - Marine ¦ PG&E ¦ Marine | Res ¦ Quality HVAC Installation (Elec SC and Gas SH) - Marine | PG&E ¦ Marine | PG&E | All | Electric & Gas | Quality Installation Split AC/HP SEER 15, 16 and 17 (Elec/Gas) | Efficient | 0 | Conventional | HVAC | Res - Multi Family | Res | ROB and NEW | 0 | Residential Households | Cap-Tons | 3 | DEER:HVAC_Eff_AC | 0 | 0 | 0 | Work Paper SCE17HC023.01 A9 - Calculation Template (Pre-Filtered Impact Tab for CZs) | 23.8167 | 2014 | 0 | 494.6951 | 2014 | 0 | 0 | Work Paper SCE17HC023.01 A10 - RQI and DEER Cost (RQI Cost Calculations Tab Extract) | Quality HVAC Installation (Elec/Gas) - Marine ¦ PG&E ¦ Marine | Quality HVAC Installation (Elec/Gas) - Marine | 0.17174 | 1 | 0.5 | CLASS Web Tool - DNV GL 2012; Energy Star Verified HVAC Installation | 0 | 2012 | 0.55 | N/A
RES-HVAC-71.5 | Res ¦ Quality HVAC Installation (Elec SC and Gas SH) - Hot-Dry ¦ PG&E ¦ Hot-Dry | Res ¦ Quality HVAC Installation (Elec SC and Gas SH) - Hot-Dry | PG&E ¦ Hot-Dry | PG&E | All | Electric & Gas | Quality Installation Split AC/HP SEER 15, 16 and 17 (Elec/Gas) | Efficient | 0 | Conventional | HVAC | Res - Multi Family | Res | ROB and NEW | 0 | Residential Households | Cap-Tons | 3 | DEER:HVAC_Eff_AC | 0 | 0 | 0 | Work Paper SCE17HC023.01 A9 - Calculation Template (Pre-Filtered Impact Tab for CZs) | 23.8167 | 2014 | 0 | 494.6951 | 2014 | 0 | 0 | Work Paper SCE17HC023.01 A10 - RQI and DEER Cost (RQI Cost Calculations Tab Extract) | Quality HVAC Installation (Elec/Gas) - Hot-Dry ¦ PG&E ¦ Hot-Dry | Quality HVAC Installation (Elec/Gas) - Hot-Dry | 0.17174 | 1 | 0.5 | CLASS Web Tool - DNV GL 2012; Energy Star Verified HVAC Installation | 0 | 2012 | 0.55 | N/A
RES-HVAC-71.6 | Res ¦ Quality HVAC Installation (Elec SC and Gas SH) - Cold ¦ PG&E ¦ Cold | Res ¦ Quality HVAC Installation (Elec SC and Gas SH) - Cold | PG&E ¦ Cold | PG&E | All | Electric & Gas | Quality Installation Split AC/HP SEER 15, 16 and 17 (Elec/Gas) | Efficient | 0 | Conventional | HVAC | Res - Multi Family | Res | ROB and NEW | 0 | Residential Households | Cap-Tons | 3 | DEER:HVAC_Eff_AC | 0 | 0 | 0 | Work Paper SCE17HC023.01 A9 - Calculation Template (Pre-Filtered Impact Tab for CZs) | 23.8167 | 2014 | 0 | 494.6951 | 2014 | 0 | 0 | Work Paper SCE17HC023.01 A10 - RQI and DEER Cost (RQI Cost Calculations Tab Extract) | Quality HVAC Installation (Elec/Gas) - Cold ¦ PG&E ¦ Cold | Quality HVAC Installation (Elec/Gas) - Cold | 0.17174 | 1 | 0.5 | CLASS Web Tool - DNV GL 2012; Energy Star Verified HVAC Installation | 0 | 2012 | 0.55 | N/A
RES-HVAC-71.7 | Res ¦ Quality HVAC Installation (Elec SC and Gas SH) - Marine ¦ SCE ¦ Marine | Res ¦ Quality HVAC Installation (Elec SC and Gas SH) - Marine | SCE ¦ Marine | SCE | All | Electric & Gas | Quality Installation Split AC/HP SEER 15, 16 and 17 (Elec/Gas) | Efficient | 0 | Conventional | HVAC | Res - Single Family | Res | ROB and NEW | 0 | Residential Households | Cap-Tons | 3 | DEER:HVAC_Eff_AC | 0 | 0 | 0 | Work Paper SCE17HC023.01 A9 - Calculation Template (Pre-Filtered Impact Tab for CZs) | 23.8167 | 2014 | 0 | 494.6951 | 2014 | 0 | 0 | Work Paper SCE17HC023.01 A10 - RQI and DEER Cost (RQI Cost Calculations Tab Extract) | Quality HVAC Installation (Elec/Gas) - Marine ¦ SCE ¦ Marine | Quality HVAC Installation (Elec/Gas) - Marine | 1.611 | 1 | 0.5 | CLASS Web Tool - DNV GL 2012; Energy Star Verified HVAC Installation | 0 | 2012 | 0.55 | N/A
RES-HVAC-71.8 | Res ¦ Quality HVAC Installation (Elec SC and Gas SH) - Hot-Dry ¦ SCE ¦ Hot-Dry | Res ¦ Quality HVAC Installation (Elec SC and Gas SH) - Hot-Dry | SCE ¦ Hot-Dry | SCE | All | Electric & Gas | Quality Installation Split AC/HP SEER 15, 16 and 17 (Elec/Gas) | Efficient | 0 | Conventional | HVAC | Res - Single Family | Res | ROB and NEW | 0 | Residential Households | Cap-Tons | 3 | DEER:HVAC_Eff_AC | 0 | 0 | 0 | Work Paper SCE17HC023.01 A9 - Calculation Template (Pre-Filtered Impact Tab for CZs) | 23.8167 | 2014 | 0 | 494.6951 | 2014 | 0 | 0 | Work Paper SCE17HC023.01 A10 - RQI and DEER Cost (RQI Cost Calculations Tab Extract) | Quality HVAC Installation (Elec/Gas) - Hot-Dry ¦ SCE ¦ Hot-Dry | Quality HVAC Installation (Elec/Gas) - Hot-Dry | 1.611 | 1 | 0.5 | CLASS Web Tool - DNV GL 2012; Energy Star Verified HVAC Installation | 0 | 2012 | 0.55 | N/A
RES-HVAC-71.9 | Res ¦ Quality HVAC Installation (Elec SC and Gas SH) - Cold ¦ SCE ¦ Cold | Res ¦ Quality HVAC Installation (Elec SC and Gas SH) - Cold | SCE ¦ Cold | SCE | All | Electric & Gas | Quality Installation Split AC/HP SEER 15, 16 and 17 (Elec/Gas) | Efficient | 0 | Conventional | HVAC | Res - Single Family | Res | ROB and NEW | 0 | Residential Households | Cap-Tons | 3 | DEER:HVAC_Eff_AC | 0 | 0 | 0 | Work Paper SCE17HC023.01 A9 - Calculation Template (Pre-Filtered Impact Tab for CZs) | 23.8167 | 2014 | 0 | 494.6951 | 2014 | 0 | 0 | Work Paper SCE17HC023.01 A10 - RQI and DEER Cost (RQI Cost Calculations Tab Extract) | Quality HVAC Installation (Elec/Gas) - Cold ¦ SCE ¦ Cold | Quality HVAC Installation (Elec/Gas) - Cold | 1.611 | 1 | 0.5 | CLASS Web Tool - DNV GL 2012; Energy Star Verified HVAC Installation | 0 | 2012 | 0.55 | N/A
RES-HVAC-71.10 | Res ¦ Quality HVAC Installation (Elec SC and Gas SH) - Marine ¦ SCE ¦ Marine | Res ¦ Quality HVAC Installation (Elec SC and Gas SH) - Marine | SCE ¦ Marine | SCE | All | Electric & Gas | Quality Installation Split AC/HP SEER 15, 16 and 17 (Elec/Gas) | Efficient | 0 | Conventional | HVAC | Res - Multi Family | Res | ROB and NEW | 0 | Residential Households | Cap-Tons | 3 | DEER:HVAC_Eff_AC | 0 | 0 | 0 | Work Paper SCE17HC023.01 A9 - Calculation Template (Pre-Filtered Impact Tab for CZs) | 23.8167 | 2014 | 0 | 494.6951 | 2014 | 0 | 0 | Work Paper SCE17HC023.01 A10 - RQI and DEER Cost (RQI Cost Calculations Tab Extract) | Quality HVAC Installation (Elec/Gas) - Marine ¦ SCE ¦ Marine | Quality HVAC Installation (Elec/Gas) - Marine | 0.17174 | 1 | 0.5 | CLASS Web Tool - DNV GL 2012; Energy Star Verified HVAC Installation | 0 | 2012 | 0.55 | N/A
RES-HVAC-71.11 | Res ¦ Quality HVAC Installation (Elec SC and Gas SH) - Hot-Dry ¦ SCE ¦ Hot-Dry | Res ¦ Quality HVAC Installation (Elec SC and Gas SH) - Hot-Dry | SCE ¦ Hot-Dry | SCE | All | Electric & Gas | Quality Installation Split AC/HP SEER 15, 16 and 17 (Elec/Gas) | Efficient | 0 | Conventional | HVAC | Res - Multi Family | Res | ROB and NEW | 0 | Residential Households | Cap-Tons | 3 | DEER:HVAC_Eff_AC | 0 | 0 | 0 | Work Paper SCE17HC023.01 A9 - Calculation Template (Pre-Filtered Impact Tab for CZs) | 23.8167 | 2014 | 0 | 494.6951 | 2014 | 0 | 0 | Work Paper SCE17HC023.01 A10 - RQI and DEER Cost (RQI Cost Calculations Tab Extract) | Quality HVAC Installation (Elec/Gas) - Hot-Dry ¦ SCE ¦ Hot-Dry | Quality HVAC Installation (Elec/Gas) - Hot-Dry | 0.17174 | 1 | 0.5 | CLASS Web Tool - DNV GL 2012; Energy Star Verified HVAC Installation | 0 | 2012 | 0.55 | N/A
RES-HVAC-71.12 | Res ¦ Quality HVAC Installation (Elec SC and Gas SH) - Cold ¦ SCE ¦ Cold | Res ¦ Quality HVAC Installation (Elec SC and Gas SH) - Cold | SCE ¦ Cold | SCE | All | Electric & Gas | Quality Installation Split AC/HP SEER 15, 16 and 17 (Elec/Gas) | Efficient | 0 | Conventional | HVAC | Res - Multi Family | Res | ROB and NEW | 0 | Residential Households | Cap-Tons | 3 | DEER:HVAC_Eff_AC | 0 | 0 | 0 | Work Paper SCE17HC023.01 A9 - Calculation Template (Pre-Filtered Impact Tab for CZs) | 23.8167 | 2014 | 0 | 494.6951 | 2014 | 0 | 0 | Work Paper SCE17HC023.01 A10 - RQI and DEER Cost (RQI Cost Calculations Tab Extract) | Quality HVAC Installation (Elec/Gas) - Cold ¦ SCE ¦ Cold | Quality HVAC Installation (Elec/Gas) - Cold | 0.17174 | 1 | 0.5 | CLASS Web Tool - DNV GL 2012; Energy Star Verified HVAC Installation | 0 | 2012 | 0.55 | N/A
RES-HVAC-71.13 | Res ¦ Quality HVAC Installation (Elec SC and Gas SH) - Marine ¦ SCG ¦ Marine | Res ¦ Quality HVAC Installation (Elec SC and Gas SH) - Marine | SCG ¦ Marine | SCG | All | Electric & Gas | Quality Installation Split AC/HP SEER 15, 16 and 17 (Elec/Gas) | Efficient | 0 | Conventional | HVAC | Res - Single Family | Res | ROB and NEW | 0 | Residential Households | Cap-Tons | 3 | DEER:HVAC_Eff_AC | 0 | 0 | 0 | Work Paper SCE17HC023.01 A9 - Calculation Template (Pre-Filtered Impact Tab for CZs) | 23.8167 | 2014 | 0 | 494.6951 | 2014 | 0 | 0 | Work Paper SCE17HC023.01 A10 - RQI and DEER Cost (RQI Cost Calculations Tab Extract) | Quality HVAC Installation (Elec/Gas) - Marine ¦ SCG ¦ Marine | Quality HVAC Installation (Elec/Gas) - Marine | 1.611 | 1 | 0.5 | CLASS Web Tool - DNV GL 2012; Energy Star Verified HVAC Installation | 0 | 2012 | 0.55 | N/A
RES-HVAC-71.14 | Res ¦ Quality HVAC Installation (Elec SC and Gas SH) - Hot-Dry ¦ SCG ¦ Hot-Dry | Res ¦ Quality HVAC Installation (Elec SC and Gas SH) - Hot-Dry | SCG ¦ Hot-Dry | SCG | All | Electric & Gas | Quality Installation Split AC/HP SEER 15, 16 and 17 (Elec/Gas) | Efficient | 0 | Conventional | HVAC | Res - Single Family | Res | ROB and NEW | 0 | Residential Households | Cap-Tons | 3 | DEER:HVAC_Eff_AC | 0 | 0 | 0 | Work Paper SCE17HC023.01 A9 - Calculation Template (Pre-Filtered Impact Tab for CZs) | 23.8167 | 2014 | 0 | 494.6951 | 2014 | 0 | 0 | Work Paper SCE17HC023.01 A10 - RQI and DEER Cost (RQI Cost Calculations Tab Extract) | Quality HVAC Installation (Elec/Gas) - Hot-Dry ¦ SCG ¦ Hot-Dry | Quality HVAC Installation (Elec/Gas) - Hot-Dry | 1.611 | 1 | 0.5 | CLASS Web Tool - DNV GL 2012; Energy Star Verified HVAC Installation | 0 | 2012 | 0.55 | N/A
RES-HVAC-71.15 | Res ¦ Quality HVAC Installation (Elec SC and Gas SH) - Cold ¦ SCG ¦ Cold | Res ¦ Quality HVAC Installation (Elec SC and Gas SH) - Cold | SCG ¦ Cold | SCG | All | Electric & Gas | Quality Installation Split AC/HP SEER 15, 16 and 17 (Elec/Gas) | Efficient | 0 | Conventional | HVAC | Res - Single Family | Res | ROB and NEW | 0 | Residential Households | Cap-Tons | 3 | DEER:HVAC_Eff_AC | 0 | 0 | 0 | Work Paper SCE17HC023.01 A9 - Calculation Template (Pre-Filtered Impact Tab for CZs) | 23.8167 | 2014 | 0 | 494.6951 | 2014 | 0 | 0 | Work Paper SCE17HC023.01 A10 - RQI and DEER Cost (RQI Cost Calculations Tab Extract) | Quality HVAC Installation (Elec/Gas) - Cold ¦ SCG ¦ Cold | Quality HVAC Installation (Elec/Gas) - Cold | 1.611 | 1 | 0.5 | CLASS Web Tool - DNV GL 2012; Energy Star Verified HVAC Installation | 0 | 2012 | 0.55 | N/A
RES-HVAC-71.16 | Res ¦ Quality HVAC Installation (Elec SC and Gas SH) - Marine ¦ SCG ¦ Marine | Res ¦ Quality HVAC Installation (Elec SC and Gas SH) - Marine | SCG ¦ Marine | SCG | All | Electric & Gas | Quality Installation Split AC/HP SEER 15, 16 and 17 (Elec/Gas) | Efficient | 0 | Conventional | HVAC | Res - Multi Family | Res | ROB and NEW | 0 | Residential Households | Cap-Tons | 3 | DEER:HVAC_Eff_AC | 0 | 0 | 0 | Work Paper SCE17HC023.01 A9 - Calculation Template (Pre-Filtered Impact Tab for CZs) | 23.8167 | 2014 | 0 | 494.6951 | 2014 | 0 | 0 | Work Paper SCE17HC023.01 A10 - RQI and DEER Cost (RQI Cost Calculations Tab Extract) | Quality HVAC Installation (Elec/Gas) - Marine ¦ SCG ¦ Marine | Quality HVAC Installation (Elec/Gas) - Marine | 0.17174 | 1 | 0.5 | CLASS Web Tool - DNV GL 2012; Energy Star Verified HVAC Installation | 0 | 2012 | 0.55 | N/A
RES-HVAC-71.17 | Res ¦ Quality HVAC Installation (Elec SC and Gas SH) - Hot-Dry ¦ SCG ¦ Hot-Dry | Res ¦ Quality HVAC Installation (Elec SC and Gas SH) - Hot-Dry | SCG ¦ Hot-Dry | SCG | All | Electric & Gas | Quality Installation Split AC/HP SEER 15, 16 and 17 (Elec/Gas) | Efficient | 0 | Conventional | HVAC | Res - Multi Family | Res | ROB and NEW | 0 | Residential Households | Cap-Tons | 3 | DEER:HVAC_Eff_AC | 0 | 0 | 0 | Work Paper SCE17HC023.01 A9 - Calculation Template (Pre-Filtered Impact Tab for CZs) | 23.8167 | 2014 | 0 | 494.6951 | 2014 | 0 | 0 | Work Paper SCE17HC023.01 A10 - RQI and DEER Cost (RQI Cost Calculations Tab Extract) | Quality HVAC Installation (Elec/Gas) - Hot-Dry ¦ SCG ¦ Hot-Dry | Quality HVAC Installation (Elec/Gas) - Hot-Dry | 0.17174 | 1 | 0.5 | CLASS Web Tool - DNV GL 2012; Energy Star Verified HVAC Installation | 0 | 2012 | 0.55 | N/A
RES-HVAC-71.18 | Res ¦ Quality HVAC Installation (Elec SC and Gas SH) - Cold ¦ SCG ¦ Cold | Res ¦ Quality HVAC Installation (Elec SC and Gas SH) - Cold | SCG ¦ Cold | SCG | All | Electric & Gas | Quality Installation Split AC/HP SEER 15, 16 and 17 (Elec/Gas) | Efficient | 0 | Conventional | HVAC | Res - Multi Family | Res | ROB and NEW | 0 | Residential Households | Cap-Tons | 3 | DEER:HVAC_Eff_AC | 0 | 0 | 0 | Work Paper SCE17HC023.01 A9 - Calculation Template (Pre-Filtered Impact Tab for CZs) | 23.8167 | 2014 | 0 | 494.6951 | 2014 | 0 | 0 | Work Paper SCE17HC023.01 A10 - RQI and DEER Cost (RQI Cost Calculations Tab Extract) | Quality HVAC Installation (Elec/Gas) - Cold ¦ SCG ¦ Cold | Quality HVAC Installation (Elec/Gas) - Cold | 0.17174 | 1 | 0.5 | CLASS Web Tool - DNV GL 2012; Energy Star Verified HVAC Installation | 0 | 2012 | 0.55 | N/A
RES-HVAC-71.19 | Res ¦ Quality HVAC Installation (Elec SC and Gas SH) - Marine ¦ SDG&E ¦ Marine | Res ¦ Quality HVAC Installation (Elec SC and Gas SH) - Marine | SDG&E ¦ Marine | SDG&E | All | Electric & Gas | Quality Installation Split AC/HP SEER 15, 16 and 17 (Elec/Gas) | Efficient | 0 | Conventional | HVAC | Res - Single Family | Res | ROB and NEW | 0 | Residential Households | Cap-Tons | 3 | DEER:HVAC_Eff_AC | 0 | 0 | 0 | Work Paper SCE17HC023.01 A9 - Calculation Template (Pre-Filtered Impact Tab for CZs) | 23.8167 | 2014 | 0 | 494.6951 | 2014 | 0 | 0 | Work Paper SCE17HC023.01 A10 - RQI and DEER Cost (RQI Cost Calculations Tab Extract) | Quality HVAC Installation (Elec/Gas) - Marine ¦ SDG&E ¦ Marine | Quality HVAC Installation (Elec/Gas) - Marine | 1.611 | 1 | 0.5 | CLASS Web Tool - DNV GL 2012; Energy Star Verified HVAC Installation | 0 | 2012 | 0.55 | N/A
RES-HVAC-71.20 | Res ¦ Quality HVAC Installation (Elec SC and Gas SH) - Hot-Dry ¦ SDG&E ¦ Hot-Dry | Res ¦ Quality HVAC Installation (Elec SC and Gas SH) - Hot-Dry | SDG&E ¦ Hot-Dry | SDG&E | All | Electric & Gas | Quality Installation Split AC/HP SEER 15, 16 and 17 (Elec/Gas) | Efficient | 0 | Conventional | HVAC | Res - Single Family | Res | ROB and NEW | 0 | Residential Households | Cap-Tons | 3 | DEER:HVAC_Eff_AC | 0 | 0 | 0 | Work Paper SCE17HC023.01 A9 - Calculation Template (Pre-Filtered Impact Tab for CZs) | 23.8167 | 2014 | 0 | 494.6951 | 2014 | 0 | 0 | Work Paper SCE17HC023.01 A10 - RQI and DEER Cost (RQI Cost Calculations Tab Extract) | Quality HVAC Installation (Elec/Gas) - Hot-Dry ¦ SDG&E ¦ Hot-Dry | Quality HVAC Installation (Elec/Gas) - Hot-Dry | 1.611 | 1 | 0.5 | CLASS Web Tool - DNV GL 2012; Energy Star Verified HVAC Installation | 0 | 2012 | 0.55 | N/A
RES-HVAC-71.21 | Res ¦ Quality HVAC Installation (Elec SC and Gas SH) - Marine ¦ SDG&E ¦ Marine | Res ¦ Quality HVAC Installation (Elec SC and Gas SH) - Marine | SDG&E ¦ Marine | SDG&E | All | Electric & Gas | Quality Installation Split AC/HP SEER 15, 16 and 17 (Elec/Gas) | Efficient | 0 | Conventional | HVAC | Res - Multi Family | Res | ROB and NEW | 0 | Residential Households | Cap-Tons | 3 | DEER:HVAC_Eff_AC | 0 | 0 | 0 | Work Paper SCE17HC023.01 A9 - Calculation Template (Pre-Filtered Impact Tab for CZs) | 23.8167 | 2014 | 0 | 494.6951 | 2014 | 0 | 0 | Work Paper SCE17HC023.01 A10 - RQI and DEER Cost (RQI Cost Calculations Tab Extract) | Quality HVAC Installation (Elec/Gas) - Marine ¦ SDG&E ¦ Marine | Quality HVAC Installation (Elec/Gas) - Marine | 0.17174 | 1 | 0.5 | CLASS Web Tool - DNV GL 2012; Energy Star Verified HVAC Installation | 0 | 2012 | 0.55 | N/A
RES-HVAC-71.22 | Res ¦ Quality HVAC Installation (Elec SC and Gas SH) - Hot-Dry ¦ SDG&E ¦ Hot-Dry | Res ¦ Quality HVAC Installation (Elec SC and Gas SH) - Hot-Dry | SDG&E ¦ Hot-Dry | SDG&E | All | Electric & Gas | Quality Installation Split AC/HP SEER 15, 16 and 17 (Elec/Gas) | Efficient | 0 | Conventional | HVAC | Res - Multi Family | Res | ROB and NEW | 0 | Residential Households | Cap-Tons | 3 | DEER:HVAC_Eff_AC | 0 | 0 | 0 | Work Paper SCE17HC023.01 A9 - Calculation Template (Pre-Filtered Impact Tab for CZs) | 23.8167 | 2014 | 0 | 494.6951 | 2014 | 0 | 0 | Work Paper SCE17HC023.01 A10 - RQI and DEER Cost (RQI Cost Calculations Tab Extract) | Quality HVAC Installation (Elec/Gas) - Hot-Dry ¦ SDG&E ¦ Hot-Dry | Quality HVAC Installation (Elec/Gas) - Hot-Dry | 0.17174 | 1 | 0.5 | CLASS Web Tool - DNV GL 2012; Energy Star Verified HVAC Installation | 0 | 2012 | 0.55 | N/A
RES-HVAC-75.1 | Res ¦ Standard HVAC Installation (Elec SC and Elec SH) - Marine ¦ PG&E ¦ Marine | Res ¦ Standard HVAC Installation (Elec SC and Elec SH) - Marine | PG&E ¦ Marine | PG&E | All | Electric | Title 20 compliant units following standard installation processes (Elec/Elec) | Average Existing and Code | 0 | Conventional | HVAC | Res - Single Family | Res | ROB and NEW | 0 | Residential Households | Cap-Tons | 3 | DEER:HVAC_Eff_AC | 37.2668 | 0.036272 | 0 | Work Paper SCE17HC023.01 A9 - Calculation Template (Pre-Filtered Impact Tab for CZs) | 0 | 2014 | 0 | 0 | 2014 | 0 | 0 | Work Paper SCE17HC023.01 A10 - RQI and DEER Cost (RQI Cost Calculations Tab Extract) | Quality HVAC Installation (Elec/Elec) - Marine ¦ PG&E ¦ Marine | Quality HVAC Installation (Elec/Elec) - Marine | 0.27575 | 1 | 0.5 | CLASS Web Tool - DNV GL 2012; Energy Star Verified HVAC Installation | 0 | 2012 | 0.55 | N/A
RES-HVAC-75.2 | Res ¦ Standard HVAC Installation (Elec SC and Elec SH) - Hot-Dry ¦ PG&E ¦ Hot-Dry | Res ¦ Standard HVAC Installation (Elec SC and Elec SH) - Hot-Dry | PG&E ¦ Hot-Dry | PG&E | All | Electric | Title 20 compliant units following standard installation processes (Elec/Elec) | Average Existing and Code | 0 | Conventional | HVAC | Res - Single Family | Res | ROB and NEW | 0 | Residential Households | Cap-Tons | 3 | DEER:HVAC_Eff_AC | 95.7482 | 0.070936 | 0 | Work Paper SCE17HC023.01 A9 - Calculation Template (Pre-Filtered Impact Tab for CZs) | 0 | 2014 | 0 | 0 | 2014 | 0 | 0 | Work Paper SCE17HC023.01 A10 - RQI and DEER Cost (RQI Cost Calculations Tab Extract) | Quality HVAC Installation (Elec/Elec) - Hot-Dry ¦ PG&E ¦ Hot-Dry | Quality HVAC Installation (Elec/Elec) - Hot-Dry | 0.27575 | 1 | 0.5 | CLASS Web Tool - DNV GL 2012; Energy Star Verified HVAC Installation | 0 | 2012 | 0.55 | N/A
RES-HVAC-75.3 | Res ¦ Standard HVAC Installation (Elec SC and Elec SH) - Cold ¦ PG&E ¦ Cold | Res ¦ Standard HVAC Installation (Elec SC and Elec SH) - Cold | PG&E ¦ Cold | PG&E | All | Electric | Title 20 compliant units following standard installation processes (Elec/Elec) | Average Existing and Code | 0 | Conventional | HVAC | Res - Single Family | Res | ROB and NEW | 0 | Residential Households | Cap-Tons | 3 | DEER:HVAC_Eff_AC | 124.1969 | 0.023595 | 0 | Work Paper SCE17HC023.01 A9 - Calculation Template (Pre-Filtered Impact Tab for CZs) | 0 | 2014 | 0 | 0 | 2014 | 0 | 0 | Work Paper SCE17HC023.01 A10 - RQI and DEER Cost (RQI Cost Calculations Tab Extract) | Quality HVAC Installation (Elec/Elec) - Cold ¦ PG&E ¦ Cold | Quality HVAC Installation (Elec/Elec) - Cold | 0.27575 | 1 | 0.5 | CLASS Web Tool - DNV GL 2012; Energy Star Verified HVAC Installation | 0 | 2012 | 0.55 | N/A
RES-HVAC-75.4 | Res ¦ Standard HVAC Installation (Elec SC and Elec SH) - Marine ¦ PG&E ¦ Marine | Res ¦ Standard HVAC Installation (Elec SC and Elec SH) - Marine | PG&E ¦ Marine | PG&E | All | Electric | Title 20 compliant units following standard installation processes (Elec/Elec) | Average Existing and Code | 0 | Conventional | HVAC | Res - Multi Family | Res | ROB and NEW | 0 | Residential Households | Cap-Tons | 3 | DEER:HVAC_Eff_AC | 37.2668 | 0.036272 | 0 | Work Paper SCE17HC023.01 A9 - Calculation Template (Pre-Filtered Impact Tab for CZs) | 0 | 2014 | 0 | 0 | 2014 | 0 | 0 | Work Paper SCE17HC023.01 A10 - RQI and DEER Cost (RQI Cost Calculations Tab Extract) | Quality HVAC Installation (Elec/Elec) - Marine ¦ PG&E ¦ Marine | Quality HVAC Installation (Elec/Elec) - Marine | 0.18802 | 1 | 0.5 | CLASS Web Tool - DNV GL 2012; Energy Star Verified HVAC Installation | 0 | 2012 | 0.55 | N/A
RES-HVAC-75.5 | Res ¦ Standard HVAC Installation (Elec SC and Elec SH) - Hot-Dry ¦ PG&E ¦ Hot-Dry | Res ¦ Standard HVAC Installation (Elec SC and Elec SH) - Hot-Dry | PG&E ¦ Hot-Dry | PG&E | All | Electric | Title 20 compliant units following standard installation processes (Elec/Elec) | Average Existing and Code | 0 | Conventional | HVAC | Res - Multi Family | Res | ROB and NEW | 0 | Residential Households | Cap-Tons | 3 | DEER:HVAC_Eff_AC | 95.7482 | 0.070936 | 0 | Work Paper SCE17HC023.01 A9 - Calculation Template (Pre-Filtered Impact Tab for CZs) | 0 | 2014 | 0 | 0 | 2014 | 0 | 0 | Work Paper SCE17HC023.01 A10 - RQI and DEER Cost (RQI Cost Calculations Tab Extract) | Quality HVAC Installation (Elec/Elec) - Hot-Dry ¦ PG&E ¦ Hot-Dry | Quality HVAC Installation (Elec/Elec) - Hot-Dry | 0.18802 | 1 | 0.5 | CLASS Web Tool - DNV GL 2012; Energy Star Verified HVAC Installation | 0 | 2012 | 0.55 | N/A
RES-HVAC-75.6 | Res ¦ Standard HVAC Installation (Elec SC and Elec SH) - Cold ¦ PG&E ¦ Cold | Res ¦ Standard HVAC Installation (Elec SC and Elec SH) - Cold | PG&E ¦ Cold | PG&E | All | Electric | Title 20 compliant units following standard installation processes (Elec/Elec) | Average Existing and Code | 0 | Conventional | HVAC | Res - Multi Family | Res | ROB and NEW | 0 | Residential Households | Cap-Tons | 3 | DEER:HVAC_Eff_AC | 124.1969 | 0.023595 | 0 | Work Paper SCE17HC023.01 A9 - Calculation Template (Pre-Filtered Impact Tab for CZs) | 0 | 2014 | 0 | 0 | 2014 | 0 | 0 | Work Paper SCE17HC023.01 A10 - RQI and DEER Cost (RQI Cost Calculations Tab Extract) | Quality HVAC Installation (Elec/Elec) - Cold ¦ PG&E ¦ Cold | Quality HVAC Installation (Elec/Elec) - Cold | 0.18802 | 1 | 0.5 | CLASS Web Tool - DNV GL 2012; Energy Star Verified HVAC Installation | 0 | 2012 | 0.55 | N/A
RES-HVAC-75.7 | Res ¦ Standard HVAC Installation (Elec SC and Elec SH) - Marine ¦ SCE ¦ Marine | Res ¦ Standard HVAC Installation (Elec SC and Elec SH) - Marine | SCE ¦ Marine | SCE | All | Electric | Title 20 compliant units following standard installation processes (Elec/Elec) | Average Existing and Code | 0 | Conventional | HVAC | Res - Single Family | Res | ROB and NEW | 0 | Residential Households | Cap-Tons | 3 | DEER:HVAC_Eff_AC | 36.887 | 0.050484 | 0 | Work Paper SCE17HC023.01 A9 - Calculation Template (Pre-Filtered Impact Tab for CZs) | 0 | 2014 | 0 | 0 | 2014 | 0 | 0 | Work Paper SCE17HC023.01 A10 - RQI and DEER Cost (RQI Cost Calculations Tab Extract) | Quality HVAC Installation (Elec/Elec) - Marine ¦ SCE ¦ Marine | Quality HVAC Installation (Elec/Elec) - Marine | 0.27575 | 1 | 0.5 | CLASS Web Tool - DNV GL 2012; Energy Star Verified HVAC Installation | 0 | 2012 | 0.55 | N/A
RES-HVAC-75.8 | Res ¦ Standard HVAC Installation (Elec SC and Elec SH) - Hot-Dry ¦ SCE ¦ Hot-Dry | Res ¦ Standard HVAC Installation (Elec SC and Elec SH) - Hot-Dry | SCE ¦ Hot-Dry | SCE | All | Electric | Title 20 compliant units following standard installation processes (Elec/Elec) | Average Existing and Code | 0 | Conventional | HVAC | Res - Single Family | Res | ROB and NEW | 0 | Residential Households | Cap-Tons | 3 | DEER:HVAC_Eff_AC | 47.8733 | 0.072493 | 0 | Work Paper SCE17HC023.01 A9 - Calculation Template (Pre-Filtered Impact Tab for CZs) | 0 | 2014 | 0 | 0 | 2014 | 0 | 0 | Work Paper SCE17HC023.01 A10 - RQI and DEER Cost (RQI Cost Calculations Tab Extract) | Quality HVAC Installation (Elec/Elec) - Hot-Dry ¦ SCE ¦ Hot-Dry | Quality HVAC Installation (Elec/Elec) - Hot-Dry | 0.27575 | 1 | 0.5 | CLASS Web Tool - DNV GL 2012; Energy Star Verified HVAC Installation | 0 | 2012 | 0.55 | N/A
RES-HVAC-75.9 | Res ¦ Standard HVAC Installation (Elec SC and Elec SH) - Cold ¦ SCE ¦ Cold | Res ¦ Standard HVAC Installation (Elec SC and Elec SH) - Cold | SCE ¦ Cold | SCE | All | Electric | Title 20 compliant units following standard installation processes (Elec/Elec) | Average Existing and Code | 0 | Conventional | HVAC | Res - Single Family | Res | ROB and NEW | 0 | Residential Households | Cap-Tons | 3 | DEER:HVAC_Eff_AC | 124.1969 | 0.023595 | 0 | Work Paper SCE17HC023.01 A9 - Calculation Template (Pre-Filtered Impact Tab for CZs) | 0 | 2014 | 0 | 0 | 2014 | 0 | 0 | Work Paper SCE17HC023.01 A10 - RQI and DEER Cost (RQI Cost Calculations Tab Extract) | Quality HVAC Installation (Elec/Elec) - Cold ¦ SCE ¦ Cold | Quality HVAC Installation (Elec/Elec) - Cold | 0.27575 | 1 | 0.5 | CLASS Web Tool - DNV GL 2012; Energy Star Verified HVAC Installation | 0 | 2012 | 0.55 | N/A
RES-HVAC-75.10 | Res ¦ Standard HVAC Installation (Elec SC and Elec SH) - Marine ¦ SCE ¦ Marine | Res ¦ Standard HVAC Installation (Elec SC and Elec SH) - Marine | SCE ¦ Marine | SCE | All | Electric | Title 20 compliant units following standard installation processes (Elec/Elec) | Average Existing and Code | 0 | Conventional | HVAC | Res - Multi Family | Res | ROB and NEW | 0 | Residential Households | Cap-Tons | 3 | DEER:HVAC_Eff_AC | 36.887 | 0.050484 | 0 | Work Paper SCE17HC023.01 A9 - Calculation Template (Pre-Filtered Impact Tab for CZs) | 0 | 2014 | 0 | 0 | 2014 | 0 | 0 | Work Paper SCE17HC023.01 A10 - RQI and DEER Cost (RQI Cost Calculations Tab Extract) | Quality HVAC Installation (Elec/Elec) - Marine ¦ SCE ¦ Marine | Quality HVAC Installation (Elec/Elec) - Marine | 0.18802 | 1 | 0.5 | CLASS Web Tool - DNV GL 2012; Energy Star Verified HVAC Installation | 0 | 2012 | 0.55 | N/A
RES-HVAC-75.11 | Res ¦ Standard HVAC Installation (Elec SC and Elec SH) - Hot-Dry ¦ SCE ¦ Hot-Dry | Res ¦ Standard HVAC Installation (Elec SC and Elec SH) - Hot-Dry | SCE ¦ Hot-Dry | SCE | All | Electric | Title 20 compliant units following standard installation processes (Elec/Elec) | Average Existing and Code | 0 | Conventional | HVAC | Res - Multi Family | Res | ROB and NEW | 0 | Residential Households | Cap-Tons | 3 | DEER:HVAC_Eff_AC | 47.8733 | 0.072493 | 0 | Work Paper SCE17HC023.01 A9 - Calculation Template (Pre-Filtered Impact Tab for CZs) | 0 | 2014 | 0 | 0 | 2014 | 0 | 0 | Work Paper SCE17HC023.01 A10 - RQI and DEER Cost (RQI Cost Calculations Tab Extract) | Quality HVAC Installation (Elec/Elec) - Hot-Dry ¦ SCE ¦ Hot-Dry | Quality HVAC Installation (Elec/Elec) - Hot-Dry | 0.18802 | 1 | 0.5 | CLASS Web Tool - DNV GL 2012; Energy Star Verified HVAC Installation | 0 | 2012 | 0.55 | N/A
RES-HVAC-75.12 | Res ¦ Standard HVAC Installation (Elec SC and Elec SH) - Cold ¦ SCE ¦ Cold | Res ¦ Standard HVAC Installation (Elec SC and Elec SH) - Cold | SCE ¦ Cold | SCE | All | Electric | Title 20 compliant units following standard installation processes (Elec/Elec) | Average Existing and Code | 0 | Conventional | HVAC | Res - Multi Family | Res | ROB and NEW | 0 | Residential Households | Cap-Tons | 3 | DEER:HVAC_Eff_AC | 124.1969 | 0.023595 | 0 | Work Paper SCE17HC023.01 A9 - Calculation Template (Pre-Filtered Impact Tab for CZs) | 0 | 2014 | 0 | 0 | 2014 | 0 | 0 | Work Paper SCE17HC023.01 A10 - RQI and DEER Cost (RQI Cost Calculations Tab Extract) | Quality HVAC Installation (Elec/Elec) - Cold ¦ SCE ¦ Cold | Quality HVAC Installation (Elec/Elec) - Cold | 0.18802 | 1 | 0.5 | CLASS Web Tool - DNV GL 2012; Energy Star Verified HVAC Installation | 0 | 2012 | 0.55 | N/A
RES-HVAC-75.19 | Res ¦ Standard HVAC Installation (Elec SC and Elec SH) - Marine ¦ SDG&E ¦ Marine | Res ¦ Standard HVAC Installation (Elec SC and Elec SH) - Marine | SDG&E ¦ Marine | SDG&E | All | Electric | Title 20 compliant units following standard installation processes (Elec/Elec) | Average Existing and Code | 0 | Conventional | HVAC | Res - Single Family | Res | ROB and NEW | 0 | Residential Households | Cap-Tons | 3 | DEER:HVAC_Eff_AC | 36.887 | 0.050484 | 0 | Work Paper SCE17HC023.01 A9 - Calculation Template (Pre-Filtered Impact Tab for CZs) | 0 | 2014 | 0 | 0 | 2014 | 0 | 0 | Work Paper SCE17HC023.01 A10 - RQI and DEER Cost (RQI Cost Calculations Tab Extract) | Quality HVAC Installation (Elec/Elec) - Marine ¦ SDG&E ¦ Marine | Quality HVAC Installation (Elec/Elec) - Marine | 0.27575 | 1 | 0.5 | CLASS Web Tool - DNV GL 2012; Energy Star Verified HVAC Installation | 0 | 2012 | 0.55 | N/A
RES-HVAC-75.20 | Res ¦ Standard HVAC Installation (Elec SC and Elec SH) - Hot-Dry ¦ SDG&E ¦ Hot-Dry | Res ¦ Standard HVAC Installation (Elec SC and Elec SH) - Hot-Dry | SDG&E ¦ Hot-Dry | SDG&E | All | Electric | Title 20 compliant units following standard installation processes (Elec/Elec) | Average Existing and Code | 0 | Conventional | HVAC | Res - Single Family | Res | ROB and NEW | 0 | Residential Households | Cap-Tons | 3 | DEER:HVAC_Eff_AC | 33.8812 | 0.056265 | 0 | Work Paper SCE17HC023.01 A9 - Calculation Template (Pre-Filtered Impact Tab for CZs) | 0 | 2014 | 0 | 0 | 2014 | 0 | 0 | Work Paper SCE17HC023.01 A10 - RQI and DEER Cost (RQI Cost Calculations Tab Extract) | Quality HVAC Installation (Elec/Elec) - Hot-Dry ¦ SDG&E ¦ Hot-Dry | Quality HVAC Installation (Elec/Elec) - Hot-Dry | 0.27575 | 1 | 0.5 | CLASS Web Tool - DNV GL 2012; Energy Star Verified HVAC Installation | 0 | 2012 | 0.55 | N/A
RES-HVAC-75.21 | Res ¦ Standard HVAC Installation (Elec SC and Elec SH) - Marine ¦ SDG&E ¦ Marine | Res ¦ Standard HVAC Installation (Elec SC and Elec SH) - Marine | SDG&E ¦ Marine | SDG&E | All | Electric | Title 20 compliant units following standard installation processes (Elec/Elec) | Average Existing and Code | 0 | Conventional | HVAC | Res - Multi Family | Res | ROB and NEW | 0 | Residential Households | Cap-Tons | 3 | DEER:HVAC_Eff_AC | 36.887 | 0.050484 | 0 | Work Paper SCE17HC023.01 A9 - Calculation Template (Pre-Filtered Impact Tab for CZs) | 0 | 2014 | 0 | 0 | 2014 | 0 | 0 | Work Paper SCE17HC023.01 A10 - RQI and DEER Cost (RQI Cost Calculations Tab Extract) | Quality HVAC Installation (Elec/Elec) - Marine ¦ SDG&E ¦ Marine | Quality HVAC Installation (Elec/Elec) - Marine | 0.18802 | 1 | 0.5 | CLASS Web Tool - DNV GL 2012; Energy Star Verified HVAC Installation | 0 | 2012 | 0.55 | N/A
RES-HVAC-75.22 | Res ¦ Standard HVAC Installation (Elec SC and Elec SH) - Hot-Dry ¦ SDG&E ¦ Hot-Dry | Res ¦ Standard HVAC Installation (Elec SC and Elec SH) - Hot-Dry | SDG&E ¦ Hot-Dry | SDG&E | All | Electric | Title 20 compliant units following standard installation processes (Elec/Elec) | Average Existing and Code | 0 | Conventional | HVAC | Res - Multi Family | Res | ROB and NEW | 0 | Residential Households | Cap-Tons | 3 | DEER:HVAC_Eff_AC | 33.8812 | 0.056265 | 0 | Work Paper SCE17HC023.01 A9 - Calculation Template (Pre-Filtered Impact Tab for CZs) | 0 | 2014 | 0 | 0 | 2014 | 0 | 0 | Work Paper SCE17HC023.01 A10 - RQI and DEER Cost (RQI Cost Calculations Tab Extract) | Quality HVAC Installation (Elec/Elec) - Hot-Dry ¦ SDG&E ¦ Hot-Dry | Quality HVAC Installation (Elec/Elec) - Hot-Dry | 0.18802 | 1 | 0.5 | CLASS Web Tool - DNV GL 2012; Energy Star Verified HVAC Installation | 0 | 2012 | 0.55 | N/A
RES-HVAC-76.1 | Res ¦ Quality HVAC Installation (Elec SC and Elec SH) - Marine ¦ PG&E ¦ Marine | Res ¦ Quality HVAC Installation (Elec SC and Elec SH) - Marine | PG&E ¦ Marine | PG&E | All | Electric | Quality Installation Split AC/HP SEER 15, 16 and 17 (Elec/Elec) | Efficient | 0 | Conventional | HVAC | Res - Single Family | Res | ROB and NEW | 0 | Residential Households | Cap-Tons | 3 | DEER:HVAC_Eff_AC | 0 | 0 | 0 | Work Paper SCE17HC023.01 A9 - Calculation Template (Pre-Filtered Impact Tab for CZs) | 23.8167 | 2014 | 0 | 494.6951 | 2014 | 0 | 0 | Work Paper SCE17HC023.01 A10 - RQI and DEER Cost (RQI Cost Calculations Tab Extract) | Quality HVAC Installation (Elec/Elec) - Marine ¦ PG&E ¦ Marine | Quality HVAC Installation (Elec/Elec) - Marine | 0.27575 | 1 | 0.5 | CLASS Web Tool - DNV GL 2012; Energy Star Verified HVAC Installation | 0 | 2012 | 0.55 | N/A
RES-HVAC-76.2 | Res ¦ Quality HVAC Installation (Elec SC and Elec SH) - Hot-Dry ¦ PG&E ¦ Hot-Dry | Res ¦ Quality HVAC Installation (Elec SC and Elec SH) - Hot-Dry | PG&E ¦ Hot-Dry | PG&E | All | Electric | Quality Installation Split AC/HP SEER 15, 16 and 17 (Elec/Elec) | Efficient | 0 | Conventional | HVAC | Res - Single Family | Res | ROB and NEW | 0 | Residential Households | Cap-Tons | 3 | DEER:HVAC_Eff_AC | 0 | 0 | 0 | Work Paper SCE17HC023.01 A9 - Calculation Template (Pre-Filtered Impact Tab for CZs) | 23.8167 | 2014 | 0 | 494.6951 | 2014 | 0 | 0 | Work Paper SCE17HC023.01 A10 - RQI and DEER Cost (RQI Cost Calculations Tab Extract) | Quality HVAC Installation (Elec/Elec) - Hot-Dry ¦ PG&E ¦ Hot-Dry | Quality HVAC Installation (Elec/Elec) - Hot-Dry | 0.27575 | 1 | 0.5 | CLASS Web Tool - DNV GL 2012; Energy Star Verified HVAC Installation | 0 | 2012 | 0.55 | N/A
RES-HVAC-76.3 | Res ¦ Quality HVAC Installation (Elec SC and Elec SH) - Cold ¦ PG&E ¦ Cold | Res ¦ Quality HVAC Installation (Elec SC and Elec SH) - Cold | PG&E ¦ Cold | PG&E | All | Electric | Quality Installation Split AC/HP SEER 15, 16 and 17 (Elec/Elec) | Efficient | 0 | Conventional | HVAC | Res - Single Family | Res | ROB and NEW | 0 | Residential Households | Cap-Tons | 3 | DEER:HVAC_Eff_AC | 0 | 0 | 0 | Work Paper SCE17HC023.01 A9 - Calculation Template (Pre-Filtered Impact Tab for CZs) | 23.8167 | 2014 | 0 | 494.6951 | 2014 | 0 | 0 | Work Paper SCE17HC023.01 A10 - RQI and DEER Cost (RQI Cost Calculations Tab Extract) | Quality HVAC Installation (Elec/Elec) - Cold ¦ PG&E ¦ Cold | Quality HVAC Installation (Elec/Elec) - Cold | 0.27575 | 1 | 0.5 | CLASS Web Tool - DNV GL 2012; Energy Star Verified HVAC Installation | 0 | 2012 | 0.55 | N/A
RES-HVAC-76.4 | Res ¦ Quality HVAC Installation (Elec SC and Elec SH) - Marine ¦ PG&E ¦ Marine | Res ¦ Quality HVAC Installation (Elec SC and Elec SH) - Marine | PG&E ¦ Marine | PG&E | All | Electric | Quality Installation Split AC/HP SEER 15, 16 and 17 (Elec/Elec) | Efficient | 0 | Conventional | HVAC | Res - Multi Family | Res | ROB and NEW | 0 | Residential Households | Cap-Tons | 3 | DEER:HVAC_Eff_AC | 0 | 0 | 0 | Work Paper SCE17HC023.01 A9 - Calculation Template (Pre-Filtered Impact Tab for CZs) | 23.8167 | 2014 | 0 | 494.6951 | 2014 | 0 | 0 | Work Paper SCE17HC023.01 A10 - RQI and DEER Cost (RQI Cost Calculations Tab Extract) | Quality HVAC Installation (Elec/Elec) - Marine ¦ PG&E ¦ Marine | Quality HVAC Installation (Elec/Elec) - Marine | 0.18802 | 1 | 0.5 | CLASS Web Tool - DNV GL 2012; Energy Star Verified HVAC Installation | 0 | 2012 | 0.55 | N/A
RES-HVAC-76.5 | Res ¦ Quality HVAC Installation (Elec SC and Elec SH) - Hot-Dry ¦ PG&E ¦ Hot-Dry | Res ¦ Quality HVAC Installation (Elec SC and Elec SH) - Hot-Dry | PG&E ¦ Hot-Dry | PG&E | All | Electric | Quality Installation Split AC/HP SEER 15, 16 and 17 (Elec/Elec) | Efficient | 0 | Conventional | HVAC | Res - Multi Family | Res | ROB and NEW | 0 | Residential Households | Cap-Tons | 3 | DEER:HVAC_Eff_AC | 0 | 0 | 0 | Work Paper SCE17HC023.01 A9 - Calculation Template (Pre-Filtered Impact Tab for CZs) | 23.8167 | 2014 | 0 | 494.6951 | 2014 | 0 | 0 | Work Paper SCE17HC023.01 A10 - RQI and DEER Cost (RQI Cost Calculations Tab Extract) | Quality HVAC Installation (Elec/Elec) - Hot-Dry ¦ PG&E ¦ Hot-Dry | Quality HVAC Installation (Elec/Elec) - Hot-Dry | 0.18802 | 1 | 0.5 | CLASS Web Tool - DNV GL 2012; Energy Star Verified HVAC Installation | 0 | 2012 | 0.55 | N/A
RES-HVAC-76.6 | Res ¦ Quality HVAC Installation (Elec SC and Elec SH) - Cold ¦ PG&E ¦ Cold | Res ¦ Quality HVAC Installation (Elec SC and Elec SH) - Cold | PG&E ¦ Cold | PG&E | All | Electric | Quality Installation Split AC/HP SEER 15, 16 and 17 (Elec/Elec) | Efficient | 0 | Conventional | HVAC | Res - Multi Family | Res | ROB and NEW | 0 | Residential Households | Cap-Tons | 3 | DEER:HVAC_Eff_AC | 0 | 0 | 0 | Work Paper SCE17HC023.01 A9 - Calculation Template (Pre-Filtered Impact Tab for CZs) | 23.8167 | 2014 | 0 | 494.6951 | 2014 | 0 | 0 | Work Paper SCE17HC023.01 A10 - RQI and DEER Cost (RQI Cost Calculations Tab Extract) | Quality HVAC Installation (Elec/Elec) - Cold ¦ PG&E ¦ Cold | Quality HVAC Installation (Elec/Elec) - Cold | 0.18802 | 1 | 0.5 | CLASS Web Tool - DNV GL 2012; Energy Star Verified HVAC Installation | 0 | 2012 | 0.55 | N/A
RES-HVAC-76.7 | Res ¦ Quality HVAC Installation (Elec SC and Elec SH) - Marine ¦ SCE ¦ Marine | Res ¦ Quality HVAC Installation (Elec SC and Elec SH) - Marine | SCE ¦ Marine | SCE | All | Electric | Quality Installation Split AC/HP SEER 15, 16 and 17 (Elec/Elec) | Efficient | 0 | Conventional | HVAC | Res - Single Family | Res | ROB and NEW | 0 | Residential Households | Cap-Tons | 3 | DEER:HVAC_Eff_AC | 0 | 0 | 0 | Work Paper SCE17HC023.01 A9 - Calculation Template (Pre-Filtered Impact Tab for CZs) | 23.8167 | 2014 | 0 | 494.6951 | 2014 | 0 | 0 | Work Paper SCE17HC023.01 A10 - RQI and DEER Cost (RQI Cost Calculations Tab Extract) | Quality HVAC Installation (Elec/Elec) - Marine ¦ SCE ¦ Marine | Quality HVAC Installation (Elec/Elec) - Marine | 0.27575 | 1 | 0.5 | CLASS Web Tool - DNV GL 2012; Energy Star Verified HVAC Installation | 0 | 2012 | 0.55 | N/A
RES-HVAC-76.8 | Res ¦ Quality HVAC Installation (Elec SC and Elec SH) - Hot-Dry ¦ SCE ¦ Hot-Dry | Res ¦ Quality HVAC Installation (Elec SC and Elec SH) - Hot-Dry | SCE ¦ Hot-Dry | SCE | All | Electric | Quality Installation Split AC/HP SEER 15, 16 and 17 (Elec/Elec) | Efficient | 0 | Conventional | HVAC | Res - Single Family | Res | ROB and NEW | 0 | Residential Households | Cap-Tons | 3 | DEER:HVAC_Eff_AC | 0 | 0 | 0 | Work Paper SCE17HC023.01 A9 - Calculation Template (Pre-Filtered Impact Tab for CZs) | 23.8167 | 2014 | 0 | 494.6951 | 2014 | 0 | 0 | Work Paper SCE17HC023.01 A10 - RQI and DEER Cost (RQI Cost Calculations Tab Extract) | Quality HVAC Installation (Elec/Elec) - Hot-Dry ¦ SCE ¦ Hot-Dry | Quality HVAC Installation (Elec/Elec) - Hot-Dry | 0.27575 | 1 | 0.5 | CLASS Web Tool - DNV GL 2012; Energy Star Verified HVAC Installation | 0 | 2012 | 0.55 | N/A
RES-HVAC-76.9 | Res ¦ Quality HVAC Installation (Elec SC and Elec SH) - Cold ¦ SCE ¦ Cold | Res ¦ Quality HVAC Installation (Elec SC and Elec SH) - Cold | SCE ¦ Cold | SCE | All | Electric | Quality Installation Split AC/HP SEER 15, 16 and 17 (Elec/Elec) | Efficient | 0 | Conventional | HVAC | Res - Single Family | Res | ROB and NEW | 0 | Residential Households | Cap-Tons | 3 | DEER:HVAC_Eff_AC | 0 | 0 | 0 | Work Paper SCE17HC023.01 A9 - Calculation Template (Pre-Filtered Impact Tab for CZs) | 23.8167 | 2014 | 0 | 494.6951 | 2014 | 0 | 0 | Work Paper SCE17HC023.01 A10 - RQI and DEER Cost (RQI Cost Calculations Tab Extract) | Quality HVAC Installation (Elec/Elec) - Cold ¦ SCE ¦ Cold | Quality HVAC Installation (Elec/Elec) - Cold | 0.27575 | 1 | 0.5 | CLASS Web Tool - DNV GL 2012; Energy Star Verified HVAC Installation | 0 | 2012 | 0.55 | N/A
RES-HVAC-76.10 | Res ¦ Quality HVAC Installation (Elec SC and Elec SH) - Marine ¦ SCE ¦ Marine | Res ¦ Quality HVAC Installation (Elec SC and Elec SH) - Marine | SCE ¦ Marine | SCE | All | Electric | Quality Installation Split AC/HP SEER 15, 16 and 17 (Elec/Elec) | Efficient | 0 | Conventional | HVAC | Res - Multi Family | Res | ROB and NEW | 0 | Residential Households | Cap-Tons | 3 | DEER:HVAC_Eff_AC | 0 | 0 | 0 | Work Paper SCE17HC023.01 A9 - Calculation Template (Pre-Filtered Impact Tab for CZs) | 23.8167 | 2014 | 0 | 494.6951 | 2014 | 0 | 0 | Work Paper SCE17HC023.01 A10 - RQI and DEER Cost (RQI Cost Calculations Tab Extract) | Quality HVAC Installation (Elec/Elec) - Marine ¦ SCE ¦ Marine | Quality HVAC Installation (Elec/Elec) - Marine | 0.18802 | 1 | 0.5 | CLASS Web Tool - DNV GL 2012; Energy Star Verified HVAC Installation | 0 | 2012 | 0.55 | N/A
RES-HVAC-76.11 | Res ¦ Quality HVAC Installation (Elec SC and Elec SH) - Hot-Dry ¦ SCE ¦ Hot-Dry | Res ¦ Quality HVAC Installation (Elec SC and Elec SH) - Hot-Dry | SCE ¦ Hot-Dry | SCE | All | Electric | Quality Installation Split AC/HP SEER 15, 16 and 17 (Elec/Elec) | Efficient | 0 | Conventional | HVAC | Res - Multi Family | Res | ROB and NEW | 0 | Residential Households | Cap-Tons | 3 | DEER:HVAC_Eff_AC | 0 | 0 | 0 | Work Paper SCE17HC023.01 A9 - Calculation Template (Pre-Filtered Impact Tab for CZs) | 23.8167 | 2014 | 0 | 494.6951 | 2014 | 0 | 0 | Work Paper SCE17HC023.01 A10 - RQI and DEER Cost (RQI Cost Calculations Tab Extract) | Quality HVAC Installation (Elec/Elec) - Hot-Dry ¦ SCE ¦ Hot-Dry | Quality HVAC Installation (Elec/Elec) - Hot-Dry | 0.18802 | 1 | 0.5 | CLASS Web Tool - DNV GL 2012; Energy Star Verified HVAC Installation | 0 | 2012 | 0.55 | N/A
RES-HVAC-76.12 | Res ¦ Quality HVAC Installation (Elec SC and Elec SH) - Cold ¦ SCE ¦ Cold | Res ¦ Quality HVAC Installation (Elec SC and Elec SH) - Cold | SCE ¦ Cold | SCE | All | Electric | Quality Installation Split AC/HP SEER 15, 16 and 17 (Elec/Elec) | Efficient | 0 | Conventional | HVAC | Res - Multi Family | Res | ROB and NEW | 0 | Residential Households | Cap-Tons | 3 | DEER:HVAC_Eff_AC | 0 | 0 | 0 | Work Paper SCE17HC023.01 A9 - Calculation Template (Pre-Filtered Impact Tab for CZs) | 23.8167 | 2014 | 0 | 494.6951 | 2014 | 0 | 0 | Work Paper SCE17HC023.01 A10 - RQI and DEER Cost (RQI Cost Calculations Tab Extract) | Quality HVAC Installation (Elec/Elec) - Cold ¦ SCE ¦ Cold | Quality HVAC Installation (Elec/Elec) - Cold | 0.18802 | 1 | 0.5 | CLASS Web Tool - DNV GL 2012; Energy Star Verified HVAC Installation | 0 | 2012 | 0.55 | N/A
RES-HVAC-76.19 | Res ¦ Quality HVAC Installation (Elec SC and Elec SH) - Marine ¦ SDG&E ¦ Marine | Res ¦ Quality HVAC Installation (Elec SC and Elec SH) - Marine | SDG&E ¦ Marine | SDG&E | All | Electric | Quality Installation Split AC/HP SEER 15, 16 and 17 (Elec/Elec) | Efficient | 0 | Conventional | HVAC | Res - Single Family | Res | ROB and NEW | 0 | Residential Households | Cap-Tons | 3 | DEER:HVAC_Eff_AC | 0 | 0 | 0 | Work Paper SCE17HC023.01 A9 - Calculation Template (Pre-Filtered Impact Tab for CZs) | 23.8167 | 2014 | 0 | 494.6951 | 2014 | 0 | 0 | Work Paper SCE17HC023.01 A10 - RQI and DEER Cost (RQI Cost Calculations Tab Extract) | Quality HVAC Installation (Elec/Elec) - Marine ¦ SDG&E ¦ Marine | Quality HVAC Installation (Elec/Elec) - Marine | 0.27575 | 1 | 0.5 | CLASS Web Tool - DNV GL 2012; Energy Star Verified HVAC Installation | 0 | 2012 | 0.55 | N/A
RES-HVAC-76.20 | Res ¦ Quality HVAC Installation (Elec SC and Elec SH) - Hot-Dry ¦ SDG&E ¦ Hot-Dry | Res ¦ Quality HVAC Installation (Elec SC and Elec SH) - Hot-Dry | SDG&E ¦ Hot-Dry | SDG&E | All | Electric | Quality Installation Split AC/HP SEER 15, 16 and 17 (Elec/Elec) | Efficient | 0 | Conventional | HVAC | Res - Single Family | Res | ROB and NEW | 0 | Residential Households | Cap-Tons | 3 | DEER:HVAC_Eff_AC | 0 | 0 | 0 | Work Paper SCE17HC023.01 A9 - Calculation Template (Pre-Filtered Impact Tab for CZs) | 23.8167 | 2014 | 0 | 494.6951 | 2014 | 0 | 0 | Work Paper SCE17HC023.01 A10 - RQI and DEER Cost (RQI Cost Calculations Tab Extract) | Quality HVAC Installation (Elec/Elec) - Hot-Dry ¦ SDG&E ¦ Hot-Dry | Quality HVAC Installation (Elec/Elec) - Hot-Dry | 0.27575 | 1 | 0.5 | CLASS Web Tool - DNV GL 2012; Energy Star Verified HVAC Installation | 0 | 2012 | 0.55 | N/A
RES-HVAC-76.21 | Res ¦ Quality HVAC Installation (Elec SC and Elec SH) - Marine ¦ SDG&E ¦ Marine | Res ¦ Quality HVAC Installation (Elec SC and Elec SH) - Marine | SDG&E ¦ Marine | SDG&E | All | Electric | Quality Installation Split AC/HP SEER 15, 16 and 17 (Elec/Elec) | Efficient | 0 | Conventional | HVAC | Res - Multi Family | Res | ROB and NEW | 0 | Residential Households | Cap-Tons | 3 | DEER:HVAC_Eff_AC | 0 | 0 | 0 | Work Paper SCE17HC023.01 A9 - Calculation Template (Pre-Filtered Impact Tab for CZs) | 23.8167 | 2014 | 0 | 494.6951 | 2014 | 0 | 0 | Work Paper SCE17HC023.01 A10 - RQI and DEER Cost (RQI Cost Calculations Tab Extract) | Quality HVAC Installation (Elec/Elec) - Marine ¦ SDG&E ¦ Marine | Quality HVAC Installation (Elec/Elec) - Marine | 0.18802 | 1 | 0.5 | CLASS Web Tool - DNV GL 2012; Energy Star Verified HVAC Installation | 0 | 2012 | 0.55 | N/A
RES-HVAC-76.22 | Res ¦ Quality HVAC Installation (Elec SC and Elec SH) - Hot-Dry ¦ SDG&E ¦ Hot-Dry | Res ¦ Quality HVAC Installation (Elec SC and Elec SH) - Hot-Dry | SDG&E ¦ Hot-Dry | SDG&E | All | Electric | Quality Installation Split AC/HP SEER 15, 16 and 17 (Elec/Elec) | Efficient | 0 | Conventional | HVAC | Res - Multi Family | Res | ROB and NEW | 0 | Residential Households | Cap-Tons | 3 | DEER:HVAC_Eff_AC | 0 | 0 | 0 | Work Paper SCE17HC023.01 A9 - Calculation Template (Pre-Filtered Impact Tab for CZs) | 23.8167 | 2014 | 0 | 494.6951 | 2014 | 0 | 0 | Work Paper SCE17HC023.01 A10 - RQI and DEER Cost (RQI Cost Calculations Tab Extract) | Quality HVAC Installation (Elec/Elec) - Hot-Dry ¦ SDG&E ¦ Hot-Dry | Quality HVAC Installation (Elec/Elec) - Hot-Dry | 0.18802 | 1 | 0.5 | CLASS Web Tool - DNV GL 2012; Energy Star Verified HVAC Installation | 0 | 2012 | 0.55 | N/A
RES-HVAC-80.1 | Res ¦ Standard Ceiling Fan - Marine ¦ PG&E ¦ Marine | Res ¦ Standard Ceiling Fan - Marine | PG&E ¦ Marine | PG&E | All | Electric | Non-Energy Star Ceiling Fan | Average Existing and Code | 0 | Conventional | HVAC | Res - Single Family | Res | ROB and NEW | 0 | Residential Households | Fan | 16 | DEER:HVAC_Eff_AC | 49.764 | 0.033 | 0 | CMUA TRM 206 Residential Ceiling Fans v2 18 2014 | 222.34 | 2014 | 0 | 33 | 2014 | 0 | 0 | SCE13LG019.1 - Energy Star Ceiling Fan with CFLs_Final | Ceiling Fans - Marine ¦ PG&E ¦ Marine | Ceiling Fans - Marine | 0.67646 | 1 | 1 | RASS 2019 | 0 | 2012 | 0.55 | N/A
RES-HVAC-80.2 | Res ¦ Standard Ceiling Fan - Hot-Dry ¦ PG&E ¦ Hot-Dry | Res ¦ Standard Ceiling Fan - Hot-Dry | PG&E ¦ Hot-Dry | PG&E | All | Electric | Non-Energy Star Ceiling Fan | Average Existing and Code | 0 | Conventional | HVAC | Res - Single Family | Res | ROB and NEW | 0 | Residential Households | Fan | 16 | DEER:HVAC_Eff_AC | 49.764 | 0.033 | 0 | CMUA TRM 206 Residential Ceiling Fans v2 18 2014 | 222.34 | 2014 | 0 | 33 | 2014 | 0 | 0 | SCE13LG019.1 - Energy Star Ceiling Fan with CFLs_Final | Ceiling Fans - Hot-Dry ¦ PG&E ¦ Hot-Dry | Ceiling Fans - Hot-Dry | 1.5362 | 1 | 1 | RASS 2019 | 0 | 2012 | 0.55 | N/A
RES-HVAC-80.3 | Res ¦ Standard Ceiling Fan - Cold ¦ PG&E ¦ Cold | Res ¦ Standard Ceiling Fan - Cold | PG&E ¦ Cold | PG&E | All | Electric | Non-Energy Star Ceiling Fan | Average Existing and Code | 0 | Conventional | HVAC | Res - Single Family | Res | ROB and NEW | 0 | Residential Households | Fan | 16 | DEER:HVAC_Eff_AC | 49.764 | 0.033 | 0 | CMUA TRM 206 Residential Ceiling Fans v2 18 2014 | 222.34 | 2014 | 0 | 33 | 2014 | 0 | 0 | SCE13LG019.1 - Energy Star Ceiling Fan with CFLs_Final | Ceiling Fans - Cold ¦ PG&E ¦ Cold | Ceiling Fans - Cold | 0.77569 | 1 | 1 | RASS 2019 | 0 | 2012 | 0.55 | N/A
RES-HVAC-80.4 | Res ¦ Standard Ceiling Fan - Marine ¦ PG&E ¦ Marine | Res ¦ Standard Ceiling Fan - Marine | PG&E ¦ Marine | PG&E | All | Electric | Non-Energy Star Ceiling Fan | Average Existing and Code | 0 | Conventional | HVAC | Res - Multi Family | Res | ROB and NEW | 0 | Residential Households | Fan | 16 | DEER:HVAC_Eff_AC | 49.764 | 0.033 | 0 | CMUA TRM 206 Residential Ceiling Fans v2 18 2014 | 222.34 | 2014 | 0 | 33 | 2014 | 0 | 0 | SCE13LG019.1 - Energy Star Ceiling Fan with CFLs_Final | Ceiling Fans - Marine ¦ PG&E ¦ Marine | Ceiling Fans - Marine | 0.29732 | 1 | 1 | RASS 2019 | 0 | 2012 | 0.55 | N/A
RES-HVAC-80.5 | Res ¦ Standard Ceiling Fan - Hot-Dry ¦ PG&E ¦ Hot-Dry | Res ¦ Standard Ceiling Fan - Hot-Dry | PG&E ¦ Hot-Dry | PG&E | All | Electric | Non-Energy Star Ceiling Fan | Average Existing and Code | 0 | Conventional | HVAC | Res - Multi Family | Res | ROB and NEW | 0 | Residential Households | Fan | 16 | DEER:HVAC_Eff_AC | 49.764 | 0.033 | 0 | CMUA TRM 206 Residential Ceiling Fans v2 18 2014 | 222.34 | 2014 | 0 | 33 | 2014 | 0 | 0 | SCE13LG019.1 - Energy Star Ceiling Fan with CFLs_Final | Ceiling Fans - Hot-Dry ¦ PG&E ¦ Hot-Dry | Ceiling Fans - Hot-Dry | 0.62823 | 1 | 1 | RASS 2019 | 0 | 2012 | 0.55 | N/A
RES-HVAC-80.6 | Res ¦ Standard Ceiling Fan - Cold ¦ PG&E ¦ Cold | Res ¦ Standard Ceiling Fan - Cold | PG&E ¦ Cold | PG&E | All | Electric | Non-Energy Star Ceiling Fan | Average Existing and Code | 0 | Conventional | HVAC | Res - Multi Family | Res | ROB and NEW | 0 | Residential Households | Fan | 16 | DEER:HVAC_Eff_AC | 49.764 | 0.033 | 0 | CMUA TRM 206 Residential Ceiling Fans v2 18 2014 | 222.34 | 2014 | 0 | 33 | 2014 | 0 | 0 | SCE13LG019.1 - Energy Star Ceiling Fan with CFLs_Final | Ceiling Fans - Cold ¦ PG&E ¦ Cold | Ceiling Fans - Cold | 0.58723 | 1 | 1 | RASS 2019 | 0 | 2012 | 0.55 | N/A
RES-HVAC-80.7 | Res ¦ Standard Ceiling Fan - Marine ¦ SCE ¦ Marine | Res ¦ Standard Ceiling Fan - Marine | SCE ¦ Marine | SCE | All | Electric | Non-Energy Star Ceiling Fan | Average Existing and Code | 0 | Conventional | HVAC | Res - Single Family | Res | ROB and NEW | 0 | Residential Households | Fan | 16 | DEER:HVAC_Eff_AC | 11.88 | 0.033 | 0 | CMUA TRM 206 Residential Ceiling Fans v2 18 2014 | 222.34 | 2014 | 0 | 33 | 2014 | 0 | 0 | SCE13LG019.1 - Energy Star Ceiling Fan with CFLs_Final | Ceiling Fans - Marine ¦ SCE ¦ Marine | Ceiling Fans - Marine | 1.0714 | 1 | 1 | RASS 2019 | 0 | 2012 | 0.55 | N/A
RES-HVAC-80.8 | Res ¦ Standard Ceiling Fan - Hot-Dry ¦ SCE ¦ Hot-Dry | Res ¦ Standard Ceiling Fan - Hot-Dry | SCE ¦ Hot-Dry | SCE | All | Electric | Non-Energy Star Ceiling Fan | Average Existing and Code | 0 | Conventional | HVAC | Res - Single Family | Res | ROB and NEW | 0 | Residential Households | Fan | 16 | DEER:HVAC_Eff_AC | 11.88 | 0.033 | 0 | CMUA TRM 206 Residential Ceiling Fans v2 18 2014 | 222.34 | 2014 | 0 | 33 | 2014 | 0 | 0 | SCE13LG019.1 - Energy Star Ceiling Fan with CFLs_Final | Ceiling Fans - Hot-Dry ¦ SCE ¦ Hot-Dry | Ceiling Fans - Hot-Dry | 1.4145 | 1 | 1 | RASS 2019 | 0 | 2012 | 0.55 | N/A
RES-HVAC-80.9 | Res ¦ Standard Ceiling Fan - Cold ¦ SCE ¦ Cold | Res ¦ Standard Ceiling Fan - Cold | SCE ¦ Cold | SCE | All | Electric | Non-Energy Star Ceiling Fan | Average Existing and Code | 0 | Conventional | HVAC | Res - Single Family | Res | ROB and NEW | 0 | Residential Households | Fan | 16 | DEER:HVAC_Eff_AC | 11.88 | 0.033 | 0 | CMUA TRM 206 Residential Ceiling Fans v2 18 2014 | 222.34 | 2014 | 0 | 33 | 2014 | 0 | 0 | SCE13LG019.1 - Energy Star Ceiling Fan with CFLs_Final | Ceiling Fans - Cold ¦ SCE ¦ Cold | Ceiling Fans - Cold | 1.2181 | 1 | 1 | RASS 2019 | 0 | 2012 | 0.55 | N/A
RES-HVAC-80.10 | Res ¦ Standard Ceiling Fan - Marine ¦ SCE ¦ Marine | Res ¦ Standard Ceiling Fan - Marine | SCE ¦ Marine | SCE | All | Electric | Non-Energy Star Ceiling Fan | Average Existing and Code | 0 | Conventional | HVAC | Res - Multi Family | Res | ROB and NEW | 0 | Residential Households | Fan | 16 | DEER:HVAC_Eff_AC | 11.88 | 0.033 | 0 | CMUA TRM 206 Residential Ceiling Fans v2 18 2014 | 222.34 | 2014 | 0 | 33 | 2014 | 0 | 0 | SCE13LG019.1 - Energy Star Ceiling Fan with CFLs_Final | Ceiling Fans - Marine ¦ SCE ¦ Marine | Ceiling Fans - Marine | 0.55191 | 1 | 1 | RASS 2019 | 0 | 2012 | 0.55 | N/A
RES-HVAC-80.11 | Res ¦ Standard Ceiling Fan - Hot-Dry ¦ SCE ¦ Hot-Dry | Res ¦ Standard Ceiling Fan - Hot-Dry | SCE ¦ Hot-Dry | SCE | All | Electric | Non-Energy Star Ceiling Fan | Average Existing and Code | 0 | Conventional | HVAC | Res - Multi Family | Res | ROB and NEW | 0 | Residential Households | Fan | 16 | DEER:HVAC_Eff_AC | 11.88 | 0.033 | 0 | CMUA TRM 206 Residential Ceiling Fans v2 18 2014 | 222.34 | 2014 | 0 | 33 | 2014 | 0 | 0 | SCE13LG019.1 - Energy Star Ceiling Fan with CFLs_Final | Ceiling Fans - Hot-Dry ¦ SCE ¦ Hot-Dry | Ceiling Fans - Hot-Dry | 0.58683 | 1 | 1 | RASS 2019 | 0 | 2012 | 0.55 | N/A
RES-HVAC-80.12 | Res ¦ Standard Ceiling Fan - Cold ¦ SCE ¦ Cold | Res ¦ Standard Ceiling Fan - Cold | SCE ¦ Cold | SCE | All | Electric | Non-Energy Star Ceiling Fan | Average Existing and Code | 0 | Conventional | HVAC | Res - Multi Family | Res | ROB and NEW | 0 | Residential Households | Fan | 16 | DEER:HVAC_Eff_AC | 11.88 | 0.033 | 0 | CMUA TRM 206 Residential Ceiling Fans v2 18 2014 | 222.34 | 2014 | 0 | 33 | 2014 | 0 | 0 | SCE13LG019.1 - Energy Star Ceiling Fan with CFLs_Final | Ceiling Fans - Cold ¦ SCE ¦ Cold | Ceiling Fans - Cold | 0.60356 | 1 | 1 | RASS 2019 | 0 | 2012 | 0.55 | N/A
RES-HVAC-80.19 | Res ¦ Standard Ceiling Fan - Marine ¦ SDG&E ¦ Marine | Res ¦ Standard Ceiling Fan - Marine | SDG&E ¦ Marine | SDG&E | All | Electric | Non-Energy Star Ceiling Fan | Average Existing and Code | 0 | Conventional | HVAC | Res - Single Family | Res | ROB and NEW | 0 | Residential Households | Fan | 16 | DEER:HVAC_Eff_AC | 27.324 | 0.033 | 0 | CMUA TRM 206 Residential Ceiling Fans v2 18 2014 | 222.34 | 2014 | 0 | 33 | 2014 | 0 | 0 | SCE13LG019.1 - Energy Star Ceiling Fan with CFLs_Final | Ceiling Fans - Marine ¦ SDG&E ¦ Marine | Ceiling Fans - Marine | 1.4844 | 1 | 1 | RASS 2019 | 0 | 2012 | 0.55 | N/A
RES-HVAC-80.20 | Res ¦ Standard Ceiling Fan - Hot-Dry ¦ SDG&E ¦ Hot-Dry | Res ¦ Standard Ceiling Fan - Hot-Dry | SDG&E ¦ Hot-Dry | SDG&E | All | Electric | Non-Energy Star Ceiling Fan | Average Existing and Code | 0 | Conventional | HVAC | Res - Single Family | Res | ROB and NEW | 0 | Residential Households | Fan | 16 | DEER:HVAC_Eff_AC | 27.324 | 0.033 | 0 | CMUA TRM 206 Residential Ceiling Fans v2 18 2014 | 222.34 | 2014 | 0 | 33 | 2014 | 0 | 0 | SCE13LG019.1 - Energy Star Ceiling Fan with CFLs_Final | Ceiling Fans - Hot-Dry ¦ SDG&E ¦ Hot-Dry | Ceiling Fans - Hot-Dry | 1.3968 | 1 | 1 | RASS 2019 | 0 | 2012 | 0.55 | N/A
RES-HVAC-80.21 | Res ¦ Standard Ceiling Fan - Marine ¦ SDG&E ¦ Marine | Res ¦ Standard Ceiling Fan - Marine | SDG&E ¦ Marine | SDG&E | All | Electric | Non-Energy Star Ceiling Fan | Average Existing and Code | 0 | Conventional | HVAC | Res - Multi Family | Res | ROB and NEW | 0 | Residential Households | Fan | 16 | DEER:HVAC_Eff_AC | 27.324 | 0.033 | 0 | CMUA TRM 206 Residential Ceiling Fans v2 18 2014 | 222.34 | 2014 | 0 | 33 | 2014 | 0 | 0 | SCE13LG019.1 - Energy Star Ceiling Fan with CFLs_Final | Ceiling Fans - Marine ¦ SDG&E ¦ Marine | Ceiling Fans - Marine | 1.1206 | 1 | 1 | RASS 2019 | 0 | 2012 | 0.55 | N/A
RES-HVAC-80.22 | Res ¦ Standard Ceiling Fan - Hot-Dry ¦ SDG&E ¦ Hot-Dry | Res ¦ Standard Ceiling Fan - Hot-Dry | SDG&E ¦ Hot-Dry | SDG&E | All | Electric | Non-Energy Star Ceiling Fan | Average Existing and Code | 0 | Conventional | HVAC | Res - Multi Family | Res | ROB and NEW | 0 | Residential Households | Fan | 16 | DEER:HVAC_Eff_AC | 27.324 | 0.033 | 0 | CMUA TRM 206 Residential Ceiling Fans v2 18 2014 | 222.34 | 2014 | 0 | 33 | 2014 | 0 | 0 | SCE13LG019.1 - Energy Star Ceiling Fan with CFLs_Final | Ceiling Fans - Hot-Dry ¦ SDG&E ¦ Hot-Dry | Ceiling Fans - Hot-Dry | 0.63799 | 1 | 1 | RASS 2019 | 0 | 2012 | 0.55 | N/A
RES-HVAC-81.1 | Res ¦ ENERGY STAR Ceiling Fan - Marine ¦ PG&E ¦ Marine | Res ¦ ENERGY STAR Ceiling Fan - Marine | PG&E ¦ Marine | PG&E | All | Electric | ENERGY STAR ceiling fan | Efficient | 0 | Conventional | HVAC | Res - Single Family | Res | ROB and NEW | 0 | Residential Households | Fan | 16 | DEER:HVAC_Eff_AC | 34.3824 | 0.0228 | 0 | CMUA TRM 206 Residential Ceiling Fans v2 18 2014 | 308.85 | 2014 | 0 | 33 | 2014 | 0 | 0 | SCE13LG019.1 - Energy Star Ceiling Fan with CFLs_Final | Ceiling Fans - Marine ¦ PG&E ¦ Marine | Ceiling Fans - Marine | 0.67646 | 1 | 0 | RASS 2019 | 0 | 2012 | 0.55 | N/A
RES-HVAC-81.2 | Res ¦ ENERGY STAR Ceiling Fan - Hot-Dry ¦ PG&E ¦ Hot-Dry | Res ¦ ENERGY STAR Ceiling Fan - Hot-Dry | PG&E ¦ Hot-Dry | PG&E | All | Electric | ENERGY STAR ceiling fan | Efficient | 0 | Conventional | HVAC | Res - Single Family | Res | ROB and NEW | 0 | Residential Households | Fan | 16 | DEER:HVAC_Eff_AC | 34.3824 | 0.0228 | 0 | CMUA TRM 206 Residential Ceiling Fans v2 18 2014 | 308.85 | 2014 | 0 | 33 | 2014 | 0 | 0 | SCE13LG019.1 - Energy Star Ceiling Fan with CFLs_Final | Ceiling Fans - Hot-Dry ¦ PG&E ¦ Hot-Dry | Ceiling Fans - Hot-Dry | 1.5362 | 1 | 0 | RASS 2019 | 0 | 2012 | 0.55 | N/A
RES-HVAC-81.3 | Res ¦ ENERGY STAR Ceiling Fan - Cold ¦ PG&E ¦ Cold | Res ¦ ENERGY STAR Ceiling Fan - Cold | PG&E ¦ Cold | PG&E | All | Electric | ENERGY STAR ceiling fan | Efficient | 0 | Conventional | HVAC | Res - Single Family | Res | ROB and NEW | 0 | Residential Households | Fan | 16 | DEER:HVAC_Eff_AC | 34.3824 | 0.0228 | 0 | CMUA TRM 206 Residential Ceiling Fans v2 18 2014 | 308.85 | 2014 | 0 | 33 | 2014 | 0 | 0 | SCE13LG019.1 - Energy Star Ceiling Fan with CFLs_Final | Ceiling Fans - Cold ¦ PG&E ¦ Cold | Ceiling Fans - Cold | 0.77569 | 1 | 0 | RASS 2019 | 0 | 2012 | 0.55 | N/A
RES-HVAC-81.4 | Res ¦ ENERGY STAR Ceiling Fan - Marine ¦ PG&E ¦ Marine | Res ¦ ENERGY STAR Ceiling Fan - Marine | PG&E ¦ Marine | PG&E | All | Electric | ENERGY STAR ceiling fan | Efficient | 0 | Conventional | HVAC | Res - Multi Family | Res | ROB and NEW | 0 | Residential Households | Fan | 16 | DEER:HVAC_Eff_AC | 34.3824 | 0.0228 | 0 | CMUA TRM 206 Residential Ceiling Fans v2 18 2014 | 308.85 | 2014 | 0 | 33 | 2014 | 0 | 0 | SCE13LG019.1 - Energy Star Ceiling Fan with CFLs_Final | Ceiling Fans - Marine ¦ PG&E ¦ Marine | Ceiling Fans - Marine | 0.29732 | 1 | 0 | RASS 2019 | 0 | 2012 | 0.55 | N/A
RES-HVAC-81.5 | Res ¦ ENERGY STAR Ceiling Fan - Hot-Dry ¦ PG&E ¦ Hot-Dry | Res ¦ ENERGY STAR Ceiling Fan - Hot-Dry | PG&E ¦ Hot-Dry | PG&E | All | Electric | ENERGY STAR ceiling fan | Efficient | 0 | Conventional | HVAC | Res - Multi Family | Res | ROB and NEW | 0 | Residential Households | Fan | 16 | DEER:HVAC_Eff_AC | 34.3824 | 0.0228 | 0 | CMUA TRM 206 Residential Ceiling Fans v2 18 2014 | 308.85 | 2014 | 0 | 33 | 2014 | 0 | 0 | SCE13LG019.1 - Energy Star Ceiling Fan with CFLs_Final | Ceiling Fans - Hot-Dry ¦ PG&E ¦ Hot-Dry | Ceiling Fans - Hot-Dry | 0.62823 | 1 | 0 | RASS 2019 | 0 | 2012 | 0.55 | N/A
RES-HVAC-81.6 | Res ¦ ENERGY STAR Ceiling Fan - Cold ¦ PG&E ¦ Cold | Res ¦ ENERGY STAR Ceiling Fan - Cold | PG&E ¦ Cold | PG&E | All | Electric | ENERGY STAR ceiling fan | Efficient | 0 | Conventional | HVAC | Res - Multi Family | Res | ROB and NEW | 0 | Residential Households | Fan | 16 | DEER:HVAC_Eff_AC | 34.3824 | 0.0228 | 0 | CMUA TRM 206 Residential Ceiling Fans v2 18 2014 | 308.85 | 2014 | 0 | 33 | 2014 | 0 | 0 | SCE13LG019.1 - Energy Star Ceiling Fan with CFLs_Final | Ceiling Fans - Cold ¦ PG&E ¦ Cold | Ceiling Fans - Cold | 0.58723 | 1 | 0 | RASS 2019 | 0 | 2012 | 0.55 | N/A
RES-HVAC-81.7 | Res ¦ ENERGY STAR Ceiling Fan - Marine ¦ SCE ¦ Marine | Res ¦ ENERGY STAR Ceiling Fan - Marine | SCE ¦ Marine | SCE | All | Electric | ENERGY STAR ceiling fan | Efficient | 0 | Conventional | HVAC | Res - Single Family | Res | ROB and NEW | 0 | Residential Households | Fan | 16 | DEER:HVAC_Eff_AC | 8.208 | 0.0228 | 0 | CMUA TRM 206 Residential Ceiling Fans v2 18 2014 | 308.85 | 2014 | 0 | 33 | 2014 | 0 | 0 | SCE13LG019.1 - Energy Star Ceiling Fan with CFLs_Final | Ceiling Fans - Marine ¦ SCE ¦ Marine | Ceiling Fans - Marine | 1.0714 | 1 | 0 | RASS 2019 | 0 | 2012 | 0.55 | N/A
RES-HVAC-81.8 | Res ¦ ENERGY STAR Ceiling Fan - Hot-Dry ¦ SCE ¦ Hot-Dry | Res ¦ ENERGY STAR Ceiling Fan - Hot-Dry | SCE ¦ Hot-Dry | SCE | All | Electric | ENERGY STAR ceiling fan | Efficient | 0 | Conventional | HVAC | Res - Single Family | Res | ROB and NEW | 0 | Residential Households | Fan | 16 | DEER:HVAC_Eff_AC | 8.208 | 0.0228 | 0 | CMUA TRM 206 Residential Ceiling Fans v2 18 2014 | 308.85 | 2014 | 0 | 33 | 2014 | 0 | 0 | SCE13LG019.1 - Energy Star Ceiling Fan with CFLs_Final | Ceiling Fans - Hot-Dry ¦ SCE ¦ Hot-Dry | Ceiling Fans - Hot-Dry | 1.4145 | 1 | 0 | RASS 2019 | 0 | 2012 | 0.55 | N/A
RES-HVAC-81.9 | Res ¦ ENERGY STAR Ceiling Fan - Cold ¦ SCE ¦ Cold | Res ¦ ENERGY STAR Ceiling Fan - Cold | SCE ¦ Cold | SCE | All | Electric | ENERGY STAR ceiling fan | Efficient | 0 | Conventional | HVAC | Res - Single Family | Res | ROB and NEW | 0 | Residential Households | Fan | 16 | DEER:HVAC_Eff_AC | 8.208 | 0.0228 | 0 | CMUA TRM 206 Residential Ceiling Fans v2 18 2014 | 308.85 | 2014 | 0 | 33 | 2014 | 0 | 0 | SCE13LG019.1 - Energy Star Ceiling Fan with CFLs_Final | Ceiling Fans - Cold ¦ SCE ¦ Cold | Ceiling Fans - Cold | 1.2181 | 1 | 0 | RASS 2019 | 0 | 2012 | 0.55 | N/A
RES-HVAC-81.10 | Res ¦ ENERGY STAR Ceiling Fan - Marine ¦ SCE ¦ Marine | Res ¦ ENERGY STAR Ceiling Fan - Marine | SCE ¦ Marine | SCE | All | Electric | ENERGY STAR ceiling fan | Efficient | 0 | Conventional | HVAC | Res - Multi Family | Res | ROB and NEW | 0 | Residential Households | Fan | 16 | DEER:HVAC_Eff_AC | 8.208 | 0.0228 | 0 | CMUA TRM 206 Residential Ceiling Fans v2 18 2014 | 308.85 | 2014 | 0 | 33 | 2014 | 0 | 0 | SCE13LG019.1 - Energy Star Ceiling Fan with CFLs_Final | Ceiling Fans - Marine ¦ SCE ¦ Marine | Ceiling Fans - Marine | 0.55191 | 1 | 0 | RASS 2019 | 0 | 2012 | 0.55 | N/A
RES-HVAC-81.11 | Res ¦ ENERGY STAR Ceiling Fan - Hot-Dry ¦ SCE ¦ Hot-Dry | Res ¦ ENERGY STAR Ceiling Fan - Hot-Dry | SCE ¦ Hot-Dry | SCE | All | Electric | ENERGY STAR ceiling fan | Efficient | 0 | Conventional | HVAC | Res - Multi Family | Res | ROB and NEW | 0 | Residential Households | Fan | 16 | DEER:HVAC_Eff_AC | 8.208 | 0.0228 | 0 | CMUA TRM 206 Residential Ceiling Fans v2 18 2014 | 308.85 | 2014 | 0 | 33 | 2014 | 0 | 0 | SCE13LG019.1 - Energy Star Ceiling Fan with CFLs_Final | Ceiling Fans - Hot-Dry ¦ SCE ¦ Hot-Dry | Ceiling Fans - Hot-Dry | 0.58683 | 1 | 0 | RASS 2019 | 0 | 2012 | 0.55 | N/A
RES-HVAC-81.12 | Res ¦ ENERGY STAR Ceiling Fan - Cold ¦ SCE ¦ Cold | Res ¦ ENERGY STAR Ceiling Fan - Cold | SCE ¦ Cold | SCE | All | Electric | ENERGY STAR ceiling fan | Efficient | 0 | Conventional | HVAC | Res - Multi Family | Res | ROB and NEW | 0 | Residential Households | Fan | 16 | DEER:HVAC_Eff_AC | 8.208 | 0.0228 | 0 | CMUA TRM 206 Residential Ceiling Fans v2 18 2014 | 308.85 | 2014 | 0 | 33 | 2014 | 0 | 0 | SCE13LG019.1 - Energy Star Ceiling Fan with CFLs_Final | Ceiling Fans - Cold ¦ SCE ¦ Cold | Ceiling Fans - Cold | 0.60356 | 1 | 0 | RASS 2019 | 0 | 2012 | 0.55 | N/A
RES-HVAC-81.19 | Res ¦ ENERGY STAR Ceiling Fan - Marine ¦ SDG&E ¦ Marine | Res ¦ ENERGY STAR Ceiling Fan - Marine | SDG&E ¦ Marine | SDG&E | All | Electric | ENERGY STAR ceiling fan | Efficient | 0 | Conventional | HVAC | Res - Single Family | Res | ROB and NEW | 0 | Residential Households | Fan | 16 | DEER:HVAC_Eff_AC | 18.8784 | 0.0228 | 0 | CMUA TRM 206 Residential Ceiling Fans v2 18 2014 | 308.85 | 2014 | 0 | 33 | 2014 | 0 | 0 | SCE13LG019.1 - Energy Star Ceiling Fan with CFLs_Final | Ceiling Fans - Marine ¦ SDG&E ¦ Marine | Ceiling Fans - Marine | 1.4844 | 1 | 0 | RASS 2019 | 0 | 2012 | 0.55 | N/A
RES-HVAC-81.20 | Res ¦ ENERGY STAR Ceiling Fan - Hot-Dry ¦ SDG&E ¦ Hot-Dry | Res ¦ ENERGY STAR Ceiling Fan - Hot-Dry | SDG&E ¦ Hot-Dry | SDG&E | All | Electric | ENERGY STAR ceiling fan | Efficient | 0 | Conventional | HVAC | Res - Single Family | Res | ROB and NEW | 0 | Residential Households | Fan | 16 | DEER:HVAC_Eff_AC | 18.8784 | 0.0228 | 0 | CMUA TRM 206 Residential Ceiling Fans v2 18 2014 | 308.85 | 2014 | 0 | 33 | 2014 | 0 | 0 | SCE13LG019.1 - Energy Star Ceiling Fan with CFLs_Final | Ceiling Fans - Hot-Dry ¦ SDG&E ¦ Hot-Dry | Ceiling Fans - Hot-Dry | 1.3968 | 1 | 0 | RASS 2019 | 0 | 2012 | 0.55 | N/A
RES-HVAC-81.21 | Res ¦ ENERGY STAR Ceiling Fan - Marine ¦ SDG&E ¦ Marine | Res ¦ ENERGY STAR Ceiling Fan - Marine | SDG&E ¦ Marine | SDG&E | All | Electric | ENERGY STAR ceiling fan | Efficient | 0 | Conventional | HVAC | Res - Multi Family | Res | ROB and NEW | 0 | Residential Households | Fan | 16 | DEER:HVAC_Eff_AC | 18.8784 | 0.0228 | 0 | CMUA TRM 206 Residential Ceiling Fans v2 18 2014 | 308.85 | 2014 | 0 | 33 | 2014 | 0 | 0 | SCE13LG019.1 - Energy Star Ceiling Fan with CFLs_Final | Ceiling Fans - Marine ¦ SDG&E ¦ Marine | Ceiling Fans - Marine | 1.1206 | 1 | 0 | RASS 2019 | 0 | 2012 | 0.55 | N/A
RES-HVAC-81.22 | Res ¦ ENERGY STAR Ceiling Fan - Hot-Dry ¦ SDG&E ¦ Hot-Dry | Res ¦ ENERGY STAR Ceiling Fan - Hot-Dry | SDG&E ¦ Hot-Dry | SDG&E | All | Electric | ENERGY STAR ceiling fan | Efficient | 0 | Conventional | HVAC | Res - Multi Family | Res | ROB and NEW | 0 | Residential Households | Fan | 16 | DEER:HVAC_Eff_AC | 18.8784 | 0.0228 | 0 | CMUA TRM 206 Residential Ceiling Fans v2 18 2014 | 308.85 | 2014 | 0 | 33 | 2014 | 0 | 0 | SCE13LG019.1 - Energy Star Ceiling Fan with CFLs_Final | Ceiling Fans - Hot-Dry ¦ SDG&E ¦ Hot-Dry | Ceiling Fans - Hot-Dry | 0.63799 | 1 | 0 | RASS 2019 | 0 | 2012 | 0.55 | N/A
RES-HVAC-85.1 | Res ¦ No Whole House Fan - Marine ¦ PG&E ¦ Marine | Res ¦ No Whole House Fan - Marine | PG&E ¦ Marine | PG&E | All | Electric | No Whole House Fan | Average Existing and Code | 0 | Conventional | HVAC | Res - Single Family | Res | RET Only | 0 | Residential Households | Household | 6.7 | DEER:HVAC_Eff_AC | -22.375 | 0.075 | -0.115 | eTRM (SWHC030-01) | 0 | 2019 | 0 | 0 | 2019 | 0 | 0 | eTRM (SWHC030-01) | Whole House Fan - Marine ¦ PG&E ¦ Marine | Whole House Fan - Marine | 0.91209 | 1 | 0.93146 | RASS 2019 | 0 | 2012 | 0.55 | SWHC030 Version 01
RES-HVAC-85.2 | Res ¦ No Whole House Fan - Hot-Dry ¦ PG&E ¦ Hot-Dry | Res ¦ No Whole House Fan - Hot-Dry | PG&E ¦ Hot-Dry | PG&E | All | Electric | No Whole House Fan | Average Existing and Code | 0 | Conventional | HVAC | Res - Single Family | Res | RET Only | 0 | Residential Households | Household | 6.7 | DEER:HVAC_Eff_AC | 128.3288 | 0.42 | -0.81 | eTRM (SWHC030-01) | 0 | 2019 | 0 | 0 | 2019 | 0 | 0 | eTRM (SWHC030-01) | Whole House Fan - Hot-Dry ¦ PG&E ¦ Hot-Dry | Whole House Fan - Hot-Dry | 0.93672 | 1 | 0.82038 | RASS 2019 | 0 | 2012 | 0.55 | SWHC030 Version 01
RES-HVAC-85.3 | Res ¦ No Whole House Fan - Cold ¦ PG&E ¦ Cold | Res ¦ No Whole House Fan - Cold | PG&E ¦ Cold | PG&E | All | Electric | No Whole House Fan | Average Existing and Code | 0 | Conventional | HVAC | Res - Single Family | Res | RET Only | 0 | Residential Households | Household | 6.7 | DEER:HVAC_Eff_AC | 57.675 | 0.05 | -0.4475 | eTRM (SWHC030-01) | 0 | 2019 | 0 | 0 | 2019 | 0 | 0 | eTRM (SWHC030-01) | Whole House Fan - Cold ¦ PG&E ¦ Cold | Whole House Fan - Cold | 0.93341 | 1 | 0.95433 | RASS 2019 | 0 | 2012 | 0.55 | SWHC030 Version 01
RES-HVAC-85.4 | Res ¦ No Whole House Fan - Marine ¦ SCE ¦ Marine | Res ¦ No Whole House Fan - Marine | SCE ¦ Marine | SCE | All | Electric | No Whole House Fan | Average Existing and Code | 0 | Conventional | HVAC | Res - Single Family | Res | RET Only | 0 | Residential Households | Household | 6.7 | DEER:HVAC_Eff_AC | -22.8475 | 0.24375 | -0.81 | eTRM (SWHC030-01) | 0 | 2019 | 0 | 0 | 2019 | 0 | 0 | eTRM (SWHC030-01) | Whole House Fan - Marine ¦ SCE ¦ Marine | Whole House Fan - Marine | 0.94329 | 1 | 0.92833 | RASS 2019 | 0 | 2012 | 0.55 | SWHC030 Version 01
RES-HVAC-85.5 | Res ¦ No Whole House Fan - Hot-Dry ¦ SCE ¦ Hot-Dry | Res ¦ No Whole House Fan - Hot-Dry | SCE ¦ Hot-Dry | SCE | All | Electric | No Whole House Fan | Average Existing and Code | 0 | Conventional | HVAC | Res - Single Family | Res | RET Only | 0 | Residential Households | Household | 6.7 | DEER:HVAC_Eff_AC | 197.6738 | 0.1675 | -1.2363 | eTRM (SWHC030-01) | 0 | 2019 | 0 | 0 | 2019 | 0 | 0 | eTRM (SWHC030-01) | Whole House Fan - Hot-Dry ¦ SCE ¦ Hot-Dry | Whole House Fan - Hot-Dry | 0.95802 | 1 | 0.89198 | RASS 2019 | 0 | 2012 | 0.55 | SWHC030 Version 01
RES-HVAC-85.6 | Res ¦ No Whole House Fan - Cold ¦ SCE ¦ Cold | Res ¦ No Whole House Fan - Cold | SCE ¦ Cold | SCE | All | Electric | No Whole House Fan | Average Existing and Code | 0 | Conventional | HVAC | Res - Single Family | Res | RET Only | 0 | Residential Households | Household | 6.7 | DEER:HVAC_Eff_AC | 57.675 | 0.05 | -0.4475 | eTRM (SWHC030-01) | 0 | 2019 | 0 | 0 | 2019 | 0 | 0 | eTRM (SWHC030-01) | Whole House Fan - Cold ¦ SCE ¦ Cold | Whole House Fan - Cold | 0.98593 | 1 | 0.84868 | RASS 2019 | 0 | 2012 | 0.55 | SWHC030 Version 01
RES-HVAC-85.10 | Res ¦ No Whole House Fan - Marine ¦ SDG&E ¦ Marine | Res ¦ No Whole House Fan - Marine | SDG&E ¦ Marine | SDG&E | All | Electric | No Whole House Fan | Average Existing and Code | 0 | Conventional | HVAC | Res - Single Family | Res | RET Only | 0 | Residential Households | Household | 6.7 | DEER:HVAC_Eff_AC | -22.8475 | 0.24375 | -0.81 | eTRM (SWHC030-01) | 0 | 2019 | 0 | 0 | 2019 | 0 | 0 | eTRM (SWHC030-01) | Whole House Fan - Marine ¦ SDG&E ¦ Marine | Whole House Fan - Marine | 0.92554 | 1 | 0.76954 | RASS 2019 | 0 | 2012 | 0.55 | SWHC030 Version 01
RES-HVAC-85.11 | Res ¦ No Whole House Fan - Hot-Dry ¦ SDG&E ¦ Hot-Dry | Res ¦ No Whole House Fan - Hot-Dry | SDG&E ¦ Hot-Dry | SDG&E | All | Electric | No Whole House Fan | Average Existing and Code | 0 | Conventional | HVAC | Res - Single Family | Res | RET Only | 0 | Residential Households | Household | 6.7 | DEER:HVAC_Eff_AC | -3.7388 | 0.205 | -1.3188 | eTRM (SWHC030-01) | 0 | 2019 | 0 | 0 | 2019 | 0 | 0 | eTRM (SWHC030-01) | Whole House Fan - Hot-Dry ¦ SDG&E ¦ Hot-Dry | Whole House Fan - Hot-Dry | 0.95157 | 1 | 0.86901 | RASS 2019 | 0 | 2012 | 0.55 | SWHC030 Version 01
RES-HVAC-86.1 | Res ¦ Whole House Fan - Marine ¦ PG&E ¦ Marine | Res ¦ Whole House Fan - Marine | PG&E ¦ Marine | PG&E | All | Electric | Whole House Fan | Efficient | 0 | Conventional | HVAC | Res - Single Family | Res | RET Only | 0 | Residential Households | Household | 6.7 | DEER:HVAC_Eff_AC | 0 | 0 | 0 | eTRM (SWHC030-01) | 1439.25 | 2019 | 0 | 635.375 | 2019 | 0 | 0 | eTRM (SWHC030-01) | Whole House Fan - Marine ¦ PG&E ¦ Marine | Whole House Fan - Marine | 0.91209 | 1 | 0.068537 | RASS 2019 | 476.4376 | 2032 | 0.55 | SWHC030 Version 01
RES-HVAC-86.2 | Res ¦ Whole House Fan - Hot-Dry ¦ PG&E ¦ Hot-Dry | Res ¦ Whole House Fan - Hot-Dry | PG&E ¦ Hot-Dry | PG&E | All | Electric | Whole House Fan | Efficient | 0 | Conventional | HVAC | Res - Single Family | Res | RET Only | 0 | Residential Households | Household | 6.7 | DEER:HVAC_Eff_AC | 0 | 0 | 0 | eTRM (SWHC030-01) | 1439.25 | 2019 | 0 | 635.375 | 2019 | 0 | 0 | eTRM (SWHC030-01) | Whole House Fan - Hot-Dry ¦ PG&E ¦ Hot-Dry | Whole House Fan - Hot-Dry | 0.93672 | 1 | 0.17962 | RASS 2019 | 476.4376 | 2032 | 0.55 | SWHC030 Version 01
RES-HVAC-86.3 | Res ¦ Whole House Fan - Cold ¦ PG&E ¦ Cold | Res ¦ Whole House Fan - Cold | PG&E ¦ Cold | PG&E | All | Electric | Whole House Fan | Efficient | 0 | Conventional | HVAC | Res - Single Family | Res | RET Only | 0 | Residential Households | Household | 6.7 | DEER:HVAC_Eff_AC | 0 | 0 | 0 | eTRM (SWHC030-01) | 1439.25 | 2019 | 0 | 635.375 | 2019 | 0 | 0 | eTRM (SWHC030-01) | Whole House Fan - Cold ¦ PG&E ¦ Cold | Whole House Fan - Cold | 0.93341 | 1 | 0.045669 | RASS 2019 | 476.4376 | 2032 | 0.55 | SWHC030 Version 01
RES-HVAC-86.4 | Res ¦ Whole House Fan - Marine ¦ SCE ¦ Marine | Res ¦ Whole House Fan - Marine | SCE ¦ Marine | SCE | All | Electric | Whole House Fan | Efficient | 0 | Conventional | HVAC | Res - Single Family | Res | RET Only | 0 | Residential Households | Household | 6.7 | DEER:HVAC_Eff_AC | 0 | 0 | 0 | eTRM (SWHC030-01) | 1439.25 | 2019 | 0 | 635.375 | 2019 | 0 | 0 | eTRM (SWHC030-01) | Whole House Fan - Marine ¦ SCE ¦ Marine | Whole House Fan - Marine | 0.94329 | 1 | 0.071674 | RASS 2019 | 476.4376 | 2032 | 0.55 | SWHC030 Version 01
RES-HVAC-86.5 | Res ¦ Whole House Fan - Hot-Dry ¦ SCE ¦ Hot-Dry | Res ¦ Whole House Fan - Hot-Dry | SCE ¦ Hot-Dry | SCE | All | Electric | Whole House Fan | Efficient | 0 | Conventional | HVAC | Res - Single Family | Res | RET Only | 0 | Residential Households | Household | 6.7 | DEER:HVAC_Eff_AC | 0 | 0 | 0 | eTRM (SWHC030-01) | 1439.25 | 2019 | 0 | 635.375 | 2019 | 0 | 0 | eTRM (SWHC030-01) | Whole House Fan - Hot-Dry ¦ SCE ¦ Hot-Dry | Whole House Fan - Hot-Dry | 0.95802 | 1 | 0.10802 | RASS 2019 | 476.4376 | 2032 | 0.55 | SWHC030 Version 01
RES-HVAC-86.6 | Res ¦ Whole House Fan - Cold ¦ SCE ¦ Cold | Res ¦ Whole House Fan - Cold | SCE ¦ Cold | SCE | All | Electric | Whole House Fan | Efficient | 0 | Conventional | HVAC | Res - Single Family | Res | RET Only | 0 | Residential Households | Household | 6.7 | DEER:HVAC_Eff_AC | 0 | 0 | 0 | eTRM (SWHC030-01) | 1439.25 | 2019 | 0 | 635.375 | 2019 | 0 | 0 | eTRM (SWHC030-01) | Whole House Fan - Cold ¦ SCE ¦ Cold | Whole House Fan - Cold | 0.98593 | 1 | 0.15132 | RASS 2019 | 476.4376 | 2032 | 0.55 | SWHC030 Version 01
RES-HVAC-86.10 | Res ¦ Whole House Fan - Marine ¦ SDG&E ¦ Marine | Res ¦ Whole House Fan - Marine | SDG&E ¦ Marine | SDG&E | All | Electric | Whole House Fan | Efficient | 0 | Conventional | HVAC | Res - Single Family | Res | RET Only | 0 | Residential Households | Household | 6.7 | DEER:HVAC_Eff_AC | 0 | 0 | 0 | eTRM (SWHC030-01) | 1439.25 | 2019 | 0 | 635.375 | 2019 | 0 | 0 | eTRM (SWHC030-01) | Whole House Fan - Marine ¦ SDG&E ¦ Marine | Whole House Fan - Marine | 0.92554 | 1 | 0.23046 | RASS 2019 | 476.4376 | 2032 | 0.55 | SWHC030 Version 01
RES-HVAC-86.11 | Res ¦ Whole House Fan - Hot-Dry ¦ SDG&E ¦ Hot-Dry | Res ¦ Whole House Fan - Hot-Dry | SDG&E ¦ Hot-Dry | SDG&E | All | Electric | Whole House Fan | Efficient | 0 | Conventional | HVAC | Res - Single Family | Res | RET Only | 0 | Residential Households | Household | 6.7 | DEER:HVAC_Eff_AC | 0 | 0 | 0 | eTRM (SWHC030-01) | 1439.25 | 2019 | 0 | 635.375 | 2019 | 0 | 0 | eTRM (SWHC030-01) | Whole House Fan - Hot-Dry ¦ SDG&E ¦ Hot-Dry | Whole House Fan - Hot-Dry | 0.95157 | 1 | 0.13099 | RASS 2019 | 476.4376 | 2032 | 0.55 | SWHC030 Version 01
RES-HVAC-90.1 | Res ¦ Standard Res HVAC Motor - Marine ¦ PG&E ¦ Marine | Res ¦ Standard Res HVAC Motor - Marine | PG&E ¦ Marine | PG&E | All | Electric | Standard permanent split capacity (PSC) residential fan (blower) motors | Average Existing and Code | 0 | Conventional | HVAC | Res - Single Family | Res | RET Only | 0 | Residential Households | Cap-Tons | 5 | DEER:HVAC_Eff_AC | 2252.43 | 0.5232 | 170.6223 | eTRM (SWHC038-01) | 47.03 | 2018 | 0 | 42.25 | 2019 | 0 | 0 | eTRM (SWHC038-01) | Res HVAC Motors - Marine ¦ PG&E ¦ Marine | Res HVAC Motors - Marine | 0.46284 | 1 | 0.91063 | RASS 2019 | 0 | 2012 | 0.55 | SWHC038 Version 01
RES-HVAC-90.2 | Res ¦ Standard Res HVAC Motor - Hot-Dry ¦ PG&E ¦ Hot-Dry | Res ¦ Standard Res HVAC Motor - Hot-Dry | PG&E ¦ Hot-Dry | PG&E | All | Electric | Standard permanent split capacity (PSC) residential fan (blower) motors | Average Existing and Code | 0 | Conventional | HVAC | Res - Single Family | Res | RET Only | 0 | Residential Households | Cap-Tons | 5 | DEER:HVAC_Eff_AC | 2867.22 | 0.9919 | 204.4777 | eTRM (SWHC038-01) | 47.03 | 2018 | 0 | 42.25 | 2019 | 0 | 0 | eTRM (SWHC038-01) | Res HVAC Motors - Hot-Dry ¦ PG&E ¦ Hot-Dry | Res HVAC Motors - Hot-Dry | 0.91078 | 1 | 0.91063 | RASS 2019 | 0 | 2012 | 0.55 | SWHC038 Version 01
RES-HVAC-90.3 | Res ¦ Standard Res HVAC Motor - Cold ¦ PG&E ¦ Cold | Res ¦ Standard Res HVAC Motor - Cold | PG&E ¦ Cold | PG&E | All | Electric | Standard permanent split capacity (PSC) residential fan (blower) motors | Average Existing and Code | 0 | Conventional | HVAC | Res - Single Family | Res | RET Only | 0 | Residential Households | Cap-Tons | 5 | DEER:HVAC_Eff_AC | 2033.76 | 0.4848 | 152.1468 | eTRM (SWHC038-01) | 47.03 | 2018 | 0 | 42.25 | 2019 | 0 | 0 | eTRM (SWHC038-01) | Res HVAC Motors - Cold ¦ PG&E ¦ Cold | Res HVAC Motors - Cold | 2.3047 | 1 | 0.91063 | RASS 2019 | 0 | 2012 | 0.55 | SWHC038 Version 01
RES-HVAC-90.4 | Res ¦ Standard Res HVAC Motor - Marine ¦ PG&E ¦ Marine | Res ¦ Standard Res HVAC Motor - Marine | PG&E ¦ Marine | PG&E | All | Electric | Standard permanent split capacity (PSC) residential fan (blower) motors | Average Existing and Code | 0 | Conventional | HVAC | Res - Multi Family | Res | RET Only | 0 | Residential Households | Cap-Tons | 5 | DEER:HVAC_Eff_AC | 4174.53 | 0.66 | 326.85 | eTRM (SWHC038-01) | 47.03 | 2018 | 0 | 42.25 | 2019 | 0 | 0 | eTRM (SWHC038-01) | Res HVAC Motors - Marine ¦ PG&E ¦ Marine | Res HVAC Motors - Marine | 0.15852 | 1 | 0.91063 | RASS 2019 | 0 | 2012 | 0.55 | SWHC038 Version 01
RES-HVAC-90.5 | Res ¦ Standard Res HVAC Motor - Hot-Dry ¦ PG&E ¦ Hot-Dry | Res ¦ Standard Res HVAC Motor - Hot-Dry | PG&E ¦ Hot-Dry | PG&E | All | Electric | Standard permanent split capacity (PSC) residential fan (blower) motors | Average Existing and Code | 0 | Conventional | HVAC | Res - Multi Family | Res | RET Only | 0 | Residential Households | Cap-Tons | 5 | DEER:HVAC_Eff_AC | 4866.72 | 1.28 | 305.55 | eTRM (SWHC038-01) | 47.03 | 2018 | 0 | 42.25 | 2019 | 0 | 0 | eTRM (SWHC038-01) | Res HVAC Motors - Hot-Dry ¦ PG&E ¦ Hot-Dry | Res HVAC Motors - Hot-Dry | 0.39739 | 1 | 0.91063 | RASS 2019 | 0 | 2012 | 0.55 | SWHC038 Version 01
RES-HVAC-90.6 | Res ¦ Standard Res HVAC Motor - Cold ¦ PG&E ¦ Cold | Res ¦ Standard Res HVAC Motor - Cold | PG&E ¦ Cold | PG&E | All | Electric | Standard permanent split capacity (PSC) residential fan (blower) motors | Average Existing and Code | 0 | Conventional | HVAC | Res - Multi Family | Res | RET Only | 0 | Residential Households | Cap-Tons | 5 | DEER:HVAC_Eff_AC | 4648.94 | 1.06 | 401.72 | eTRM (SWHC038-01) | 47.03 | 2018 | 0 | 42.25 | 2019 | 0 | 0 | eTRM (SWHC038-01) | Res HVAC Motors - Cold ¦ PG&E ¦ Cold | Res HVAC Motors - Cold | 0.37544 | 1 | 0.91063 | RASS 2019 | 0 | 2012 | 0.55 | SWHC038 Version 01
RES-HVAC-90.7 | Res ¦ Standard Res HVAC Motor - Marine ¦ SCE ¦ Marine | Res ¦ Standard Res HVAC Motor - Marine | SCE ¦ Marine | SCE | All | Electric | Standard permanent split capacity (PSC) residential fan (blower) motors | Average Existing and Code | 0 | Conventional | HVAC | Res - Single Family | Res | RET Only | 0 | Residential Households | Cap-Tons | 5 | DEER:HVAC_Eff_AC | 1961.99 | 0.6459 | 104.1047 | eTRM (SWHC038-01) | 47.03 | 2018 | 0 | 42.25 | 2019 | 0 | 0 | eTRM (SWHC038-01) | Res HVAC Motors - Marine ¦ SCE ¦ Marine | Res HVAC Motors - Marine | 0.55458 | 1 | 0.91063 | RASS 2019 | 0 | 2012 | 0.55 | SWHC038 Version 01
RES-HVAC-90.8 | Res ¦ Standard Res HVAC Motor - Hot-Dry ¦ SCE ¦ Hot-Dry | Res ¦ Standard Res HVAC Motor - Hot-Dry | SCE ¦ Hot-Dry | SCE | All | Electric | Standard permanent split capacity (PSC) residential fan (blower) motors | Average Existing and Code | 0 | Conventional | HVAC | Res - Single Family | Res | RET Only | 0 | Residential Households | Cap-Tons | 5 | DEER:HVAC_Eff_AC | 2310.06 | 0.7507 | 102.9125 | eTRM (SWHC038-01) | 47.03 | 2018 | 0 | 42.25 | 2019 | 0 | 0 | eTRM (SWHC038-01) | Res HVAC Motors - Hot-Dry ¦ SCE ¦ Hot-Dry | Res HVAC Motors - Hot-Dry | 1.0261 | 1 | 0.91063 | RASS 2019 | 0 | 2012 | 0.55 | SWHC038 Version 01
RES-HVAC-90.9 | Res ¦ Standard Res HVAC Motor - Cold ¦ SCE ¦ Cold | Res ¦ Standard Res HVAC Motor - Cold | SCE ¦ Cold | SCE | All | Electric | Standard permanent split capacity (PSC) residential fan (blower) motors | Average Existing and Code | 0 | Conventional | HVAC | Res - Single Family | Res | RET Only | 0 | Residential Households | Cap-Tons | 5 | DEER:HVAC_Eff_AC | 2033.76 | 0.4848 | 152.1468 | eTRM (SWHC038-01) | 47.03 | 2018 | 0 | 42.25 | 2019 | 0 | 0 | eTRM (SWHC038-01) | Res HVAC Motors - Cold ¦ SCE ¦ Cold | Res HVAC Motors - Cold | 0.59482 | 1 | 0.91063 | RASS 2019 | 0 | 2012 | 0.55 | SWHC038 Version 01
RES-HVAC-90.10 | Res ¦ Standard Res HVAC Motor - Marine ¦ SCE ¦ Marine | Res ¦ Standard Res HVAC Motor - Marine | SCE ¦ Marine | SCE | All | Electric | Standard permanent split capacity (PSC) residential fan (blower) motors | Average Existing and Code | 0 | Conventional | HVAC | Res - Multi Family | Res | RET Only | 0 | Residential Households | Cap-Tons | 5 | DEER:HVAC_Eff_AC | 3815.27 | 0.8672 | 226.5547 | eTRM (SWHC038-01) | 47.03 | 2018 | 0 | 42.25 | 2019 | 0 | 0 | eTRM (SWHC038-01) | Res HVAC Motors - Marine ¦ SCE ¦ Marine | Res HVAC Motors - Marine | 0.18492 | 1 | 0.91063 | RASS 2019 | 0 | 2012 | 0.55 | SWHC038 Version 01
RES-HVAC-90.11 | Res ¦ Standard Res HVAC Motor - Hot-Dry ¦ SCE ¦ Hot-Dry | Res ¦ Standard Res HVAC Motor - Hot-Dry | SCE ¦ Hot-Dry | SCE | All | Electric | Standard permanent split capacity (PSC) residential fan (blower) motors | Average Existing and Code | 0 | Conventional | HVAC | Res - Multi Family | Res | RET Only | 0 | Residential Households | Cap-Tons | 5 | DEER:HVAC_Eff_AC | 4319.96 | 0.9748 | 235.7731 | eTRM (SWHC038-01) | 47.03 | 2018 | 0 | 42.25 | 2019 | 0 | 0 | eTRM (SWHC038-01) | Res HVAC Motors - Hot-Dry ¦ SCE ¦ Hot-Dry | Res HVAC Motors - Hot-Dry | 0.33824 | 1 | 0.91063 | RASS 2019 | 0 | 2012 | 0.55 | SWHC038 Version 01
RES-HVAC-90.12 | Res ¦ Standard Res HVAC Motor - Cold ¦ SCE ¦ Cold | Res ¦ Standard Res HVAC Motor - Cold | SCE ¦ Cold | SCE | All | Electric | Standard permanent split capacity (PSC) residential fan (blower) motors | Average Existing and Code | 0 | Conventional | HVAC | Res - Multi Family | Res | RET Only | 0 | Residential Households | Cap-Tons | 5 | DEER:HVAC_Eff_AC | 4648.94 | 1.06 | 401.72 | eTRM (SWHC038-01) | 47.03 | 2018 | 0 | 42.25 | 2019 | 0 | 0 | eTRM (SWHC038-01) | Res HVAC Motors - Cold ¦ SCE ¦ Cold | Res HVAC Motors - Cold | 0.37544 | 1 | 0.91063 | RASS 2019 | 0 | 2012 | 0.55 | SWHC038 Version 01
RES-HVAC-90.19 | Res ¦ Standard Res HVAC Motor - Marine ¦ SDG&E ¦ Marine | Res ¦ Standard Res HVAC Motor - Marine | SDG&E ¦ Marine | SDG&E | All | Electric | Standard permanent split capacity (PSC) residential fan (blower) motors | Average Existing and Code | 0 | Conventional | HVAC | Res - Single Family | Res | RET Only | 0 | Residential Households | Cap-Tons | 5 | DEER:HVAC_Eff_AC | 1961.99 | 0.6459 | 104.1047 | eTRM (SWHC038-01) | 47.03 | 2018 | 0 | 42.25 | 2019 | 0 | 0 | eTRM (SWHC038-01) | Res HVAC Motors - Marine ¦ SDG&E ¦ Marine | Res HVAC Motors - Marine | 0.6601 | 1 | 0.91063 | RASS 2019 | 0 | 2012 | 0.55 | SWHC038 Version 01
RES-HVAC-90.20 | Res ¦ Standard Res HVAC Motor - Hot-Dry ¦ SDG&E ¦ Hot-Dry | Res ¦ Standard Res HVAC Motor - Hot-Dry | SDG&E ¦ Hot-Dry | SDG&E | All | Electric | Standard permanent split capacity (PSC) residential fan (blower) motors | Average Existing and Code | 0 | Conventional | HVAC | Res - Single Family | Res | RET Only | 0 | Residential Households | Cap-Tons | 5 | DEER:HVAC_Eff_AC | 2475.02 | 0.704 | 121.2492 | eTRM (SWHC038-01) | 47.03 | 2018 | 0 | 42.25 | 2019 | 0 | 0 | eTRM (SWHC038-01) | Res HVAC Motors - Hot-Dry ¦ SDG&E ¦ Hot-Dry | Res HVAC Motors - Hot-Dry | 0.8039 | 1 | 0.91063 | RASS 2019 | 0 | 2012 | 0.55 | SWHC038 Version 01
RES-HVAC-90.21 | Res ¦ Standard Res HVAC Motor - Marine ¦ SDG&E ¦ Marine | Res ¦ Standard Res HVAC Motor - Marine | SDG&E ¦ Marine | SDG&E | All | Electric | Standard permanent split capacity (PSC) residential fan (blower) motors | Average Existing and Code | 0 | Conventional | HVAC | Res - Multi Family | Res | RET Only | 0 | Residential Households | Cap-Tons | 5 | DEER:HVAC_Eff_AC | 3815.27 | 0.8672 | 226.5547 | eTRM (SWHC038-01) | 47.03 | 2018 | 0 | 42.25 | 2019 | 0 | 0 | eTRM (SWHC038-01) | Res HVAC Motors - Marine ¦ SDG&E ¦ Marine | Res HVAC Motors - Marine | 0.21897 | 1 | 0.91063 | RASS 2019 | 0 | 2012 | 0.55 | SWHC038 Version 01
RES-HVAC-90.22 | Res ¦ Standard Res HVAC Motor - Hot-Dry ¦ SDG&E ¦ Hot-Dry | Res ¦ Standard Res HVAC Motor - Hot-Dry | SDG&E ¦ Hot-Dry | SDG&E | All | Electric | Standard permanent split capacity (PSC) residential fan (blower) motors | Average Existing and Code | 0 | Conventional | HVAC | Res - Multi Family | Res | RET Only | 0 | Residential Households | Cap-Tons | 5 | DEER:HVAC_Eff_AC | 4472.56 | 0.9189 | 254.3063 | eTRM (SWHC038-01) | 47.03 | 2018 | 0 | 42.25 | 2019 | 0 | 0 | eTRM (SWHC038-01) | Res HVAC Motors - Hot-Dry ¦ SDG&E ¦ Hot-Dry | Res HVAC Motors - Hot-Dry | 0.38613 | 1 | 0.91063 | RASS 2019 | 0 | 2012 | 0.55 | SWHC038 Version 01
RES-HVAC-91.1 | Res ¦ ECM Res HVAC Motor - Marine ¦ PG&E ¦ Marine | Res ¦ ECM Res HVAC Motor - Marine | PG&E ¦ Marine | PG&E | All | Electric | Central brushless fan motors (BFM or DC Motor) | Efficient | 0 | Conventional | HVAC | Res - Single Family | Res | RET Only | 0 | Residential Households | Cap-Tons | 5 | DEER:HVAC_Eff_AC | 2212.82 | 0.4892 | 172.1889 | eTRM (SWHC038-01) | 209.17 | 2018 | 0 | 42.25 | 2019 | 0 | 0 | eTRM (SWHC038-01) | Res HVAC Motors - Marine ¦ PG&E ¦ Marine | Res HVAC Motors - Marine | 0.46284 | 1 | 0.089374 | RASS 2019 | 57.7386 | 2032 | 0.55 | SWHC038 Version 01
RES-HVAC-91.2 | Res ¦ ECM Res HVAC Motor - Hot-Dry ¦ PG&E ¦ Hot-Dry | Res ¦ ECM Res HVAC Motor - Hot-Dry | PG&E ¦ Hot-Dry | PG&E | All | Electric | Central brushless fan motors (BFM or DC Motor) | Efficient | 0 | Conventional | HVAC | Res - Single Family | Res | RET Only | 0 | Residential Households | Cap-Tons | 5 | DEER:HVAC_Eff_AC | 2781.73 | 0.9069 | 206.2874 | eTRM (SWHC038-01) | 209.17 | 2018 | 0 | 42.25 | 2019 | 0 | 0 | eTRM (SWHC038-01) | Res HVAC Motors - Hot-Dry ¦ PG&E ¦ Hot-Dry | Res HVAC Motors - Hot-Dry | 0.91078 | 1 | 0.089374 | RASS 2019 | 57.7386 | 2032 | 0.55 | SWHC038 Version 01
RES-HVAC-91.3 | Res ¦ ECM Res HVAC Motor - Cold ¦ PG&E ¦ Cold | Res ¦ ECM Res HVAC Motor - Cold | PG&E ¦ Cold | PG&E | All | Electric | Central brushless fan motors (BFM or DC Motor) | Efficient | 0 | Conventional | HVAC | Res - Single Family | Res | RET Only | 0 | Residential Households | Cap-Tons | 5 | DEER:HVAC_Eff_AC | 1993.77 | 0.4515 | 153.4598 | eTRM (SWHC038-01) | 209.17 | 2018 | 0 | 42.25 | 2019 | 0 | 0 | eTRM (SWHC038-01) | Res HVAC Motors - Cold ¦ PG&E ¦ Cold | Res HVAC Motors - Cold | 2.3047 | 1 | 0.089374 | RASS 2019 | 57.7386 | 2032 | 0.55 | SWHC038 Version 01
RES-HVAC-91.4 | Res ¦ ECM Res HVAC Motor - Marine ¦ PG&E ¦ Marine | Res ¦ ECM Res HVAC Motor - Marine | PG&E ¦ Marine | PG&E | All | Electric | Central brushless fan motors (BFM or DC Motor) | Efficient | 0 | Conventional | HVAC | Res - Multi Family | Res | RET Only | 0 | Residential Households | Cap-Tons | 5 | DEER:HVAC_Eff_AC | 4143.02 | 0.64 | 328.13 | eTRM (SWHC038-01) | 209.17 | 2018 | 0 | 42.25 | 2019 | 0 | 0 | eTRM (SWHC038-01) | Res HVAC Motors - Marine ¦ PG&E ¦ Marine | Res HVAC Motors - Marine | 0.15852 | 1 | 0.089374 | RASS 2019 | 0 | 2012 | 0.55 | SWHC038 Version 01
RES-HVAC-91.5 | Res ¦ ECM Res HVAC Motor - Hot-Dry ¦ PG&E ¦ Hot-Dry | Res ¦ ECM Res HVAC Motor - Hot-Dry | PG&E ¦ Hot-Dry | PG&E | All | Electric | Central brushless fan motors (BFM or DC Motor) | Efficient | 0 | Conventional | HVAC | Res - Multi Family | Res | RET Only | 0 | Residential Households | Cap-Tons | 5 | DEER:HVAC_Eff_AC | 4758.03 | 1.19 | 306.66 | eTRM (SWHC038-01) | 209.17 | 2018 | 0 | 42.25 | 2019 | 0 | 0 | eTRM (SWHC038-01) | Res HVAC Motors - Hot-Dry ¦ PG&E ¦ Hot-Dry | Res HVAC Motors - Hot-Dry | 0.39739 | 1 | 0.089374 | RASS 2019 | 0 | 2012 | 0.55 | SWHC038 Version 01
RES-HVAC-91.6 | Res ¦ ECM Res HVAC Motor - Cold ¦ PG&E ¦ Cold | Res ¦ ECM Res HVAC Motor - Cold | PG&E ¦ Cold | PG&E | All | Electric | Central brushless fan motors (BFM or DC Motor) | Efficient | 0 | Conventional | HVAC | Res - Multi Family | Res | RET Only | 0 | Residential Households | Cap-Tons | 5 | DEER:HVAC_Eff_AC | 4511.53 | 0.98 | 404.41 | eTRM (SWHC038-01) | 209.17 | 2018 | 0 | 42.25 | 2019 | 0 | 0 | eTRM (SWHC038-01) | Res HVAC Motors - Cold ¦ PG&E ¦ Cold | Res HVAC Motors - Cold | 0.37544 | 1 | 0.089374 | RASS 2019 | 0 | 2012 | 0.55 | SWHC038 Version 01
RES-HVAC-91.7 | Res ¦ ECM Res HVAC Motor - Marine ¦ SCE ¦ Marine | Res ¦ ECM Res HVAC Motor - Marine | SCE ¦ Marine | SCE | All | Electric | Central brushless fan motors (BFM or DC Motor) | Efficient | 0 | Conventional | HVAC | Res - Single Family | Res | RET Only | 0 | Residential Households | Cap-Tons | 5 | DEER:HVAC_Eff_AC | 1925.07 | 0.586 | 104.7406 | eTRM (SWHC038-01) | 209.17 | 2018 | 0 | 42.25 | 2019 | 0 | 0 | eTRM (SWHC038-01) | Res HVAC Motors - Marine ¦ SCE ¦ Marine | Res HVAC Motors - Marine | 0.55458 | 1 | 0.089374 | RASS 2019 | 57.7386 | 2032 | 0.55 | SWHC038 Version 01
RES-HVAC-91.8 | Res ¦ ECM Res HVAC Motor - Hot-Dry ¦ SCE ¦ Hot-Dry | Res ¦ ECM Res HVAC Motor - Hot-Dry | SCE ¦ Hot-Dry | SCE | All | Electric | Central brushless fan motors (BFM or DC Motor) | Efficient | 0 | Conventional | HVAC | Res - Single Family | Res | RET Only | 0 | Residential Households | Cap-Tons | 5 | DEER:HVAC_Eff_AC | 2237.87 | 0.6764 | 103.4509 | eTRM (SWHC038-01) | 209.17 | 2018 | 0 | 42.25 | 2019 | 0 | 0 | eTRM (SWHC038-01) | Res HVAC Motors - Hot-Dry ¦ SCE ¦ Hot-Dry | Res HVAC Motors - Hot-Dry | 1.0261 | 1 | 0.089374 | RASS 2019 | 57.7386 | 2032 | 0.55 | SWHC038 Version 01
RES-HVAC-91.9 | Res ¦ ECM Res HVAC Motor - Cold ¦ SCE ¦ Cold | Res ¦ ECM Res HVAC Motor - Cold | SCE ¦ Cold | SCE | All | Electric | Central brushless fan motors (BFM or DC Motor) | Efficient | 0 | Conventional | HVAC | Res - Single Family | Res | RET Only | 0 | Residential Households | Cap-Tons | 5 | DEER:HVAC_Eff_AC | 1993.77 | 0.4515 | 153.4598 | eTRM (SWHC038-01) | 209.17 | 2018 | 0 | 42.25 | 2019 | 0 | 0 | eTRM (SWHC038-01) | Res HVAC Motors - Cold ¦ SCE ¦ Cold | Res HVAC Motors - Cold | 0.59482 | 1 | 0.089374 | RASS 2019 | 57.7386 | 2032 | 0.55 | SWHC038 Version 01
RES-HVAC-91.10 | Res ¦ ECM Res HVAC Motor - Marine ¦ SCE ¦ Marine | Res ¦ ECM Res HVAC Motor - Marine | SCE ¦ Marine | SCE | All | Electric | Central brushless fan motors (BFM or DC Motor) | Efficient | 0 | Conventional | HVAC | Res - Multi Family | Res | RET Only | 0 | Residential Households | Cap-Tons | 5 | DEER:HVAC_Eff_AC | 3778.59 | 0.8125 | 227.1641 | eTRM (SWHC038-01) | 209.17 | 2018 | 0 | 42.25 | 2019 | 0 | 0 | eTRM (SWHC038-01) | Res HVAC Motors - Marine ¦ SCE ¦ Marine | Res HVAC Motors - Marine | 0.18492 | 1 | 0.089374 | RASS 2019 | 0 | 2012 | 0.55 | SWHC038 Version 01
RES-HVAC-91.11 | Res ¦ ECM Res HVAC Motor - Hot-Dry ¦ SCE ¦ Hot-Dry | Res ¦ ECM Res HVAC Motor - Hot-Dry | SCE ¦ Hot-Dry | SCE | All | Electric | Central brushless fan motors (BFM or DC Motor) | Efficient | 0 | Conventional | HVAC | Res - Multi Family | Res | RET Only | 0 | Residential Households | Cap-Tons | 5 | DEER:HVAC_Eff_AC | 4246.71 | 0.9076 | 236.3445 | eTRM (SWHC038-01) | 209.17 | 2018 | 0 | 42.25 | 2019 | 0 | 0 | eTRM (SWHC038-01) | Res HVAC Motors - Hot-Dry ¦ SCE ¦ Hot-Dry | Res HVAC Motors - Hot-Dry | 0.33824 | 1 | 0.089374 | RASS 2019 | 0 | 2012 | 0.55 | SWHC038 Version 01
RES-HVAC-91.12 | Res ¦ ECM Res HVAC Motor - Cold ¦ SCE ¦ Cold | Res ¦ ECM Res HVAC Motor - Cold | SCE ¦ Cold | SCE | All | Electric | Central brushless fan motors (BFM or DC Motor) | Efficient | 0 | Conventional | HVAC | Res - Multi Family | Res | RET Only | 0 | Residential Households | Cap-Tons | 5 | DEER:HVAC_Eff_AC | 4511.53 | 0.98 | 404.41 | eTRM (SWHC038-01) | 209.17 | 2018 | 0 | 42.25 | 2019 | 0 | 0 | eTRM (SWHC038-01) | Res HVAC Motors - Cold ¦ SCE ¦ Cold | Res HVAC Motors - Cold | 0.37544 | 1 | 0.089374 | RASS 2019 | 0 | 2012 | 0.55 | SWHC038 Version 01
RES-HVAC-91.19 | Res ¦ ECM Res HVAC Motor - Marine ¦ SDG&E ¦ Marine | Res ¦ ECM Res HVAC Motor - Marine | SDG&E ¦ Marine | SDG&E | All | Electric | Central brushless fan motors (BFM or DC Motor) | Efficient | 0 | Conventional | HVAC | Res - Single Family | Res | RET Only | 0 | Residential Households | Cap-Tons | 5 | DEER:HVAC_Eff_AC | 1925.07 | 0.586 | 104.7406 | eTRM (SWHC038-01) | 209.17 | 2018 | 0 | 42.25 | 2019 | 0 | 0 | eTRM (SWHC038-01) | Res HVAC Motors - Marine ¦ SDG&E ¦ Marine | Res HVAC Motors - Marine | 0.6601 | 1 | 0.089374 | RASS 2019 | 57.7386 | 2032 | 0.55 | SWHC038 Version 01
RES-HVAC-91.20 | Res ¦ ECM Res HVAC Motor - Hot-Dry ¦ SDG&E ¦ Hot-Dry | Res ¦ ECM Res HVAC Motor - Hot-Dry | SDG&E ¦ Hot-Dry | SDG&E | All | Electric | Central brushless fan motors (BFM or DC Motor) | Efficient | 0 | Conventional | HVAC | Res - Single Family | Res | RET Only | 0 | Residential Households | Cap-Tons | 5 | DEER:HVAC_Eff_AC | 2425.38 | 0.6417 | 121.8567 | eTRM (SWHC038-01) | 209.17 | 2018 | 0 | 42.25 | 2019 | 0 | 0 | eTRM (SWHC038-01) | Res HVAC Motors - Hot-Dry ¦ SDG&E ¦ Hot-Dry | Res HVAC Motors - Hot-Dry | 0.8039 | 1 | 0.089374 | RASS 2019 | 57.7386 | 2032 | 0.55 | SWHC038 Version 01
RES-HVAC-91.21 | Res ¦ ECM Res HVAC Motor - Marine ¦ SDG&E ¦ Marine | Res ¦ ECM Res HVAC Motor - Marine | SDG&E ¦ Marine | SDG&E | All | Electric | Central brushless fan motors (BFM or DC Motor) | Efficient | 0 | Conventional | HVAC | Res - Multi Family | Res | RET Only | 0 | Residential Households | Cap-Tons | 5 | DEER:HVAC_Eff_AC | 3778.59 | 0.8125 | 227.1641 | eTRM (SWHC038-01) | 209.17 | 2018 | 0 | 42.25 | 2019 | 0 | 0 | eTRM (SWHC038-01) | Res HVAC Motors - Marine ¦ SDG&E ¦ Marine | Res HVAC Motors - Marine | 0.21897 | 1 | 0.089374 | RASS 2019 | 0 | 2012 | 0.55 | SWHC038 Version 01
RES-HVAC-91.22 | Res ¦ ECM Res HVAC Motor - Hot-Dry ¦ SDG&E ¦ Hot-Dry | Res ¦ ECM Res HVAC Motor - Hot-Dry | SDG&E ¦ Hot-Dry | SDG&E | All | Electric | Central brushless fan motors (BFM or DC Motor) | Efficient | 0 | Conventional | HVAC | Res - Multi Family | Res | RET Only | 0 | Residential Households | Cap-Tons | 5 | DEER:HVAC_Eff_AC | 4416.57 | 0.8649 | 254.8739 | eTRM (SWHC038-01) | 209.17 | 2018 | 0 | 42.25 | 2019 | 0 | 0 | eTRM (SWHC038-01) | Res HVAC Motors - Hot-Dry ¦ SDG&E ¦ Hot-Dry | Res HVAC Motors - Hot-Dry | 0.38613 | 1 | 0.089374 | RASS 2019 | 0 | 2012 | 0.55 | SWHC038 Version 01
RES-HVAC-92.1 | Res ¦ Standard HVAC Controls - Marine ¦ PG&E ¦ Marine | Res ¦ Standard HVAC Controls - Marine | PG&E ¦ Marine | PG&E | All | Electric | Standard Fan Control | Average Existing and Code | 0 | Conventional | HVAC | Res - Single Family | Res | RET Only | 0 | Residential Households | Each | 5 | DEER:HVAC_Eff_AC | 26.3 | 0.14 | 0 | eTRM (SWHC029-01) | 0 | 2019 | 0 | 0 | 2018 | 0 | 0 | eTRM (SWHC029-01) | HVAC Controls Upgrade - Marine ¦ PG&E ¦ Marine | HVAC Controls Upgrade - Marine | 0.60126 | 1 | 0.98 | CLASS Web Tool - DNV GL 2012; EEStats | 0 | 2012 | 0.55 | SWHC029 Version 01
RES-HVAC-92.2 | Res ¦ Standard HVAC Controls - Hot-Dry ¦ PG&E ¦ Hot-Dry | Res ¦ Standard HVAC Controls - Hot-Dry | PG&E ¦ Hot-Dry | PG&E | All | Electric | Standard Fan Control | Average Existing and Code | 0 | Conventional | HVAC | Res - Single Family | Res | RET Only | 0 | Residential Households | Each | 5 | DEER:HVAC_Eff_AC | 156.91 | 0.1 | 0 | eTRM (SWHC029-01) | 0 | 2019 | 0 | 0 | 2018 | 0 | 0 | eTRM (SWHC029-01) | HVAC Controls Upgrade - Hot-Dry ¦ PG&E ¦ Hot-Dry | HVAC Controls Upgrade - Hot-Dry | 0.60126 | 1 | 0.98 | CLASS Web Tool - DNV GL 2012; EEStats | 0 | 2012 | 0.55 | SWHC029 Version 01
RES-HVAC-92.3 | Res ¦ Standard HVAC Controls - Cold ¦ PG&E ¦ Cold | Res ¦ Standard HVAC Controls - Cold | PG&E ¦ Cold | PG&E | All | Electric | Standard Fan Control | Average Existing and Code | 0 | Conventional | HVAC | Res - Single Family | Res | RET Only | 0 | Residential Households | Each | 5 | DEER:HVAC_Eff_AC | 58.86 | 0.14 | 0 | eTRM (SWHC029-01) | 0 | 2019 | 0 | 0 | 2018 | 0 | 0 | eTRM (SWHC029-01) | HVAC Controls Upgrade - Cold ¦ PG&E ¦ Cold | HVAC Controls Upgrade - Cold | 0.60126 | 1 | 0.98 | CLASS Web Tool - DNV GL 2012; EEStats | 0 | 2012 | 0.55 | SWHC029 Version 01
RES-HVAC-92.4 | Res ¦ Standard HVAC Controls - Marine ¦ PG&E ¦ Marine | Res ¦ Standard HVAC Controls - Marine | PG&E ¦ Marine | PG&E | All | Electric | Standard Fan Control | Average Existing and Code | 0 | Conventional | HVAC | Res - Multi Family | Res | RET Only | 0 | Residential Households | Each | 5 | DEER:HVAC_Eff_AC | 27.07 | 0.05 | 0 | eTRM (SWHC029-01) | 0 | 2019 | 0 | 0 | 2018 | 0 | 0 | eTRM (SWHC029-01) | HVAC Controls Upgrade - Marine ¦ PG&E ¦ Marine | HVAC Controls Upgrade - Marine | 0.19375 | 1 | 0.98 | CLASS Web Tool - DNV GL 2012; EEStats | 0 | 2012 | 0.55 | SWHC029 Version 01
RES-HVAC-92.5 | Res ¦ Standard HVAC Controls - Hot-Dry ¦ PG&E ¦ Hot-Dry | Res ¦ Standard HVAC Controls - Hot-Dry | PG&E ¦ Hot-Dry | PG&E | All | Electric | Standard Fan Control | Average Existing and Code | 0 | Conventional | HVAC | Res - Multi Family | Res | RET Only | 0 | Residential Households | Each | 5 | DEER:HVAC_Eff_AC | 116.93 | 0.03 | 0 | eTRM (SWHC029-01) | 0 | 2019 | 0 | 0 | 2018 | 0 | 0 | eTRM (SWHC029-01) | HVAC Controls Upgrade - Hot-Dry ¦ PG&E ¦ Hot-Dry | HVAC Controls Upgrade - Hot-Dry | 0.19375 | 1 | 0.98 | CLASS Web Tool - DNV GL 2012; EEStats | 0 | 2012 | 0.55 | SWHC029 Version 01
RES-HVAC-92.6 | Res ¦ Standard HVAC Controls - Cold ¦ PG&E ¦ Cold | Res ¦ Standard HVAC Controls - Cold | PG&E ¦ Cold | PG&E | All | Electric | Standard Fan Control | Average Existing and Code | 0 | Conventional | HVAC | Res - Multi Family | Res | RET Only | 0 | Residential Households | Each | 5 | DEER:HVAC_Eff_AC | 90.85 | 0.05 | 0 | eTRM (SWHC029-01) | 0 | 2019 | 0 | 0 | 2018 | 0 | 0 | eTRM (SWHC029-01) | HVAC Controls Upgrade - Cold ¦ PG&E ¦ Cold | HVAC Controls Upgrade - Cold | 0.19375 | 1 | 0.98 | CLASS Web Tool - DNV GL 2012; EEStats | 0 | 2012 | 0.55 | SWHC029 Version 01
RES-HVAC-92.7 | Res ¦ Standard HVAC Controls - Marine ¦ SCE ¦ Marine | Res ¦ Standard HVAC Controls - Marine | SCE ¦ Marine | SCE | All | Electric | Standard Fan Control | Average Existing and Code | 0 | Conventional | HVAC | Res - Single Family | Res | RET Only | 0 | Residential Households | Each | 5 | DEER:HVAC_Eff_AC | 127.59 | 0.17 | 0 | eTRM (SWHC029-01) | 0 | 2019 | 0 | 0 | 2018 | 0 | 0 | eTRM (SWHC029-01) | HVAC Controls Upgrade - Marine ¦ SCE ¦ Marine | HVAC Controls Upgrade - Marine | 0.73235 | 1 | 0.98 | CLASS Web Tool - DNV GL 2012; EEStats | 0 | 2012 | 0.55 | SWHC029 Version 01
RES-HVAC-92.8 | Res ¦ Standard HVAC Controls - Hot-Dry ¦ SCE ¦ Hot-Dry | Res ¦ Standard HVAC Controls - Hot-Dry | SCE ¦ Hot-Dry | SCE | All | Electric | Standard Fan Control | Average Existing and Code | 0 | Conventional | HVAC | Res - Single Family | Res | RET Only | 0 | Residential Households | Each | 5 | DEER:HVAC_Eff_AC | 285.97 | 0.17 | 0 | eTRM (SWHC029-01) | 0 | 2019 | 0 | 0 | 2018 | 0 | 0 | eTRM (SWHC029-01) | HVAC Controls Upgrade - Hot-Dry ¦ SCE ¦ Hot-Dry | HVAC Controls Upgrade - Hot-Dry | 0.73235 | 1 | 0.98 | CLASS Web Tool - DNV GL 2012; EEStats | 0 | 2012 | 0.55 | SWHC029 Version 01
RES-HVAC-92.9 | Res ¦ Standard HVAC Controls - Cold ¦ SCE ¦ Cold | Res ¦ Standard HVAC Controls - Cold | SCE ¦ Cold | SCE | All | Electric | Standard Fan Control | Average Existing and Code | 0 | Conventional | HVAC | Res - Single Family | Res | RET Only | 0 | Residential Households | Each | 5 | DEER:HVAC_Eff_AC | 58.86 | 0.14 | 0 | eTRM (SWHC029-01) | 0 | 2019 | 0 | 0 | 2018 | 0 | 0 | eTRM (SWHC029-01) | HVAC Controls Upgrade - Cold ¦ SCE ¦ Cold | HVAC Controls Upgrade - Cold | 0.73235 | 1 | 0.98 | CLASS Web Tool - DNV GL 2012; EEStats | 0 | 2012 | 0.55 | SWHC029 Version 01
RES-HVAC-92.10 | Res ¦ Standard HVAC Controls - Marine ¦ SCE ¦ Marine | Res ¦ Standard HVAC Controls - Marine | SCE ¦ Marine | SCE | All | Electric | Standard Fan Control | Average Existing and Code | 0 | Conventional | HVAC | Res - Multi Family | Res | RET Only | 0 | Residential Households | Each | 5 | DEER:HVAC_Eff_AC | 120.42 | 0.07 | 0 | eTRM (SWHC029-01) | 0 | 2019 | 0 | 0 | 2018 | 0 | 0 | eTRM (SWHC029-01) | HVAC Controls Upgrade - Marine ¦ SCE ¦ Marine | HVAC Controls Upgrade - Marine | 0.43478 | 1 | 0.98 | CLASS Web Tool - DNV GL 2012; EEStats | 0 | 2012 | 0.55 | SWHC029 Version 01
RES-HVAC-92.11 | Res ¦ Standard HVAC Controls - Hot-Dry ¦ SCE ¦ Hot-Dry | Res ¦ Standard HVAC Controls - Hot-Dry | SCE ¦ Hot-Dry | SCE | All | Electric | Standard Fan Control | Average Existing and Code | 0 | Conventional | HVAC | Res - Multi Family | Res | RET Only | 0 | Residential Households | Each | 5 | DEER:HVAC_Eff_AC | 156.48 | 0.06 | 0 | eTRM (SWHC029-01) | 0 | 2019 | 0 | 0 | 2018 | 0 | 0 | eTRM (SWHC029-01) | HVAC Controls Upgrade - Hot-Dry ¦ SCE ¦ Hot-Dry | HVAC Controls Upgrade - Hot-Dry | 0.43478 | 1 | 0.98 | CLASS Web Tool - DNV GL 2012; EEStats | 0 | 2012 | 0.55 | SWHC029 Version 01
RES-HVAC-92.12 | Res ¦ Standard HVAC Controls - Cold ¦ SCE ¦ Cold | Res ¦ Standard HVAC Controls - Cold | SCE ¦ Cold | SCE | All | Electric | Standard Fan Control | Average Existing and Code | 0 | Conventional | HVAC | Res - Multi Family | Res | RET Only | 0 | Residential Households | Each | 5 | DEER:HVAC_Eff_AC | 90.85 | 0.05 | 0 | eTRM (SWHC029-01) | 0 | 2019 | 0 | 0 | 2018 | 0 | 0 | eTRM (SWHC029-01) | HVAC Controls Upgrade - Cold ¦ SCE ¦ Cold | HVAC Controls Upgrade - Cold | 0.43478 | 1 | 0.98 | CLASS Web Tool - DNV GL 2012; EEStats | 0 | 2012 | 0.55 | SWHC029 Version 01
RES-HVAC-92.19 | Res ¦ Standard HVAC Controls - Marine ¦ SDG&E ¦ Marine | Res ¦ Standard HVAC Controls - Marine | SDG&E ¦ Marine | SDG&E | All | Electric | Standard Fan Control | Average Existing and Code | 0 | Conventional | HVAC | Res - Single Family | Res | RET Only | 0 | Residential Households | Each | 5 | DEER:HVAC_Eff_AC | 127.59 | 0.17 | 0 | eTRM (SWHC029-01) | 0 | 2019 | 0 | 0 | 2018 | 0 | 0 | eTRM (SWHC029-01) | HVAC Controls Upgrade - Marine ¦ SDG&E ¦ Marine | HVAC Controls Upgrade - Marine | 0.64158 | 1 | 0.98 | CLASS Web Tool - DNV GL 2012; EEStats | 0 | 2012 | 0.55 | SWHC029 Version 01
RES-HVAC-92.20 | Res ¦ Standard HVAC Controls - Hot-Dry ¦ SDG&E ¦ Hot-Dry | Res ¦ Standard HVAC Controls - Hot-Dry | SDG&E ¦ Hot-Dry | SDG&E | All | Electric | Standard Fan Control | Average Existing and Code | 0 | Conventional | HVAC | Res - Single Family | Res | RET Only | 0 | Residential Households | Each | 5 | DEER:HVAC_Eff_AC | 146.95 | 0.14 | 0 | eTRM (SWHC029-01) | 0 | 2019 | 0 | 0 | 2018 | 0 | 0 | eTRM (SWHC029-01) | HVAC Controls Upgrade - Hot-Dry ¦ SDG&E ¦ Hot-Dry | HVAC Controls Upgrade - Hot-Dry | 0.64158 | 1 | 0.98 | CLASS Web Tool - DNV GL 2012; EEStats | 0 | 2012 | 0.55 | SWHC029 Version 01
RES-HVAC-92.21 | Res ¦ Standard HVAC Controls - Marine ¦ SDG&E ¦ Marine | Res ¦ Standard HVAC Controls - Marine | SDG&E ¦ Marine | SDG&E | All | Electric | Standard Fan Control | Average Existing and Code | 0 | Conventional | HVAC | Res - Multi Family | Res | RET Only | 0 | Residential Households | Each | 5 | DEER:HVAC_Eff_AC | 120.42 | 0.07 | 0 | eTRM (SWHC029-01) | 0 | 2019 | 0 | 0 | 2018 | 0 | 0 | eTRM (SWHC029-01) | HVAC Controls Upgrade - Marine ¦ SDG&E ¦ Marine | HVAC Controls Upgrade - Marine | 0.29661 | 1 | 0.98 | CLASS Web Tool - DNV GL 2012; EEStats | 0 | 2012 | 0.55 | SWHC029 Version 01
RES-HVAC-92.22 | Res ¦ Standard HVAC Controls - Hot-Dry ¦ SDG&E ¦ Hot-Dry | Res ¦ Standard HVAC Controls - Hot-Dry | SDG&E ¦ Hot-Dry | SDG&E | All | Electric | Standard Fan Control | Average Existing and Code | 0 | Conventional | HVAC | Res - Multi Family | Res | RET Only | 0 | Residential Households | Each | 5 | DEER:HVAC_Eff_AC | 103.19 | 0.06 | 0 | eTRM (SWHC029-01) | 0 | 2019 | 0 | 0 | 2018 | 0 | 0 | eTRM (SWHC029-01) | HVAC Controls Upgrade - Hot-Dry ¦ SDG&E ¦ Hot-Dry | HVAC Controls Upgrade - Hot-Dry | 0.29661 | 1 | 0.98 | CLASS Web Tool - DNV GL 2012; EEStats | 0 | 2012 | 0.55 | SWHC029 Version 01
RES-HVAC-93.1 | Res ¦ HVAC Time Delay Relay - Marine ¦ PG&E ¦ Marine | Res ¦ HVAC Time Delay Relay - Marine | PG&E ¦ Marine | PG&E | All | Electric | Fan Delay (Cycle Off) Controller for Residential Air Conditioners | Efficient | 0 | Conventional | HVAC | Res - Single Family | Res | RET Only | 0 | Residential Households | Each | 5 | DEER:HVAC_Eff_AC | 0 | 0 | 0 | eTRM (SWHC029-01) | 50 | 2019 | 0 | 78 | 2018 | 0 | 0 | eTRM (SWHC029-01) | HVAC Controls Upgrade - Marine ¦ PG&E ¦ Marine | HVAC Controls Upgrade - Marine | 0.60126 | 1 | 0.02 | CLASS Web Tool - DNV GL 2012; EEStats | 0 | 2012 | 0.55 | SWHC029 Version 01
RES-HVAC-93.2 | Res ¦ HVAC Time Delay Relay - Hot-Dry ¦ PG&E ¦ Hot-Dry | Res ¦ HVAC Time Delay Relay - Hot-Dry | PG&E ¦ Hot-Dry | PG&E | All | Electric | Fan Delay (Cycle Off) Controller for Residential Air Conditioners | Efficient | 0 | Conventional | HVAC | Res - Single Family | Res | RET Only | 0 | Residential Households | Each | 5 | DEER:HVAC_Eff_AC | 0 | 0 | 0 | eTRM (SWHC029-01) | 50 | 2019 | 0 | 78 | 2018 | 0 | 0 | eTRM (SWHC029-01) | HVAC Controls Upgrade - Hot-Dry ¦ PG&E ¦ Hot-Dry | HVAC Controls Upgrade - Hot-Dry | 0.60126 | 1 | 0.02 | CLASS Web Tool - DNV GL 2012; EEStats | 0 | 2012 | 0.55 | SWHC029 Version 01
RES-HVAC-93.3 | Res ¦ HVAC Time Delay Relay - Cold ¦ PG&E ¦ Cold | Res ¦ HVAC Time Delay Relay - Cold | PG&E ¦ Cold | PG&E | All | Electric | Fan Delay (Cycle Off) Controller for Residential Air Conditioners | Efficient | 0 | Conventional | HVAC | Res - Single Family | Res | RET Only | 0 | Residential Households | Each | 5 | DEER:HVAC_Eff_AC | 0 | 0 | 0 | eTRM (SWHC029-01) | 50 | 2019 | 0 | 78 | 2018 | 0 | 0 | eTRM (SWHC029-01) | HVAC Controls Upgrade - Cold ¦ PG&E ¦ Cold | HVAC Controls Upgrade - Cold | 0.60126 | 1 | 0.02 | CLASS Web Tool - DNV GL 2012; EEStats | 0 | 2012 | 0.55 | SWHC029 Version 01
RES-HVAC-93.4 | Res ¦ HVAC Time Delay Relay - Marine ¦ PG&E ¦ Marine | Res ¦ HVAC Time Delay Relay - Marine | PG&E ¦ Marine | PG&E | All | Electric | Fan Delay (Cycle Off) Controller for Residential Air Conditioners | Efficient | 0 | Conventional | HVAC | Res - Multi Family | Res | RET Only | 0 | Residential Households | Each | 5 | DEER:HVAC_Eff_AC | 0 | 0 | 0 | eTRM (SWHC029-01) | 50 | 2019 | 0 | 78 | 2018 | 0 | 0 | eTRM (SWHC029-01) | HVAC Controls Upgrade - Marine ¦ PG&E ¦ Marine | HVAC Controls Upgrade - Marine | 0.19375 | 1 | 0.02 | CLASS Web Tool - DNV GL 2012; EEStats | 0 | 2012 | 0.55 | SWHC029 Version 01
RES-HVAC-93.5 | Res ¦ HVAC Time Delay Relay - Hot-Dry ¦ PG&E ¦ Hot-Dry | Res ¦ HVAC Time Delay Relay - Hot-Dry | PG&E ¦ Hot-Dry | PG&E | All | Electric | Fan Delay (Cycle Off) Controller for Residential Air Conditioners | Efficient | 0 | Conventional | HVAC | Res - Multi Family | Res | RET Only | 0 | Residential Households | Each | 5 | DEER:HVAC_Eff_AC | 0 | 0 | 0 | eTRM (SWHC029-01) | 50 | 2019 | 0 | 78 | 2018 | 0 | 0 | eTRM (SWHC029-01) | HVAC Controls Upgrade - Hot-Dry ¦ PG&E ¦ Hot-Dry | HVAC Controls Upgrade - Hot-Dry | 0.19375 | 1 | 0.02 | CLASS Web Tool - DNV GL 2012; EEStats | 0 | 2012 | 0.55 | SWHC029 Version 01
RES-HVAC-93.6 | Res ¦ HVAC Time Delay Relay - Cold ¦ PG&E ¦ Cold | Res ¦ HVAC Time Delay Relay - Cold | PG&E ¦ Cold | PG&E | All | Electric | Fan Delay (Cycle Off) Controller for Residential Air Conditioners | Efficient | 0 | Conventional | HVAC | Res - Multi Family | Res | RET Only | 0 | Residential Households | Each | 5 | DEER:HVAC_Eff_AC | 0 | 0 | 0 | eTRM (SWHC029-01) | 50 | 2019 | 0 | 78 | 2018 | 0 | 0 | eTRM (SWHC029-01) | HVAC Controls Upgrade - Cold ¦ PG&E ¦ Cold | HVAC Controls Upgrade - Cold | 0.19375 | 1 | 0.02 | CLASS Web Tool - DNV GL 2012; EEStats | 0 | 2012 | 0.55 | SWHC029 Version 01
RES-HVAC-93.7 | Res ¦ HVAC Time Delay Relay - Marine ¦ SCE ¦ Marine | Res ¦ HVAC Time Delay Relay - Marine | SCE ¦ Marine | SCE | All | Electric | Fan Delay (Cycle Off) Controller for Residential Air Conditioners | Efficient | 0 | Conventional | HVAC | Res - Single Family | Res | RET Only | 0 | Residential Households | Each | 5 | DEER:HVAC_Eff_AC | 0 | 0 | 0 | eTRM (SWHC029-01) | 50 | 2019 | 0 | 78 | 2018 | 0 | 0 | eTRM (SWHC029-01) | HVAC Controls Upgrade - Marine ¦ SCE ¦ Marine | HVAC Controls Upgrade - Marine | 0.73235 | 1 | 0.02 | CLASS Web Tool - DNV GL 2012; EEStats | 0 | 2012 | 0.55 | SWHC029 Version 01
RES-HVAC-93.8 | Res ¦ HVAC Time Delay Relay - Hot-Dry ¦ SCE ¦ Hot-Dry | Res ¦ HVAC Time Delay Relay - Hot-Dry | SCE ¦ Hot-Dry | SCE | All | Electric | Fan Delay (Cycle Off) Controller for Residential Air Conditioners | Efficient | 0 | Conventional | HVAC | Res - Single Family | Res | RET Only | 0 | Residential Households | Each | 5 | DEER:HVAC_Eff_AC | 0 | 0 | 0 | eTRM (SWHC029-01) | 50 | 2019 | 0 | 78 | 2018 | 0 | 0 | eTRM (SWHC029-01) | HVAC Controls Upgrade - Hot-Dry ¦ SCE ¦ Hot-Dry | HVAC Controls Upgrade - Hot-Dry | 0.73235 | 1 | 0.02 | CLASS Web Tool - DNV GL 2012; EEStats | 0 | 2012 | 0.55 | SWHC029 Version 01
RES-HVAC-93.9 | Res ¦ HVAC Time Delay Relay - Cold ¦ SCE ¦ Cold | Res ¦ HVAC Time Delay Relay - Cold | SCE ¦ Cold | SCE | All | Electric | Fan Delay (Cycle Off) Controller for Residential Air Conditioners | Efficient | 0 | Conventional | HVAC | Res - Single Family | Res | RET Only | 0 | Residential Households | Each | 5 | DEER:HVAC_Eff_AC | 0 | 0 | 0 | eTRM (SWHC029-01) | 50 | 2019 | 0 | 78 | 2018 | 0 | 0 | eTRM (SWHC029-01) | HVAC Controls Upgrade - Cold ¦ SCE ¦ Cold | HVAC Controls Upgrade - Cold | 0.73235 | 1 | 0.02 | CLASS Web Tool - DNV GL 2012; EEStats | 0 | 2012 | 0.55 | SWHC029 Version 01
RES-HVAC-93.10 | Res ¦ HVAC Time Delay Relay - Marine ¦ SCE ¦ Marine | Res ¦ HVAC Time Delay Relay - Marine | SCE ¦ Marine | SCE | All | Electric | Fan Delay (Cycle Off) Controller for Residential Air Conditioners | Efficient | 0 | Conventional | HVAC | Res - Multi Family | Res | RET Only | 0 | Residential Households | Each | 5 | DEER:HVAC_Eff_AC | 0 | 0 | 0 | eTRM (SWHC029-01) | 50 | 2019 | 0 | 78 | 2018 | 0 | 0 | eTRM (SWHC029-01) | HVAC Controls Upgrade - Marine ¦ SCE ¦ Marine | HVAC Controls Upgrade - Marine | 0.43478 | 1 | 0.02 | CLASS Web Tool - DNV GL 2012; EEStats | 0 | 2012 | 0.55 | SWHC029 Version 01
RES-HVAC-93.11 | Res ¦ HVAC Time Delay Relay - Hot-Dry ¦ SCE ¦ Hot-Dry | Res ¦ HVAC Time Delay Relay - Hot-Dry | SCE ¦ Hot-Dry | SCE | All | Electric | Fan Delay (Cycle Off) Controller for Residential Air Conditioners | Efficient | 0 | Conventional | HVAC | Res - Multi Family | Res | RET Only | 0 | Residential Households | Each | 5 | DEER:HVAC_Eff_AC | 0 | 0 | 0 | eTRM (SWHC029-01) | 50 | 2019 | 0 | 78 | 2018 | 0 | 0 | eTRM (SWHC029-01) | HVAC Controls Upgrade - Hot-Dry ¦ SCE ¦ Hot-Dry | HVAC Controls Upgrade - Hot-Dry | 0.43478 | 1 | 0.02 | CLASS Web Tool - DNV GL 2012; EEStats | 0 | 2012 | 0.55 | SWHC029 Version 01
RES-HVAC-93.12 | Res ¦ HVAC Time Delay Relay - Cold ¦ SCE ¦ Cold | Res ¦ HVAC Time Delay Relay - Cold | SCE ¦ Cold | SCE | All | Electric | Fan Delay (Cycle Off) Controller for Residential Air Conditioners | Efficient | 0 | Conventional | HVAC | Res - Multi Family | Res | RET Only | 0 | Residential Households | Each | 5 | DEER:HVAC_Eff_AC | 0 | 0 | 0 | eTRM (SWHC029-01) | 50 | 2019 | 0 | 78 | 2018 | 0 | 0 | eTRM (SWHC029-01) | HVAC Controls Upgrade - Cold ¦ SCE ¦ Cold | HVAC Controls Upgrade - Cold | 0.43478 | 1 | 0.02 | CLASS Web Tool - DNV GL 2012; EEStats | 0 | 2012 | 0.55 | SWHC029 Version 01
RES-HVAC-93.19 | Res ¦ HVAC Time Delay Relay - Marine ¦ SDG&E ¦ Marine | Res ¦ HVAC Time Delay Relay - Marine | SDG&E ¦ Marine | SDG&E | All | Electric | Fan Delay (Cycle Off) Controller for Residential Air Conditioners | Efficient | 0 | Conventional | HVAC | Res - Single Family | Res | RET Only | 0 | Residential Households | Each | 5 | DEER:HVAC_Eff_AC | 0 | 0 | 0 | eTRM (SWHC029-01) | 50 | 2019 | 0 | 78 | 2018 | 0 | 0 | eTRM (SWHC029-01) | HVAC Controls Upgrade - Marine ¦ SDG&E ¦ Marine | HVAC Controls Upgrade - Marine | 0.64158 | 1 | 0.02 | CLASS Web Tool - DNV GL 2012; EEStats | 0 | 2012 | 0.55 | SWHC029 Version 01
RES-HVAC-93.20 | Res ¦ HVAC Time Delay Relay - Hot-Dry ¦ SDG&E ¦ Hot-Dry | Res ¦ HVAC Time Delay Relay - Hot-Dry | SDG&E ¦ Hot-Dry | SDG&E | All | Electric | Fan Delay (Cycle Off) Controller for Residential Air Conditioners | Efficient | 0 | Conventional | HVAC | Res - Single Family | Res | RET Only | 0 | Residential Households | Each | 5 | DEER:HVAC_Eff_AC | 0 | 0 | 0 | eTRM (SWHC029-01) | 50 | 2019 | 0 | 78 | 2018 | 0 | 0 | eTRM (SWHC029-01) | HVAC Controls Upgrade - Hot-Dry ¦ SDG&E ¦ Hot-Dry | HVAC Controls Upgrade - Hot-Dry | 0.64158 | 1 | 0.02 | CLASS Web Tool - DNV GL 2012; EEStats | 0 | 2012 | 0.55 | SWHC029 Version 01
RES-HVAC-93.21 | Res ¦ HVAC Time Delay Relay - Marine ¦ SDG&E ¦ Marine | Res ¦ HVAC Time Delay Relay - Marine | SDG&E ¦ Marine | SDG&E | All | Electric | Fan Delay (Cycle Off) Controller for Residential Air Conditioners | Efficient | 0 | Conventional | HVAC | Res - Multi Family | Res | RET Only | 0 | Residential Households | Each | 5 | DEER:HVAC_Eff_AC | 0 | 0 | 0 | eTRM (SWHC029-01) | 50 | 2019 | 0 | 78 | 2018 | 0 | 0 | eTRM (SWHC029-01) | HVAC Controls Upgrade - Marine ¦ SDG&E ¦ Marine | HVAC Controls Upgrade - Marine | 0.29661 | 1 | 0.02 | CLASS Web Tool - DNV GL 2012; EEStats | 0 | 2012 | 0.55 | SWHC029 Version 01
RES-HVAC-93.22 | Res ¦ HVAC Time Delay Relay - Hot-Dry ¦ SDG&E ¦ Hot-Dry | Res ¦ HVAC Time Delay Relay - Hot-Dry | SDG&E ¦ Hot-Dry | SDG&E | All | Electric | Fan Delay (Cycle Off) Controller for Residential Air Conditioners | Efficient | 0 | Conventional | HVAC | Res - Multi Family | Res | RET Only | 0 | Residential Households | Each | 5 | DEER:HVAC_Eff_AC | 0 | 0 | 0 | eTRM (SWHC029-01) | 50 | 2019 | 0 | 78 | 2018 | 0 | 0 | eTRM (SWHC029-01) | HVAC Controls Upgrade - Hot-Dry ¦ SDG&E ¦ Hot-Dry | HVAC Controls Upgrade - Hot-Dry | 0.29661 | 1 | 0.02 | CLASS Web Tool - DNV GL 2012; EEStats | 0 | 2012 | 0.55 | SWHC029 Version 01
RES-HVAC-95.1 | Res ¦ Existing HVAC System (Elec SC and Elec SH) - Marine ¦ PG&E ¦ Marine | Res ¦ Existing HVAC System (Elec SC and Elec SH) - Marine | PG&E ¦ Marine | PG&E | All | Electric | Existing HVAC System (Elec/Elec) | Average Existing and Code | 0 | Conventional | HVAC | Res - Single Family | Res | RET Only | 0 | Residential Households | Cap-Tons | 3 | DEER:HVAC_Eff_AC | 12.8976 | 0.0479 | 0 | eTRM (multiple measures) | 0 | 2020 | 0 | 0 | 2020 | 0 | 0 | eTRM (multiple measures) | HVAC Quality Maintenance (Elec/Elec) - Marine ¦ PG&E ¦ Marine | HVAC Quality Maintenance (Elec/Elec) - Marine | 0.33689 | 1 | 0.78307 | RASS 2019 | 0 | 2012 | 0.55 | eTRM (SWSV006-01, SWSV007-01, SWSV008-01, SWSV009-01, SWSV001-01)
RES-HVAC-95.2 | Res ¦ Existing HVAC System (Elec SC and Elec SH) - Hot-Dry ¦ PG&E ¦ Hot-Dry | Res ¦ Existing HVAC System (Elec SC and Elec SH) - Hot-Dry | PG&E ¦ Hot-Dry | PG&E | All | Electric | Existing HVAC System (Elec/Elec) | Average Existing and Code | 0 | Conventional | HVAC | Res - Single Family | Res | RET Only | 0 | Residential Households | Cap-Tons | 3 | DEER:HVAC_Eff_AC | 81.0786 | 0.1252 | 0 | eTRM (multiple measures) | 0 | 2020 | 0 | 0 | 2020 | 0 | 0 | eTRM (multiple measures) | HVAC Quality Maintenance (Elec/Elec) - Hot-Dry ¦ PG&E ¦ Hot-Dry | HVAC Quality Maintenance (Elec/Elec) - Hot-Dry | 0.67208 | 1 | 0.59427 | RASS 2019 | 0 | 2012 | 0.55 | eTRM (SWSV006-01, SWSV007-01, SWSV008-01, SWSV009-01, SWSV001-01)
RES-HVAC-95.3 | Res ¦ Existing HVAC System (Elec SC and Elec SH) - Cold ¦ PG&E ¦ Cold | Res ¦ Existing HVAC System (Elec SC and Elec SH) - Cold | PG&E ¦ Cold | PG&E | All | Electric | Existing HVAC System (Elec/Elec) | Average Existing and Code | 0 | Conventional | HVAC | Res - Single Family | Res | RET Only | 0 | Residential Households | Cap-Tons | 3 | DEER:HVAC_Eff_AC | 20.7602 | 0.047225 | 0 | eTRM (multiple measures) | 0 | 2020 | 0 | 0 | 2020 | 0 | 0 | eTRM (multiple measures) | HVAC Quality Maintenance (Elec/Elec) - Cold ¦ PG&E ¦ Cold | HVAC Quality Maintenance (Elec/Elec) - Cold | 2.5075 | 1 | 0.72074 | RASS 2019 | 0 | 2012 | 0.55 | eTRM (SWSV006-01, SWSV007-01, SWSV008-01, SWSV009-01, SWSV001-01)
RES-HVAC-95.4 | Res ¦ Existing HVAC System (Elec SC and Elec SH) - Marine ¦ PG&E ¦ Marine | Res ¦ Existing HVAC System (Elec SC and Elec SH) - Marine | PG&E ¦ Marine | PG&E | All | Electric | Existing HVAC System (Elec/Elec) | Average Existing and Code | 0 | Conventional | HVAC | Res - Multi Family | Res | RET Only | 0 | Residential Households | Cap-Tons | 3 | DEER:HVAC_Eff_AC | 4.5479 | 0.014963 | 0 | eTRM (multiple measures) | 0 | 2020 | 0 | 0 | 2020 | 0 | 0 | eTRM (multiple measures) | HVAC Quality Maintenance (Elec/Elec) - Marine ¦ PG&E ¦ Marine | HVAC Quality Maintenance (Elec/Elec) - Marine | 0.18071 | 1 | 0.67827 | RASS 2019 | 0 | 2012 | 0.55 | eTRM (SWSV006-01, SWSV007-01, SWSV008-01, SWSV009-01, SWSV001-01)
RES-HVAC-95.5 | Res ¦ Existing HVAC System (Elec SC and Elec SH) - Hot-Dry ¦ PG&E ¦ Hot-Dry | Res ¦ Existing HVAC System (Elec SC and Elec SH) - Hot-Dry | PG&E ¦ Hot-Dry | PG&E | All | Electric | Existing HVAC System (Elec/Elec) | Average Existing and Code | 0 | Conventional | HVAC | Res - Multi Family | Res | RET Only | 0 | Residential Households | Cap-Tons | 3 | DEER:HVAC_Eff_AC | 97.514 | 0.069138 | 0 | eTRM (multiple measures) | 0 | 2020 | 0 | 0 | 2020 | 0 | 0 | eTRM (multiple measures) | HVAC Quality Maintenance (Elec/Elec) - Hot-Dry ¦ PG&E ¦ Hot-Dry | HVAC Quality Maintenance (Elec/Elec) - Hot-Dry | 0.41466 | 1 | 0.75581 | RASS 2019 | 0 | 2012 | 0.55 | eTRM (SWSV006-01, SWSV007-01, SWSV008-01, SWSV009-01, SWSV001-01)
RES-HVAC-95.6 | Res ¦ Existing HVAC System (Elec SC and Elec SH) - Cold ¦ PG&E ¦ Cold | Res ¦ Existing HVAC System (Elec SC and Elec SH) - Cold | PG&E ¦ Cold | PG&E | All | Electric | Existing HVAC System (Elec/Elec) | Average Existing and Code | 0 | Conventional | HVAC | Res - Multi Family | Res | RET Only | 0 | Residential Households | Cap-Tons | 3 | DEER:HVAC_Eff_AC | 92.3359 | 0.07685 | 0 | eTRM (multiple measures) | 0 | 2020 | 0 | 0 | 2020 | 0 | 0 | eTRM (multiple measures) | HVAC Quality Maintenance (Elec/Elec) - Cold ¦ PG&E ¦ Cold | HVAC Quality Maintenance (Elec/Elec) - Cold | 0.6851 | 1 | 0.057964 | RASS 2019 | 0 | 2012 | 0.55 | eTRM (SWSV006-01, SWSV007-01, SWSV008-01, SWSV009-01, SWSV001-01)
RES-HVAC-95.7 | Res ¦ Existing HVAC System (Elec SC and Elec SH) - Marine ¦ SCE ¦ Marine | Res ¦ Existing HVAC System (Elec SC and Elec SH) - Marine | SCE ¦ Marine | SCE | All | Electric | Existing HVAC System (Elec/Elec) | Average Existing and Code | 0 | Conventional | HVAC | Res - Single Family | Res | RET Only | 0 | Residential Households | Cap-Tons | 3 | DEER:HVAC_Eff_AC | 31.3519 | 0.081825 | 0 | eTRM (multiple measures) | 0 | 2020 | 0 | 0 | 2020 | 0 | 0 | eTRM (multiple measures) | HVAC Quality Maintenance (Elec/Elec) - Marine ¦ SCE ¦ Marine | HVAC Quality Maintenance (Elec/Elec) - Marine | 0.27358 | 1 | 0.84668 | RASS 2019 | 0 | 2012 | 0.55 | eTRM (SWSV006-01, SWSV007-01, SWSV008-01, SWSV009-01, SWSV001-01)
RES-HVAC-95.8 | Res ¦ Existing HVAC System (Elec SC and Elec SH) - Hot-Dry ¦ SCE ¦ Hot-Dry | Res ¦ Existing HVAC System (Elec SC and Elec SH) - Hot-Dry | SCE ¦ Hot-Dry | SCE | All | Electric | Existing HVAC System (Elec/Elec) | Average Existing and Code | 0 | Conventional | HVAC | Res - Single Family | Res | RET Only | 0 | Residential Households | Cap-Tons | 3 | DEER:HVAC_Eff_AC | 79.0778 | 0.1021 | 0 | eTRM (multiple measures) | 0 | 2020 | 0 | 0 | 2020 | 0 | 0 | eTRM (multiple measures) | HVAC Quality Maintenance (Elec/Elec) - Hot-Dry ¦ SCE ¦ Hot-Dry | HVAC Quality Maintenance (Elec/Elec) - Hot-Dry | 0.54885 | 1 | 0.64399 | RASS 2019 | 0 | 2012 | 0.55 | eTRM (SWSV006-01, SWSV007-01, SWSV008-01, SWSV009-01, SWSV001-01)
RES-HVAC-95.9 | Res ¦ Existing HVAC System (Elec SC and Elec SH) - Cold ¦ SCE ¦ Cold | Res ¦ Existing HVAC System (Elec SC and Elec SH) - Cold | SCE ¦ Cold | SCE | All | Electric | Existing HVAC System (Elec/Elec) | Average Existing and Code | 0 | Conventional | HVAC | Res - Single Family | Res | RET Only | 0 | Residential Households | Cap-Tons | 3 | DEER:HVAC_Eff_AC | 20.7602 | 0.047225 | 0 | eTRM (multiple measures) | 0 | 2020 | 0 | 0 | 2020 | 0 | 0 | eTRM (multiple measures) | HVAC Quality Maintenance (Elec/Elec) - Cold ¦ SCE ¦ Cold | HVAC Quality Maintenance (Elec/Elec) - Cold | 0.20457 | 1 | 0.78756 | RASS 2019 | 0 | 2012 | 0.55 | eTRM (SWSV006-01, SWSV007-01, SWSV008-01, SWSV009-01, SWSV001-01)
RES-HVAC-95.10 | Res ¦ Existing HVAC System (Elec SC and Elec SH) - Marine ¦ SCE ¦ Marine | Res ¦ Existing HVAC System (Elec SC and Elec SH) - Marine | SCE ¦ Marine | SCE | All | Electric | Existing HVAC System (Elec/Elec) | Average Existing and Code | 0 | Conventional | HVAC | Res - Multi Family | Res | RET Only | 0 | Residential Households | Cap-Tons | 3 | DEER:HVAC_Eff_AC | 25.2608 | 0.056513 | 0 | eTRM (multiple measures) | 0 | 2020 | 0 | 0 | 2020 | 0 | 0 | eTRM (multiple measures) | HVAC Quality Maintenance (Elec/Elec) - Marine ¦ SCE ¦ Marine | HVAC Quality Maintenance (Elec/Elec) - Marine | 0.19479 | 1 | 0.56087 | RASS 2019 | 0 | 2012 | 0.55 | eTRM (SWSV006-01, SWSV007-01, SWSV008-01, SWSV009-01, SWSV001-01)
RES-HVAC-95.11 | Res ¦ Existing HVAC System (Elec SC and Elec SH) - Hot-Dry ¦ SCE ¦ Hot-Dry | Res ¦ Existing HVAC System (Elec SC and Elec SH) - Hot-Dry | SCE ¦ Hot-Dry | SCE | All | Electric | Existing HVAC System (Elec/Elec) | Average Existing and Code | 0 | Conventional | HVAC | Res - Multi Family | Res | RET Only | 0 | Residential Households | Cap-Tons | 3 | DEER:HVAC_Eff_AC | 64.7352 | 0.063425 | 0 | eTRM (multiple measures) | 0 | 2020 | 0 | 0 | 2020 | 0 | 0 | eTRM (multiple measures) | HVAC Quality Maintenance (Elec/Elec) - Hot-Dry ¦ SCE ¦ Hot-Dry | HVAC Quality Maintenance (Elec/Elec) - Hot-Dry | 0.34259 | 1 | 0.79264 | RASS 2019 | 0 | 2012 | 0.55 | eTRM (SWSV006-01, SWSV007-01, SWSV008-01, SWSV009-01, SWSV001-01)
RES-HVAC-95.12 | Res ¦ Existing HVAC System (Elec SC and Elec SH) - Cold ¦ SCE ¦ Cold | Res ¦ Existing HVAC System (Elec SC and Elec SH) - Cold | SCE ¦ Cold | SCE | All | Electric | Existing HVAC System (Elec/Elec) | Average Existing and Code | 0 | Conventional | HVAC | Res - Multi Family | Res | RET Only | 0 | Residential Households | Cap-Tons | 3 | DEER:HVAC_Eff_AC | 92.3359 | 0.07685 | 0 | eTRM (multiple measures) | 0 | 2020 | 0 | 0 | 2020 | 0 | 0 | eTRM (multiple measures) | HVAC Quality Maintenance (Elec/Elec) - Cold ¦ SCE ¦ Cold | HVAC Quality Maintenance (Elec/Elec) - Cold | 0.6851 | 1 | 0.057964 | RASS 2019 | 0 | 2012 | 0.55 | eTRM (SWSV006-01, SWSV007-01, SWSV008-01, SWSV009-01, SWSV001-01)
RES-HVAC-95.19 | Res ¦ Existing HVAC System (Elec SC and Elec SH) - Marine ¦ SDG&E ¦ Marine | Res ¦ Existing HVAC System (Elec SC and Elec SH) - Marine | SDG&E ¦ Marine | SDG&E | All | Electric | Existing HVAC System (Elec/Elec) | Average Existing and Code | 0 | Conventional | HVAC | Res - Single Family | Res | RET Only | 0 | Residential Households | Cap-Tons | 3 | DEER:HVAC_Eff_AC | 31.3519 | 0.081825 | 0 | eTRM (multiple measures) | 0 | 2020 | 0 | 0 | 2020 | 0 | 0 | eTRM (multiple measures) | HVAC Quality Maintenance (Elec/Elec) - Marine ¦ SDG&E ¦ Marine | HVAC Quality Maintenance (Elec/Elec) - Marine | 0.055373 | 1 | 0.83083 | RASS 2019 | 0 | 2012 | 0.55 | eTRM (SWSV006-01, SWSV007-01, SWSV008-01, SWSV009-01, SWSV001-01)
RES-HVAC-95.20 | Res ¦ Existing HVAC System (Elec SC and Elec SH) - Hot-Dry ¦ SDG&E ¦ Hot-Dry | Res ¦ Existing HVAC System (Elec SC and Elec SH) - Hot-Dry | SDG&E ¦ Hot-Dry | SDG&E | All | Electric | Existing HVAC System (Elec/Elec) | Average Existing and Code | 0 | Conventional | HVAC | Res - Single Family | Res | RET Only | 0 | Residential Households | Cap-Tons | 3 | DEER:HVAC_Eff_AC | 40.7062 | 0.072637 | 0 | eTRM (multiple measures) | 0 | 2020 | 0 | 0 | 2020 | 0 | 0 | eTRM (multiple measures) | HVAC Quality Maintenance (Elec/Elec) - Hot-Dry ¦ SDG&E ¦ Hot-Dry | HVAC Quality Maintenance (Elec/Elec) - Hot-Dry | 0.53791 | 1 | 0.80142 | RASS 2019 | 0 | 2012 | 0.55 | eTRM (SWSV006-01, SWSV007-01, SWSV008-01, SWSV009-01, SWSV001-01)
RES-HVAC-95.21 | Res ¦ Existing HVAC System (Elec SC and Elec SH) - Marine ¦ SDG&E ¦ Marine | Res ¦ Existing HVAC System (Elec SC and Elec SH) - Marine | SDG&E ¦ Marine | SDG&E | All | Electric | Existing HVAC System (Elec/Elec) | Average Existing and Code | 0 | Conventional | HVAC | Res - Multi Family | Res | RET Only | 0 | Residential Households | Cap-Tons | 3 | DEER:HVAC_Eff_AC | 25.2608 | 0.056513 | 0 | eTRM (multiple measures) | 0 | 2020 | 0 | 0 | 2020 | 0 | 0 | eTRM (multiple measures) | HVAC Quality Maintenance (Elec/Elec) - Marine ¦ SDG&E ¦ Marine | HVAC Quality Maintenance (Elec/Elec) - Marine | 0.12056 | 1 | 0.93879 | RASS 2019 | 0 | 2012 | 0.55 | eTRM (SWSV006-01, SWSV007-01, SWSV008-01, SWSV009-01, SWSV001-01)
RES-HVAC-95.22 | Res ¦ Existing HVAC System (Elec SC and Elec SH) - Hot-Dry ¦ SDG&E ¦ Hot-Dry | Res ¦ Existing HVAC System (Elec SC and Elec SH) - Hot-Dry | SDG&E ¦ Hot-Dry | SDG&E | All | Electric | Existing HVAC System (Elec/Elec) | Average Existing and Code | 0 | Conventional | HVAC | Res - Multi Family | Res | RET Only | 0 | Residential Households | Cap-Tons | 3 | DEER:HVAC_Eff_AC | 42.3659 | 0.045225 | 0 | eTRM (multiple measures) | 0 | 2020 | 0 | 0 | 2020 | 0 | 0 | eTRM (multiple measures) | HVAC Quality Maintenance (Elec/Elec) - Hot-Dry ¦ SDG&E ¦ Hot-Dry | HVAC Quality Maintenance (Elec/Elec) - Hot-Dry | 0.45122 | 1 | 0.82522 | RASS 2019 | 0 | 2012 | 0.55 | eTRM (SWSV006-01, SWSV007-01, SWSV008-01, SWSV009-01, SWSV001-01)
RES-HVAC-96.1 | Res ¦ HVAC System Maintenance - Ref. Charge, Duct Seal, Coil Clean (Elec SC and Elec SH) - Marine ¦ PG&E ¦ Marine | Res ¦ HVAC System Maintenance - Ref. Charge, Duct Seal, Coil Clean (Elec SC and Elec SH) - Marine | PG&E ¦ Marine | PG&E | All | Electric | Residential Quality HVAC Maintenance (Elec/Elec) | Efficient | 0 | Conventional | HVAC | Res - Single Family | Res | RET Only | 0 | Residential Households | Cap-Tons | 3 | DEER:HVAC_Eff_AC | 0 | 0 | 0 | eTRM (multiple measures) | 128.03 | 2020 | 0 | 397.12 | 2020 | 0 | 0 | eTRM (multiple measures) | HVAC Quality Maintenance (Elec/Elec) - Marine ¦ PG&E ¦ Marine | HVAC Quality Maintenance (Elec/Elec) - Marine | 0.33689 | 1 | 0.21693 | RASS 2019 | 0 | 2012 | 0.55 | eTRM (SWSV006-01, SWSV007-01, SWSV008-01, SWSV009-01, SWSV001-01)
RES-HVAC-96.2 | Res ¦ HVAC System Maintenance - Ref. Charge, Duct Seal, Coil Clean (Elec SC and Elec SH) - Hot-Dry ¦ PG&E ¦ Hot-Dry | Res ¦ HVAC System Maintenance - Ref. Charge, Duct Seal, Coil Clean (Elec SC and Elec SH) - Hot-Dry | PG&E ¦ Hot-Dry | PG&E | All | Electric | Residential Quality HVAC Maintenance (Elec/Elec) | Efficient | 0 | Conventional | HVAC | Res - Single Family | Res | RET Only | 0 | Residential Households | Cap-Tons | 3 | DEER:HVAC_Eff_AC | 0 | 0 | 0 | eTRM (multiple measures) | 128.03 | 2020 | 0 | 397.12 | 2020 | 0 | 0 | eTRM (multiple measures) | HVAC Quality Maintenance (Elec/Elec) - Hot-Dry ¦ PG&E ¦ Hot-Dry | HVAC Quality Maintenance (Elec/Elec) - Hot-Dry | 0.67208 | 1 | 0.40573 | RASS 2019 | 0 | 2012 | 0.55 | eTRM (SWSV006-01, SWSV007-01, SWSV008-01, SWSV009-01, SWSV001-01)
RES-HVAC-96.3 | Res ¦ HVAC System Maintenance - Ref. Charge, Duct Seal, Coil Clean (Elec SC and Elec SH) - Cold ¦ PG&E ¦ Cold | Res ¦ HVAC System Maintenance - Ref. Charge, Duct Seal, Coil Clean (Elec SC and Elec SH) - Cold | PG&E ¦ Cold | PG&E | All | Electric | Residential Quality HVAC Maintenance (Elec/Elec) | Efficient | 0 | Conventional | HVAC | Res - Single Family | Res | RET Only | 0 | Residential Households | Cap-Tons | 3 | DEER:HVAC_Eff_AC | 0 | 0 | 0 | eTRM (multiple measures) | 128.03 | 2020 | 0 | 397.12 | 2020 | 0 | 0 | eTRM (multiple measures) | HVAC Quality Maintenance (Elec/Elec) - Cold ¦ PG&E ¦ Cold | HVAC Quality Maintenance (Elec/Elec) - Cold | 2.5075 | 1 | 0.27926 | RASS 2019 | 0 | 2012 | 0.55 | eTRM (SWSV006-01, SWSV007-01, SWSV008-01, SWSV009-01, SWSV001-01)
RES-HVAC-96.4 | Res ¦ HVAC System Maintenance - Ref. Charge, Duct Seal, Coil Clean (Elec SC and Elec SH) - Marine ¦ PG&E ¦ Marine | Res ¦ HVAC System Maintenance - Ref. Charge, Duct Seal, Coil Clean (Elec SC and Elec SH) - Marine | PG&E ¦ Marine | PG&E | All | Electric | Residential Quality HVAC Maintenance (Elec/Elec) | Efficient | 0 | Conventional | HVAC | Res - Multi Family | Res | RET Only | 0 | Residential Households | Cap-Tons | 3 | DEER:HVAC_Eff_AC | 0 | 0 | 0 | eTRM (multiple measures) | 128.03 | 2020 | 0 | 397.12 | 2020 | 0 | 0 | eTRM (multiple measures) | HVAC Quality Maintenance (Elec/Elec) - Marine ¦ PG&E ¦ Marine | HVAC Quality Maintenance (Elec/Elec) - Marine | 0.18071 | 1 | 0.32173 | RASS 2019 | 0 | 2012 | 0.55 | eTRM (SWSV006-01, SWSV007-01, SWSV008-01, SWSV009-01, SWSV001-01)
RES-HVAC-96.5 | Res ¦ HVAC System Maintenance - Ref. Charge, Duct Seal, Coil Clean (Elec SC and Elec SH) - Hot-Dry ¦ PG&E ¦ Hot-Dry | Res ¦ HVAC System Maintenance - Ref. Charge, Duct Seal, Coil Clean (Elec SC and Elec SH) - Hot-Dry | PG&E ¦ Hot-Dry | PG&E | All | Electric | Residential Quality HVAC Maintenance (Elec/Elec) | Efficient | 0 | Conventional | HVAC | Res - Multi Family | Res | RET Only | 0 | Residential Households | Cap-Tons | 3 | DEER:HVAC_Eff_AC | 0 | 0 | 0 | eTRM (multiple measures) | 128.03 | 2020 | 0 | 397.12 | 2020 | 0 | 0 | eTRM (multiple measures) | HVAC Quality Maintenance (Elec/Elec) - Hot-Dry ¦ PG&E ¦ Hot-Dry | HVAC Quality Maintenance (Elec/Elec) - Hot-Dry | 0.41466 | 1 | 0.24419 | RASS 2019 | 0 | 2012 | 0.55 | eTRM (SWSV006-01, SWSV007-01, SWSV008-01, SWSV009-01, SWSV001-01)
RES-HVAC-96.6 | Res ¦ HVAC System Maintenance - Ref. Charge, Duct Seal, Coil Clean (Elec SC and Elec SH) - Cold ¦ PG&E ¦ Cold | Res ¦ HVAC System Maintenance - Ref. Charge, Duct Seal, Coil Clean (Elec SC and Elec SH) - Cold | PG&E ¦ Cold | PG&E | All | Electric | Residential Quality HVAC Maintenance (Elec/Elec) | Efficient | 0 | Conventional | HVAC | Res - Multi Family | Res | RET Only | 0 | Residential Households | Cap-Tons | 3 | DEER:HVAC_Eff_AC | 0 | 0 | 0 | eTRM (multiple measures) | 128.03 | 2020 | 0 | 397.12 | 2020 | 0 | 0 | eTRM (multiple measures) | HVAC Quality Maintenance (Elec/Elec) - Cold ¦ PG&E ¦ Cold | HVAC Quality Maintenance (Elec/Elec) - Cold | 0.6851 | 1 | 0.94204 | RASS 2019 | 0 | 2012 | 0.55 | eTRM (SWSV006-01, SWSV007-01, SWSV008-01, SWSV009-01, SWSV001-01)
RES-HVAC-96.7 | Res ¦ HVAC System Maintenance - Ref. Charge, Duct Seal, Coil Clean (Elec SC and Elec SH) - Marine ¦ SCE ¦ Marine | Res ¦ HVAC System Maintenance - Ref. Charge, Duct Seal, Coil Clean (Elec SC and Elec SH) - Marine | SCE ¦ Marine | SCE | All | Electric | Residential Quality HVAC Maintenance (Elec/Elec) | Efficient | 0 | Conventional | HVAC | Res - Single Family | Res | RET Only | 0 | Residential Households | Cap-Tons | 3 | DEER:HVAC_Eff_AC | 0 | 0 | 0 | eTRM (multiple measures) | 128.03 | 2020 | 0 | 397.12 | 2020 | 0 | 0 | eTRM (multiple measures) | HVAC Quality Maintenance (Elec/Elec) - Marine ¦ SCE ¦ Marine | HVAC Quality Maintenance (Elec/Elec) - Marine | 0.27358 | 1 | 0.15332 | RASS 2019 | 0 | 2012 | 0.55 | eTRM (SWSV006-01, SWSV007-01, SWSV008-01, SWSV009-01, SWSV001-01)
RES-HVAC-96.8 | Res ¦ HVAC System Maintenance - Ref. Charge, Duct Seal, Coil Clean (Elec SC and Elec SH) - Hot-Dry ¦ SCE ¦ Hot-Dry | Res ¦ HVAC System Maintenance - Ref. Charge, Duct Seal, Coil Clean (Elec SC and Elec SH) - Hot-Dry | SCE ¦ Hot-Dry | SCE | All | Electric | Residential Quality HVAC Maintenance (Elec/Elec) | Efficient | 0 | Conventional | HVAC | Res - Single Family | Res | RET Only | 0 | Residential Households | Cap-Tons | 3 | DEER:HVAC_Eff_AC | 0 | 0 | 0 | eTRM (multiple measures) | 128.03 | 2020 | 0 | 397.12 | 2020 | 0 | 0 | eTRM (multiple measures) | HVAC Quality Maintenance (Elec/Elec) - Hot-Dry ¦ SCE ¦ Hot-Dry | HVAC Quality Maintenance (Elec/Elec) - Hot-Dry | 0.54885 | 1 | 0.35601 | RASS 2019 | 0 | 2012 | 0.55 | eTRM (SWSV006-01, SWSV007-01, SWSV008-01, SWSV009-01, SWSV001-01)
RES-HVAC-96.9 | Res ¦ HVAC System Maintenance - Ref. Charge, Duct Seal, Coil Clean (Elec SC and Elec SH) - Cold ¦ SCE ¦ Cold | Res ¦ HVAC System Maintenance - Ref. Charge, Duct Seal, Coil Clean (Elec SC and Elec SH) - Cold | SCE ¦ Cold | SCE | All | Electric | Residential Quality HVAC Maintenance (Elec/Elec) | Efficient | 0 | Conventional | HVAC | Res - Single Family | Res | RET Only | 0 | Residential Households | Cap-Tons | 3 | DEER:HVAC_Eff_AC | 0 | 0 | 0 | eTRM (multiple measures) | 128.03 | 2020 | 0 | 397.12 | 2020 | 0 | 0 | eTRM (multiple measures) | HVAC Quality Maintenance (Elec/Elec) - Cold ¦ SCE ¦ Cold | HVAC Quality Maintenance (Elec/Elec) - Cold | 0.20457 | 1 | 0.21244 | RASS 2019 | 0 | 2012 | 0.55 | eTRM (SWSV006-01, SWSV007-01, SWSV008-01, SWSV009-01, SWSV001-01)
RES-HVAC-96.10 | Res ¦ HVAC System Maintenance - Ref. Charge, Duct Seal, Coil Clean (Elec SC and Elec SH) - Marine ¦ SCE ¦ Marine | Res ¦ HVAC System Maintenance - Ref. Charge, Duct Seal, Coil Clean (Elec SC and Elec SH) - Marine | SCE ¦ Marine | SCE | All | Electric | Residential Quality HVAC Maintenance (Elec/Elec) | Efficient | 0 | Conventional | HVAC | Res - Multi Family | Res | RET Only | 0 | Residential Households | Cap-Tons | 3 | DEER:HVAC_Eff_AC | 0 | 0 | 0 | eTRM (multiple measures) | 128.03 | 2020 | 0 | 397.12 | 2020 | 0 | 0 | eTRM (multiple measures) | HVAC Quality Maintenance (Elec/Elec) - Marine ¦ SCE ¦ Marine | HVAC Quality Maintenance (Elec/Elec) - Marine | 0.19479 | 1 | 0.43913 | RASS 2019 | 0 | 2012 | 0.55 | eTRM (SWSV006-01, SWSV007-01, SWSV008-01, SWSV009-01, SWSV001-01)
RES-HVAC-96.11 | Res ¦ HVAC System Maintenance - Ref. Charge, Duct Seal, Coil Clean (Elec SC and Elec SH) - Hot-Dry ¦ SCE ¦ Hot-Dry | Res ¦ HVAC System Maintenance - Ref. Charge, Duct Seal, Coil Clean (Elec SC and Elec SH) - Hot-Dry | SCE ¦ Hot-Dry | SCE | All | Electric | Residential Quality HVAC Maintenance (Elec/Elec) | Efficient | 0 | Conventional | HVAC | Res - Multi Family | Res | RET Only | 0 | Residential Households | Cap-Tons | 3 | DEER:HVAC_Eff_AC | 0 | 0 | 0 | eTRM (multiple measures) | 128.03 | 2020 | 0 | 397.12 | 2020 | 0 | 0 | eTRM (multiple measures) | HVAC Quality Maintenance (Elec/Elec) - Hot-Dry ¦ SCE ¦ Hot-Dry | HVAC Quality Maintenance (Elec/Elec) - Hot-Dry | 0.34259 | 1 | 0.20736 | RASS 2019 | 0 | 2012 | 0.55 | eTRM (SWSV006-01, SWSV007-01, SWSV008-01, SWSV009-01, SWSV001-01)
RES-HVAC-96.12 | Res ¦ HVAC System Maintenance - Ref. Charge, Duct Seal, Coil Clean (Elec SC and Elec SH) - Cold ¦ SCE ¦ Cold | Res ¦ HVAC System Maintenance - Ref. Charge, Duct Seal, Coil Clean (Elec SC and Elec SH) - Cold | SCE ¦ Cold | SCE | All | Electric | Residential Quality HVAC Maintenance (Elec/Elec) | Efficient | 0 | Conventional | HVAC | Res - Multi Family | Res | RET Only | 0 | Residential Households | Cap-Tons | 3 | DEER:HVAC_Eff_AC | 0 | 0 | 0 | eTRM (multiple measures) | 128.03 | 2020 | 0 | 397.12 | 2020 | 0 | 0 | eTRM (multiple measures) | HVAC Quality Maintenance (Elec/Elec) - Cold ¦ SCE ¦ Cold | HVAC Quality Maintenance (Elec/Elec) - Cold | 0.6851 | 1 | 0.94204 | RASS 2019 | 0 | 2012 | 0.55 | eTRM (SWSV006-01, SWSV007-01, SWSV008-01, SWSV009-01, SWSV001-01)
RES-HVAC-96.19 | Res ¦ HVAC System Maintenance - Ref. Charge, Duct Seal, Coil Clean (Elec SC and Elec SH) - Marine ¦ SDG&E ¦ Marine | Res ¦ HVAC System Maintenance - Ref. Charge, Duct Seal, Coil Clean (Elec SC and Elec SH) - Marine | SDG&E ¦ Marine | SDG&E | All | Electric | Residential Quality HVAC Maintenance (Elec/Elec) | Efficient | 0 | Conventional | HVAC | Res - Single Family | Res | RET Only | 0 | Residential Households | Cap-Tons | 3 | DEER:HVAC_Eff_AC | 0 | 0 | 0 | eTRM (multiple measures) | 128.03 | 2020 | 0 | 397.12 | 2020 | 0 | 0 | eTRM (multiple measures) | HVAC Quality Maintenance (Elec/Elec) - Marine ¦ SDG&E ¦ Marine | HVAC Quality Maintenance (Elec/Elec) - Marine | 0.055373 | 1 | 0.16917 | RASS 2019 | 0 | 2012 | 0.55 | eTRM (SWSV006-01, SWSV007-01, SWSV008-01, SWSV009-01, SWSV001-01)
RES-HVAC-96.20 | Res ¦ HVAC System Maintenance - Ref. Charge, Duct Seal, Coil Clean (Elec SC and Elec SH) - Hot-Dry ¦ SDG&E ¦ Hot-Dry | Res ¦ HVAC System Maintenance - Ref. Charge, Duct Seal, Coil Clean (Elec SC and Elec SH) - Hot-Dry | SDG&E ¦ Hot-Dry | SDG&E | All | Electric | Residential Quality HVAC Maintenance (Elec/Elec) | Efficient | 0 | Conventional | HVAC | Res - Single Family | Res | RET Only | 0 | Residential Households | Cap-Tons | 3 | DEER:HVAC_Eff_AC | 0 | 0 | 0 | eTRM (multiple measures) | 128.03 | 2020 | 0 | 397.12 | 2020 | 0 | 0 | eTRM (multiple measures) | HVAC Quality Maintenance (Elec/Elec) - Hot-Dry ¦ SDG&E ¦ Hot-Dry | HVAC Quality Maintenance (Elec/Elec) - Hot-Dry | 0.53791 | 1 | 0.19858 | RASS 2019 | 0 | 2012 | 0.55 | eTRM (SWSV006-01, SWSV007-01, SWSV008-01, SWSV009-01, SWSV001-01)
RES-HVAC-96.21 | Res ¦ HVAC System Maintenance - Ref. Charge, Duct Seal, Coil Clean (Elec SC and Elec SH) - Marine ¦ SDG&E ¦ Marine | Res ¦ HVAC System Maintenance - Ref. Charge, Duct Seal, Coil Clean (Elec SC and Elec SH) - Marine | SDG&E ¦ Marine | SDG&E | All | Electric | Residential Quality HVAC Maintenance (Elec/Elec) | Efficient | 0 | Conventional | HVAC | Res - Multi Family | Res | RET Only | 0 | Residential Households | Cap-Tons | 3 | DEER:HVAC_Eff_AC | 0 | 0 | 0 | eTRM (multiple measures) | 128.03 | 2020 | 0 | 397.12 | 2020 | 0 | 0 | eTRM (multiple measures) | HVAC Quality Maintenance (Elec/Elec) - Marine ¦ SDG&E ¦ Marine | HVAC Quality Maintenance (Elec/Elec) - Marine | 0.12056 | 1 | 0.061207 | RASS 2019 | 0 | 2012 | 0.55 | eTRM (SWSV006-01, SWSV007-01, SWSV008-01, SWSV009-01, SWSV001-01)
RES-HVAC-96.22 | Res ¦ HVAC System Maintenance - Ref. Charge, Duct Seal, Coil Clean (Elec SC and Elec SH) - Hot-Dry ¦ SDG&E ¦ Hot-Dry | Res ¦ HVAC System Maintenance - Ref. Charge, Duct Seal, Coil Clean (Elec SC and Elec SH) - Hot-Dry | SDG&E ¦ Hot-Dry | SDG&E | All | Electric | Residential Quality HVAC Maintenance (Elec/Elec) | Efficient | 0 | Conventional | HVAC | Res - Multi Family | Res | RET Only | 0 | Residential Households | Cap-Tons | 3 | DEER:HVAC_Eff_AC | 0 | 0 | 0 | eTRM (multiple measures) | 128.03 | 2020 | 0 | 397.12 | 2020 | 0 | 0 | eTRM (multiple measures) | HVAC Quality Maintenance (Elec/Elec) - Hot-Dry ¦ SDG&E ¦ Hot-Dry | HVAC Quality Maintenance (Elec/Elec) - Hot-Dry | 0.45122 | 1 | 0.17478 | RASS 2019 | 0 | 2012 | 0.55 | eTRM (SWSV006-01, SWSV007-01, SWSV008-01, SWSV009-01, SWSV001-01)
RES-HVAC-97.1 | Res ¦ Existing HVAC System (Elec SC and Gas SH) - Marine ¦ PG&E ¦ Marine | Res ¦ Existing HVAC System (Elec SC and Gas SH) - Marine | PG&E ¦ Marine | PG&E | All | Electric & Gas | Existing HVAC System (Elec/Gas) | Average Existing and Code | 0 | Conventional | HVAC | Res - Single Family | Res | RET Only | 0 | Residential Households | Cap-Tons | 3 | DEER:HVAC_Eff_AC | 12.8976 | 0.0479 | 2.9612 | eTRM (multiple measures) | 0 | 2020 | 0 | 0 | 2020 | 0 | 0 | eTRM (multiple measures) | HVAC Quality Maintenance (Elec/Gas) - Marine ¦ PG&E ¦ Marine | HVAC Quality Maintenance (Elec/Gas) - Marine | 0.76689 | 1 | 0.69236 | RASS 2019 | 0 | 2012 | 1 | eTRM (SWSV006-01, SWSV007-01, SWSV008-01, SWSV009-01, SWSV001-01)
RES-HVAC-97.2 | Res ¦ Existing HVAC System (Elec SC and Gas SH) - Hot-Dry ¦ PG&E ¦ Hot-Dry | Res ¦ Existing HVAC System (Elec SC and Gas SH) - Hot-Dry | PG&E ¦ Hot-Dry | PG&E | All | Electric & Gas | Existing HVAC System (Elec/Gas) | Average Existing and Code | 0 | Conventional | HVAC | Res - Single Family | Res | RET Only | 0 | Residential Households | Cap-Tons | 3 | DEER:HVAC_Eff_AC | 81.0786 | 0.1252 | 9.739 | eTRM (multiple measures) | 0 | 2020 | 0 | 0 | 2020 | 0 | 0 | eTRM (multiple measures) | HVAC Quality Maintenance (Elec/Gas) - Hot-Dry ¦ PG&E ¦ Hot-Dry | HVAC Quality Maintenance (Elec/Gas) - Hot-Dry | 1.3858 | 1 | 0.56406 | RASS 2019 | 0 | 2012 | 1 | eTRM (SWSV006-01, SWSV007-01, SWSV008-01, SWSV009-01, SWSV001-01)
RES-HVAC-97.3 | Res ¦ Existing HVAC System (Elec SC and Gas SH) - Cold ¦ PG&E ¦ Cold | Res ¦ Existing HVAC System (Elec SC and Gas SH) - Cold | PG&E ¦ Cold | PG&E | All | Electric & Gas | Existing HVAC System (Elec/Gas) | Average Existing and Code | 0 | Conventional | HVAC | Res - Single Family | Res | RET Only | 0 | Residential Households | Cap-Tons | 3 | DEER:HVAC_Eff_AC | 20.7602 | 0.047225 | 3.1683 | eTRM (multiple measures) | 0 | 2020 | 0 | 0 | 2020 | 0 | 0 | eTRM (multiple measures) | HVAC Quality Maintenance (Elec/Gas) - Cold ¦ PG&E ¦ Cold | HVAC Quality Maintenance (Elec/Gas) - Cold | 0.3048 | 1 | 0.18881 | RASS 2019 | 0 | 2012 | 1 | eTRM (SWSV006-01, SWSV007-01, SWSV008-01, SWSV009-01, SWSV001-01)
RES-HVAC-97.4 | Res ¦ Existing HVAC System (Elec SC and Gas SH) - Marine ¦ PG&E ¦ Marine | Res ¦ Existing HVAC System (Elec SC and Gas SH) - Marine | PG&E ¦ Marine | PG&E | All | Electric & Gas | Existing HVAC System (Elec/Gas) | Average Existing and Code | 0 | Conventional | HVAC | Res - Multi Family | Res | RET Only | 0 | Residential Households | Cap-Tons | 3 | DEER:HVAC_Eff_AC | 4.5479 | 0.014963 | 1.5893 | eTRM (multiple measures) | 0 | 2020 | 0 | 0 | 2020 | 0 | 0 | eTRM (multiple measures) | HVAC Quality Maintenance (Elec/Gas) - Marine ¦ PG&E ¦ Marine | HVAC Quality Maintenance (Elec/Gas) - Marine | 0.087886 | 1 | 0.76473 | RASS 2019 | 0 | 2012 | 1 | eTRM (SWSV006-01, SWSV007-01, SWSV008-01, SWSV009-01, SWSV001-01)
RES-HVAC-97.5 | Res ¦ Existing HVAC System (Elec SC and Gas SH) - Hot-Dry ¦ PG&E ¦ Hot-Dry | Res ¦ Existing HVAC System (Elec SC and Gas SH) - Hot-Dry | PG&E ¦ Hot-Dry | PG&E | All | Electric & Gas | Existing HVAC System (Elec/Gas) | Average Existing and Code | 0 | Conventional | HVAC | Res - Multi Family | Res | RET Only | 0 | Residential Households | Cap-Tons | 3 | DEER:HVAC_Eff_AC | 97.514 | 0.069138 | 10.4036 | eTRM (multiple measures) | 0 | 2020 | 0 | 0 | 2020 | 0 | 0 | eTRM (multiple measures) | HVAC Quality Maintenance (Elec/Gas) - Hot-Dry ¦ PG&E ¦ Hot-Dry | HVAC Quality Maintenance (Elec/Gas) - Hot-Dry | 0.32119 | 1 | 0.55162 | RASS 2019 | 0 | 2012 | 1 | eTRM (SWSV006-01, SWSV007-01, SWSV008-01, SWSV009-01, SWSV001-01)
RES-HVAC-97.6 | Res ¦ Existing HVAC System (Elec SC and Gas SH) - Cold ¦ PG&E ¦ Cold | Res ¦ Existing HVAC System (Elec SC and Gas SH) - Cold | PG&E ¦ Cold | PG&E | All | Electric & Gas | Existing HVAC System (Elec/Gas) | Average Existing and Code | 0 | Conventional | HVAC | Res - Multi Family | Res | RET Only | 0 | Residential Households | Cap-Tons | 3 | DEER:HVAC_Eff_AC | 92.3359 | 0.07685 | 10.7714 | eTRM (multiple measures) | 0 | 2020 | 0 | 0 | 2020 | 0 | 0 | eTRM (multiple measures) | HVAC Quality Maintenance (Elec/Gas) - Cold ¦ PG&E ¦ Cold | HVAC Quality Maintenance (Elec/Gas) - Cold | 0.11366 | 1 | 0.30827 | RASS 2019 | 0 | 2012 | 1 | eTRM (SWSV006-01, SWSV007-01, SWSV008-01, SWSV009-01, SWSV001-01)
RES-HVAC-97.7 | Res ¦ Existing HVAC System (Elec SC and Gas SH) - Marine ¦ SCE ¦ Marine | Res ¦ Existing HVAC System (Elec SC and Gas SH) - Marine | SCE ¦ Marine | SCE | All | Electric & Gas | Existing HVAC System (Elec/Gas) | Average Existing and Code | 0 | Conventional | HVAC | Res - Single Family | Res | RET Only | 0 | Residential Households | Cap-Tons | 3 | DEER:HVAC_Eff_AC | 31.3519 | 0.081825 | 3.7212 | eTRM (multiple measures) | 0 | 2020 | 0 | 0 | 2020 | 0 | 0 | eTRM (multiple measures) | HVAC Quality Maintenance (Elec/Gas) - Marine ¦ SCE ¦ Marine | HVAC Quality Maintenance (Elec/Gas) - Marine | 1.3535 | 1 | 0.66518 | RASS 2019 | 0 | 2012 | 1 | eTRM (SWSV006-01, SWSV007-01, SWSV008-01, SWSV009-01, SWSV001-01)
RES-HVAC-97.8 | Res ¦ Existing HVAC System (Elec SC and Gas SH) - Hot-Dry ¦ SCE ¦ Hot-Dry | Res ¦ Existing HVAC System (Elec SC and Gas SH) - Hot-Dry | SCE ¦ Hot-Dry | SCE | All | Electric & Gas | Existing HVAC System (Elec/Gas) | Average Existing and Code | 0 | Conventional | HVAC | Res - Single Family | Res | RET Only | 0 | Residential Households | Cap-Tons | 3 | DEER:HVAC_Eff_AC | 79.0778 | 0.1021 | 8.3499 | eTRM (multiple measures) | 0 | 2020 | 0 | 0 | 2020 | 0 | 0 | eTRM (multiple measures) | HVAC Quality Maintenance (Elec/Gas) - Hot-Dry ¦ SCE ¦ Hot-Dry | HVAC Quality Maintenance (Elec/Gas) - Hot-Dry | 2.4097 | 1 | 0.59254 | RASS 2019 | 0 | 2012 | 1 | eTRM (SWSV006-01, SWSV007-01, SWSV008-01, SWSV009-01, SWSV001-01)
RES-HVAC-97.9 | Res ¦ Existing HVAC System (Elec SC and Gas SH) - Cold ¦ SCE ¦ Cold | Res ¦ Existing HVAC System (Elec SC and Gas SH) - Cold | SCE ¦ Cold | SCE | All | Electric & Gas | Existing HVAC System (Elec/Gas) | Average Existing and Code | 0 | Conventional | HVAC | Res - Single Family | Res | RET Only | 0 | Residential Households | Cap-Tons | 3 | DEER:HVAC_Eff_AC | 20.7602 | 0.047225 | 3.1683 | eTRM (multiple measures) | 0 | 2020 | 0 | 0 | 2020 | 0 | 0 | eTRM (multiple measures) | HVAC Quality Maintenance (Elec/Gas) - Cold ¦ SCE ¦ Cold | HVAC Quality Maintenance (Elec/Gas) - Cold | 1.7186 | 1 | 0.80056 | RASS 2019 | 0 | 2012 | 1 | eTRM (SWSV006-01, SWSV007-01, SWSV008-01, SWSV009-01, SWSV001-01)
RES-HVAC-97.10 | Res ¦ Existing HVAC System (Elec SC and Gas SH) - Marine ¦ SCE ¦ Marine | Res ¦ Existing HVAC System (Elec SC and Gas SH) - Marine | SCE ¦ Marine | SCE | All | Electric & Gas | Existing HVAC System (Elec/Gas) | Average Existing and Code | 0 | Conventional | HVAC | Res - Multi Family | Res | RET Only | 0 | Residential Households | Cap-Tons | 3 | DEER:HVAC_Eff_AC | 25.2608 | 0.056513 | 2.9691 | eTRM (multiple measures) | 0 | 2020 | 0 | 0 | 2020 | 0 | 0 | eTRM (multiple measures) | HVAC Quality Maintenance (Elec/Gas) - Marine ¦ SCE ¦ Marine | HVAC Quality Maintenance (Elec/Gas) - Marine | 0.21102 | 1 | 0.48446 | RASS 2019 | 0 | 2012 | 1 | eTRM (SWSV006-01, SWSV007-01, SWSV008-01, SWSV009-01, SWSV001-01)
RES-HVAC-97.11 | Res ¦ Existing HVAC System (Elec SC and Gas SH) - Hot-Dry ¦ SCE ¦ Hot-Dry | Res ¦ Existing HVAC System (Elec SC and Gas SH) - Hot-Dry | SCE ¦ Hot-Dry | SCE | All | Electric & Gas | Existing HVAC System (Elec/Gas) | Average Existing and Code | 0 | Conventional | HVAC | Res - Multi Family | Res | RET Only | 0 | Residential Households | Cap-Tons | 3 | DEER:HVAC_Eff_AC | 64.7352 | 0.063425 | 6.8785 | eTRM (multiple measures) | 0 | 2020 | 0 | 0 | 2020 | 0 | 0 | eTRM (multiple measures) | HVAC Quality Maintenance (Elec/Gas) - Hot-Dry ¦ SCE ¦ Hot-Dry | HVAC Quality Maintenance (Elec/Gas) - Hot-Dry | 0.30181 | 1 | 0.60227 | RASS 2019 | 0 | 2012 | 1 | eTRM (SWSV006-01, SWSV007-01, SWSV008-01, SWSV009-01, SWSV001-01)
RES-HVAC-97.12 | Res ¦ Existing HVAC System (Elec SC and Gas SH) - Cold ¦ SCE ¦ Cold | Res ¦ Existing HVAC System (Elec SC and Gas SH) - Cold | SCE ¦ Cold | SCE | All | Electric & Gas | Existing HVAC System (Elec/Gas) | Average Existing and Code | 0 | Conventional | HVAC | Res - Multi Family | Res | RET Only | 0 | Residential Households | Cap-Tons | 3 | DEER:HVAC_Eff_AC | 92.3359 | 0.07685 | 10.7714 | eTRM (multiple measures) | 0 | 2020 | 0 | 0 | 2020 | 0 | 0 | eTRM (multiple measures) | HVAC Quality Maintenance (Elec/Gas) - Cold ¦ SCE ¦ Cold | HVAC Quality Maintenance (Elec/Gas) - Cold | 0.11366 | 1 | 0.7727 | RASS 2019 | 0 | 2012 | 1 | eTRM (SWSV006-01, SWSV007-01, SWSV008-01, SWSV009-01, SWSV001-01)
RES-HVAC-97.13 | Res ¦ Existing HVAC System (Elec SC and Gas SH) - Marine ¦ SCG ¦ Marine | Res ¦ Existing HVAC System (Elec SC and Gas SH) - Marine | SCG ¦ Marine | SCG | All | Electric & Gas | Existing HVAC System (Elec/Gas) | Average Existing and Code | 0 | Conventional | HVAC | Res - Single Family | Res | RET Only | 0 | Residential Households | Cap-Tons | 3 | DEER:HVAC_Eff_AC | 31.3519 | 0.081825 | 3.7212 | eTRM (multiple measures) | 0 | 2020 | 0 | 0 | 2020 | 0 | 0 | eTRM (multiple measures) | HVAC Quality Maintenance (Elec/Gas) - Marine ¦ SCG ¦ Marine | HVAC Quality Maintenance (Elec/Gas) - Marine | 1.3535 | 1 | 0.59459 | RASS 2019 | 0 | 2012 | 1 | eTRM (SWSV006-01, SWSV007-01, SWSV008-01, SWSV009-01, SWSV001-01)
RES-HVAC-97.14 | Res ¦ Existing HVAC System (Elec SC and Gas SH) - Hot-Dry ¦ SCG ¦ Hot-Dry | Res ¦ Existing HVAC System (Elec SC and Gas SH) - Hot-Dry | SCG ¦ Hot-Dry | SCG | All | Electric & Gas | Existing HVAC System (Elec/Gas) | Average Existing and Code | 0 | Conventional | HVAC | Res - Single Family | Res | RET Only | 0 | Residential Households | Cap-Tons | 3 | DEER:HVAC_Eff_AC | 84.3195 | 0.11879 | 8.7082 | eTRM (multiple measures) | 0 | 2020 | 0 | 0 | 2020 | 0 | 0 | eTRM (multiple measures) | HVAC Quality Maintenance (Elec/Gas) - Hot-Dry ¦ SCG ¦ Hot-Dry | HVAC Quality Maintenance (Elec/Gas) - Hot-Dry | 2.154 | 1 | 0.61287 | RASS 2019 | 0 | 2012 | 1 | eTRM (SWSV006-01, SWSV007-01, SWSV008-01, SWSV009-01, SWSV001-01)
RES-HVAC-97.15 | Res ¦ Existing HVAC System (Elec SC and Gas SH) - Cold ¦ SCG ¦ Cold | Res ¦ Existing HVAC System (Elec SC and Gas SH) - Cold | SCG ¦ Cold | SCG | All | Electric & Gas | Existing HVAC System (Elec/Gas) | Average Existing and Code | 0 | Conventional | HVAC | Res - Single Family | Res | RET Only | 0 | Residential Households | Cap-Tons | 3 | DEER:HVAC_Eff_AC | 20.7602 | 0.047225 | 3.1683 | eTRM (multiple measures) | 0 | 2020 | 0 | 0 | 2020 | 0 | 0 | eTRM (multiple measures) | HVAC Quality Maintenance (Elec/Gas) - Cold ¦ SCG ¦ Cold | HVAC Quality Maintenance (Elec/Gas) - Cold | 1.7186 | 1 | 0.74295 | RASS 2019 | 0 | 2012 | 1 | eTRM (SWSV006-01, SWSV007-01, SWSV008-01, SWSV009-01, SWSV001-01)
RES-HVAC-97.16 | Res ¦ Existing HVAC System (Elec SC and Gas SH) - Marine ¦ SCG ¦ Marine | Res ¦ Existing HVAC System (Elec SC and Gas SH) - Marine | SCG ¦ Marine | SCG | All | Electric & Gas | Existing HVAC System (Elec/Gas) | Average Existing and Code | 0 | Conventional | HVAC | Res - Multi Family | Res | RET Only | 0 | Residential Households | Cap-Tons | 3 | DEER:HVAC_Eff_AC | 25.2608 | 0.056513 | 2.9691 | eTRM (multiple measures) | 0 | 2020 | 0 | 0 | 2020 | 0 | 0 | eTRM (multiple measures) | HVAC Quality Maintenance (Elec/Gas) - Marine ¦ SCG ¦ Marine | HVAC Quality Maintenance (Elec/Gas) - Marine | 0.21102 | 1 | 0.46464 | RASS 2019 | 0 | 2012 | 1 | eTRM (SWSV006-01, SWSV007-01, SWSV008-01, SWSV009-01, SWSV001-01)
RES-HVAC-97.17 | Res ¦ Existing HVAC System (Elec SC and Gas SH) - Hot-Dry ¦ SCG ¦ Hot-Dry | Res ¦ Existing HVAC System (Elec SC and Gas SH) - Hot-Dry | SCG ¦ Hot-Dry | SCG | All | Electric & Gas | Existing HVAC System (Elec/Gas) | Average Existing and Code | 0 | Conventional | HVAC | Res - Multi Family | Res | RET Only | 0 | Residential Households | Cap-Tons | 3 | DEER:HVAC_Eff_AC | 77.2906 | 0.062863 | 8.0577 | eTRM (multiple measures) | 0 | 2020 | 0 | 0 | 2020 | 0 | 0 | eTRM (multiple measures) | HVAC Quality Maintenance (Elec/Gas) - Hot-Dry ¦ SCG ¦ Hot-Dry | HVAC Quality Maintenance (Elec/Gas) - Hot-Dry | 0.25362 | 1 | 0.6802 | RASS 2019 | 0 | 2012 | 1 | eTRM (SWSV006-01, SWSV007-01, SWSV008-01, SWSV009-01, SWSV001-01)
RES-HVAC-97.18 | Res ¦ Existing HVAC System (Elec SC and Gas SH) - Cold ¦ SCG ¦ Cold | Res ¦ Existing HVAC System (Elec SC and Gas SH) - Cold | SCG ¦ Cold | SCG | All | Electric & Gas | Existing HVAC System (Elec/Gas) | Average Existing and Code | 0 | Conventional | HVAC | Res - Multi Family | Res | RET Only | 0 | Residential Households | Cap-Tons | 3 | DEER:HVAC_Eff_AC | 92.3359 | 0.07685 | 10.7714 | eTRM (multiple measures) | 0 | 2020 | 0 | 0 | 2020 | 0 | 0 | eTRM (multiple measures) | HVAC Quality Maintenance (Elec/Gas) - Cold ¦ SCG ¦ Cold | HVAC Quality Maintenance (Elec/Gas) - Cold | 0.11366 | 1 | 0.30827 | RASS 2019 | 0 | 2012 | 1 | eTRM (SWSV006-01, SWSV007-01, SWSV008-01, SWSV009-01, SWSV001-01)
RES-HVAC-97.19 | Res ¦ Existing HVAC System (Elec SC and Gas SH) - Marine ¦ SDG&E ¦ Marine | Res ¦ Existing HVAC System (Elec SC and Gas SH) - Marine | SDG&E ¦ Marine | SDG&E | All | Electric & Gas | Existing HVAC System (Elec/Gas) | Average Existing and Code | 0 | Conventional | HVAC | Res - Single Family | Res | RET Only | 0 | Residential Households | Cap-Tons | 3 | DEER:HVAC_Eff_AC | 31.3519 | 0.081825 | 3.7212 | eTRM (multiple measures) | 0 | 2020 | 0 | 0 | 2020 | 0 | 0 | eTRM (multiple measures) | HVAC Quality Maintenance (Elec/Gas) - Marine ¦ SDG&E ¦ Marine | HVAC Quality Maintenance (Elec/Gas) - Marine | 2.5399 | 1 | 0.60061 | RASS 2019 | 0 | 2012 | 1 | eTRM (SWSV006-01, SWSV007-01, SWSV008-01, SWSV009-01, SWSV001-01)
RES-HVAC-97.20 | Res ¦ Existing HVAC System (Elec SC and Gas SH) - Hot-Dry ¦ SDG&E ¦ Hot-Dry | Res ¦ Existing HVAC System (Elec SC and Gas SH) - Hot-Dry | SDG&E ¦ Hot-Dry | SDG&E | All | Electric & Gas | Existing HVAC System (Elec/Gas) | Average Existing and Code | 0 | Conventional | HVAC | Res - Single Family | Res | RET Only | 0 | Residential Households | Cap-Tons | 3 | DEER:HVAC_Eff_AC | 40.7062 | 0.072637 | 4.7523 | eTRM (multiple measures) | 0 | 2020 | 0 | 0 | 2020 | 0 | 0 | eTRM (multiple measures) | HVAC Quality Maintenance (Elec/Gas) - Hot-Dry ¦ SDG&E ¦ Hot-Dry | HVAC Quality Maintenance (Elec/Gas) - Hot-Dry | 1.5399 | 1 | 0.66419 | RASS 2019 | 0 | 2012 | 1 | eTRM (SWSV006-01, SWSV007-01, SWSV008-01, SWSV009-01, SWSV001-01)
RES-HVAC-97.21 | Res ¦ Existing HVAC System (Elec SC and Gas SH) - Marine ¦ SDG&E ¦ Marine | Res ¦ Existing HVAC System (Elec SC and Gas SH) - Marine | SDG&E ¦ Marine | SDG&E | All | Electric & Gas | Existing HVAC System (Elec/Gas) | Average Existing and Code | 0 | Conventional | HVAC | Res - Multi Family | Res | RET Only | 0 | Residential Households | Cap-Tons | 3 | DEER:HVAC_Eff_AC | 25.2608 | 0.056513 | 2.9691 | eTRM (multiple measures) | 0 | 2020 | 0 | 0 | 2020 | 0 | 0 | eTRM (multiple measures) | HVAC Quality Maintenance (Elec/Gas) - Marine ¦ SDG&E ¦ Marine | HVAC Quality Maintenance (Elec/Gas) - Marine | 0.51984 | 1 | 0.51813 | RASS 2019 | 0 | 2012 | 1 | eTRM (SWSV006-01, SWSV007-01, SWSV008-01, SWSV009-01, SWSV001-01)
RES-HVAC-97.22 | Res ¦ Existing HVAC System (Elec SC and Gas SH) - Hot-Dry ¦ SDG&E ¦ Hot-Dry | Res ¦ Existing HVAC System (Elec SC and Gas SH) - Hot-Dry | SDG&E ¦ Hot-Dry | SDG&E | All | Electric & Gas | Existing HVAC System (Elec/Gas) | Average Existing and Code | 0 | Conventional | HVAC | Res - Multi Family | Res | RET Only | 0 | Residential Households | Cap-Tons | 3 | DEER:HVAC_Eff_AC | 42.3659 | 0.045225 | 4.8322 | eTRM (multiple measures) | 0 | 2020 | 0 | 0 | 2020 | 0 | 0 | eTRM (multiple measures) | HVAC Quality Maintenance (Elec/Gas) - Hot-Dry ¦ SDG&E ¦ Hot-Dry | HVAC Quality Maintenance (Elec/Gas) - Hot-Dry | 0.19492 | 1 | 0.64021 | RASS 2019 | 0 | 2012 | 1 | eTRM (SWSV006-01, SWSV007-01, SWSV008-01, SWSV009-01, SWSV001-01)
RES-HVAC-98.1 | Res ¦ HVAC System Maintenance - Ref. Charge, Duct Seal, Coil Clean (Elec SC and Gas SH) - Marine ¦ PG&E ¦ Marine | Res ¦ HVAC System Maintenance - Ref. Charge, Duct Seal, Coil Clean (Elec SC and Gas SH) - Marine | PG&E ¦ Marine | PG&E | All | Electric & Gas | Residential Quality HVAC Maintenance (Elec/Gas) | Efficient | 0 | Conventional | HVAC | Res - Single Family | Res | RET Only | 0 | Residential Households | Cap-Tons | 3 | DEER:HVAC_Eff_AC | 0 | 0 | 0 | eTRM (multiple measures) | 128.03 | 2020 | 0 | 397.12 | 2020 | 0 | 0 | eTRM (multiple measures) | HVAC Quality Maintenance (Elec/Gas) - Marine ¦ PG&E ¦ Marine | HVAC Quality Maintenance (Elec/Gas) - Marine | 0.76689 | 1 | 0.30764 | RASS 2019 | 0 | 2012 | 0.55 | eTRM (SWSV006-01, SWSV007-01, SWSV008-01, SWSV009-01, SWSV001-01)
RES-HVAC-98.2 | Res ¦ HVAC System Maintenance - Ref. Charge, Duct Seal, Coil Clean (Elec SC and Gas SH) - Hot-Dry ¦ PG&E ¦ Hot-Dry | Res ¦ HVAC System Maintenance - Ref. Charge, Duct Seal, Coil Clean (Elec SC and Gas SH) - Hot-Dry | PG&E ¦ Hot-Dry | PG&E | All | Electric & Gas | Residential Quality HVAC Maintenance (Elec/Gas) | Efficient | 0 | Conventional | HVAC | Res - Single Family | Res | RET Only | 0 | Residential Households | Cap-Tons | 3 | DEER:HVAC_Eff_AC | 0 | 0 | 0 | eTRM (multiple measures) | 128.03 | 2020 | 0 | 397.12 | 2020 | 0 | 0 | eTRM (multiple measures) | HVAC Quality Maintenance (Elec/Gas) - Hot-Dry ¦ PG&E ¦ Hot-Dry | HVAC Quality Maintenance (Elec/Gas) - Hot-Dry | 1.3858 | 1 | 0.43594 | RASS 2019 | 0 | 2012 | 0.55 | eTRM (SWSV006-01, SWSV007-01, SWSV008-01, SWSV009-01, SWSV001-01)
RES-HVAC-98.3 | Res ¦ HVAC System Maintenance - Ref. Charge, Duct Seal, Coil Clean (Elec SC and Gas SH) - Cold ¦ PG&E ¦ Cold | Res ¦ HVAC System Maintenance - Ref. Charge, Duct Seal, Coil Clean (Elec SC and Gas SH) - Cold | PG&E ¦ Cold | PG&E | All | Electric & Gas | Residential Quality HVAC Maintenance (Elec/Gas) | Efficient | 0 | Conventional | HVAC | Res - Single Family | Res | RET Only | 0 | Residential Households | Cap-Tons | 3 | DEER:HVAC_Eff_AC | 0 | 0 | 0 | eTRM (multiple measures) | 128.03 | 2020 | 0 | 397.12 | 2020 | 0 | 0 | eTRM (multiple measures) | HVAC Quality Maintenance (Elec/Gas) - Cold ¦ PG&E ¦ Cold | HVAC Quality Maintenance (Elec/Gas) - Cold | 0.3048 | 1 | 0.81119 | RASS 2019 | 0 | 2012 | 0.55 | eTRM (SWSV006-01, SWSV007-01, SWSV008-01, SWSV009-01, SWSV001-01)
RES-HVAC-98.4 | Res ¦ HVAC System Maintenance - Ref. Charge, Duct Seal, Coil Clean (Elec SC and Gas SH) - Marine ¦ PG&E ¦ Marine | Res ¦ HVAC System Maintenance - Ref. Charge, Duct Seal, Coil Clean (Elec SC and Gas SH) - Marine | PG&E ¦ Marine | PG&E | All | Electric & Gas | Residential Quality HVAC Maintenance (Elec/Gas) | Efficient | 0 | Conventional | HVAC | Res - Multi Family | Res | RET Only | 0 | Residential Households | Cap-Tons | 3 | DEER:HVAC_Eff_AC | 0 | 0 | 0 | eTRM (multiple measures) | 128.03 | 2020 | 0 | 397.12 | 2020 | 0 | 0 | eTRM (multiple measures) | HVAC Quality Maintenance (Elec/Gas) - Marine ¦ PG&E ¦ Marine | HVAC Quality Maintenance (Elec/Gas) - Marine | 0.087886 | 1 | 0.23527 | RASS 2019 | 0 | 2012 | 0.55 | eTRM (SWSV006-01, SWSV007-01, SWSV008-01, SWSV009-01, SWSV001-01)
RES-HVAC-98.5 | Res ¦ HVAC System Maintenance - Ref. Charge, Duct Seal, Coil Clean (Elec SC and Gas SH) - Hot-Dry ¦ PG&E ¦ Hot-Dry | Res ¦ HVAC System Maintenance - Ref. Charge, Duct Seal, Coil Clean (Elec SC and Gas SH) - Hot-Dry | PG&E ¦ Hot-Dry | PG&E | All | Electric & Gas | Residential Quality HVAC Maintenance (Elec/Gas) | Efficient | 0 | Conventional | HVAC | Res - Multi Family | Res | RET Only | 0 | Residential Households | Cap-Tons | 3 | DEER:HVAC_Eff_AC | 0 | 0 | 0 | eTRM (multiple measures) | 128.03 | 2020 | 0 | 397.12 | 2020 | 0 | 0 | eTRM (multiple measures) | HVAC Quality Maintenance (Elec/Gas) - Hot-Dry ¦ PG&E ¦ Hot-Dry | HVAC Quality Maintenance (Elec/Gas) - Hot-Dry | 0.32119 | 1 | 0.44838 | RASS 2019 | 0 | 2012 | 0.55 | eTRM (SWSV006-01, SWSV007-01, SWSV008-01, SWSV009-01, SWSV001-01)
RES-HVAC-98.6 | Res ¦ HVAC System Maintenance - Ref. Charge, Duct Seal, Coil Clean (Elec SC and Gas SH) - Cold ¦ PG&E ¦ Cold | Res ¦ HVAC System Maintenance - Ref. Charge, Duct Seal, Coil Clean (Elec SC and Gas SH) - Cold | PG&E ¦ Cold | PG&E | All | Electric & Gas | Residential Quality HVAC Maintenance (Elec/Gas) | Efficient | 0 | Conventional | HVAC | Res - Multi Family | Res | RET Only | 0 | Residential Households | Cap-Tons | 3 | DEER:HVAC_Eff_AC | 0 | 0 | 0 | eTRM (multiple measures) | 128.03 | 2020 | 0 | 397.12 | 2020 | 0 | 0 | eTRM (multiple measures) | HVAC Quality Maintenance (Elec/Gas) - Cold ¦ PG&E ¦ Cold | HVAC Quality Maintenance (Elec/Gas) - Cold | 0.11366 | 1 | 0.69173 | RASS 2019 | 0 | 2012 | 0.55 | eTRM (SWSV006-01, SWSV007-01, SWSV008-01, SWSV009-01, SWSV001-01)
RES-HVAC-98.7 | Res ¦ HVAC System Maintenance - Ref. Charge, Duct Seal, Coil Clean (Elec SC and Gas SH) - Marine ¦ SCE ¦ Marine | Res ¦ HVAC System Maintenance - Ref. Charge, Duct Seal, Coil Clean (Elec SC and Gas SH) - Marine | SCE ¦ Marine | SCE | All | Electric & Gas | Residential Quality HVAC Maintenance (Elec/Gas) | Efficient | 0 | Conventional | HVAC | Res - Single Family | Res | RET Only | 0 | Residential Households | Cap-Tons | 3 | DEER:HVAC_Eff_AC | 0 | 0 | 0 | eTRM (multiple measures) | 128.03 | 2020 | 0 | 397.12 | 2020 | 0 | 0 | eTRM (multiple measures) | HVAC Quality Maintenance (Elec/Gas) - Marine ¦ SCE ¦ Marine | HVAC Quality Maintenance (Elec/Gas) - Marine | 1.3535 | 1 | 0.33482 | RASS 2019 | 0 | 2012 | 0.55 | eTRM (SWSV006-01, SWSV007-01, SWSV008-01, SWSV009-01, SWSV001-01)
RES-HVAC-98.8 | Res ¦ HVAC System Maintenance - Ref. Charge, Duct Seal, Coil Clean (Elec SC and Gas SH) - Hot-Dry ¦ SCE ¦ Hot-Dry | Res ¦ HVAC System Maintenance - Ref. Charge, Duct Seal, Coil Clean (Elec SC and Gas SH) - Hot-Dry | SCE ¦ Hot-Dry | SCE | All | Electric & Gas | Residential Quality HVAC Maintenance (Elec/Gas) | Efficient | 0 | Conventional | HVAC | Res - Single Family | Res | RET Only | 0 | Residential Households | Cap-Tons | 3 | DEER:HVAC_Eff_AC | 0 | 0 | 0 | eTRM (multiple measures) | 128.03 | 2020 | 0 | 397.12 | 2020 | 0 | 0 | eTRM (multiple measures) | HVAC Quality Maintenance (Elec/Gas) - Hot-Dry ¦ SCE ¦ Hot-Dry | HVAC Quality Maintenance (Elec/Gas) - Hot-Dry | 2.4097 | 1 | 0.40746 | RASS 2019 | 0 | 2012 | 0.55 | eTRM (SWSV006-01, SWSV007-01, SWSV008-01, SWSV009-01, SWSV001-01)
RES-HVAC-98.9 | Res ¦ HVAC System Maintenance - Ref. Charge, Duct Seal, Coil Clean (Elec SC and Gas SH) - Cold ¦ SCE ¦ Cold | Res ¦ HVAC System Maintenance - Ref. Charge, Duct Seal, Coil Clean (Elec SC and Gas SH) - Cold | SCE ¦ Cold | SCE | All | Electric & Gas | Residential Quality HVAC Maintenance (Elec/Gas) | Efficient | 0 | Conventional | HVAC | Res - Single Family | Res | RET Only | 0 | Residential Households | Cap-Tons | 3 | DEER:HVAC_Eff_AC | 0 | 0 | 0 | eTRM (multiple measures) | 128.03 | 2020 | 0 | 397.12 | 2020 | 0 | 0 | eTRM (multiple measures) | HVAC Quality Maintenance (Elec/Gas) - Cold ¦ SCE ¦ Cold | HVAC Quality Maintenance (Elec/Gas) - Cold | 1.7186 | 1 | 0.19944 | RASS 2019 | 0 | 2012 | 0.55 | eTRM (SWSV006-01, SWSV007-01, SWSV008-01, SWSV009-01, SWSV001-01)
RES-HVAC-98.10 | Res ¦ HVAC System Maintenance - Ref. Charge, Duct Seal, Coil Clean (Elec SC and Gas SH) - Marine ¦ SCE ¦ Marine | Res ¦ HVAC System Maintenance - Ref. Charge, Duct Seal, Coil Clean (Elec SC and Gas SH) - Marine | SCE ¦ Marine | SCE | All | Electric & Gas | Residential Quality HVAC Maintenance (Elec/Gas) | Efficient | 0 | Conventional | HVAC | Res - Multi Family | Res | RET Only | 0 | Residential Households | Cap-Tons | 3 | DEER:HVAC_Eff_AC | 0 | 0 | 0 | eTRM (multiple measures) | 128.03 | 2020 | 0 | 397.12 | 2020 | 0 | 0 | eTRM (multiple measures) | HVAC Quality Maintenance (Elec/Gas) - Marine ¦ SCE ¦ Marine | HVAC Quality Maintenance (Elec/Gas) - Marine | 0.21102 | 1 | 0.51554 | RASS 2019 | 0 | 2012 | 0.55 | eTRM (SWSV006-01, SWSV007-01, SWSV008-01, SWSV009-01, SWSV001-01)
RES-HVAC-98.11 | Res ¦ HVAC System Maintenance - Ref. Charge, Duct Seal, Coil Clean (Elec SC and Gas SH) - Hot-Dry ¦ SCE ¦ Hot-Dry | Res ¦ HVAC System Maintenance - Ref. Charge, Duct Seal, Coil Clean (Elec SC and Gas SH) - Hot-Dry | SCE ¦ Hot-Dry | SCE | All | Electric & Gas | Residential Quality HVAC Maintenance (Elec/Gas) | Efficient | 0 | Conventional | HVAC | Res - Multi Family | Res | RET Only | 0 | Residential Households | Cap-Tons | 3 | DEER:HVAC_Eff_AC | 0 | 0 | 0 | eTRM (multiple measures) | 128.03 | 2020 | 0 | 397.12 | 2020 | 0 | 0 | eTRM (multiple measures) | HVAC Quality Maintenance (Elec/Gas) - Hot-Dry ¦ SCE ¦ Hot-Dry | HVAC Quality Maintenance (Elec/Gas) - Hot-Dry | 0.30181 | 1 | 0.39773 | RASS 2019 | 0 | 2012 | 0.55 | eTRM (SWSV006-01, SWSV007-01, SWSV008-01, SWSV009-01, SWSV001-01)
RES-HVAC-98.12 | Res ¦ HVAC System Maintenance - Ref. Charge, Duct Seal, Coil Clean (Elec SC and Gas SH) - Cold ¦ SCE ¦ Cold | Res ¦ HVAC System Maintenance - Ref. Charge, Duct Seal, Coil Clean (Elec SC and Gas SH) - Cold | SCE ¦ Cold | SCE | All | Electric & Gas | Residential Quality HVAC Maintenance (Elec/Gas) | Efficient | 0 | Conventional | HVAC | Res - Multi Family | Res | RET Only | 0 | Residential Households | Cap-Tons | 3 | DEER:HVAC_Eff_AC | 0 | 0 | 0 | eTRM (multiple measures) | 128.03 | 2020 | 0 | 397.12 | 2020 | 0 | 0 | eTRM (multiple measures) | HVAC Quality Maintenance (Elec/Gas) - Cold ¦ SCE ¦ Cold | HVAC Quality Maintenance (Elec/Gas) - Cold | 0.11366 | 1 | 0.2273 | RASS 2019 | 0 | 2012 | 0.55 | eTRM (SWSV006-01, SWSV007-01, SWSV008-01, SWSV009-01, SWSV001-01)
RES-HVAC-98.13 | Res ¦ HVAC System Maintenance - Ref. Charge, Duct Seal, Coil Clean (Elec SC and Gas SH) - Marine ¦ SCG ¦ Marine | Res ¦ HVAC System Maintenance - Ref. Charge, Duct Seal, Coil Clean (Elec SC and Gas SH) - Marine | SCG ¦ Marine | SCG | All | Electric & Gas | Residential Quality HVAC Maintenance (Elec/Gas) | Efficient | 0 | Conventional | HVAC | Res - Single Family | Res | RET Only | 0 | Residential Households | Cap-Tons | 3 | DEER:HVAC_Eff_AC | 0 | 0 | 0 | eTRM (multiple measures) | 128.03 | 2020 | 0 | 397.12 | 2020 | 0 | 0 | eTRM (multiple measures) | HVAC Quality Maintenance (Elec/Gas) - Marine ¦ SCG ¦ Marine | HVAC Quality Maintenance (Elec/Gas) - Marine | 1.3535 | 1 | 0.40541 | RASS 2019 | 0 | 2012 | 0.55 | eTRM (SWSV006-01, SWSV007-01, SWSV008-01, SWSV009-01, SWSV001-01)
RES-HVAC-98.14 | Res ¦ HVAC System Maintenance - Ref. Charge, Duct Seal, Coil Clean (Elec SC and Gas SH) - Hot-Dry ¦ SCG ¦ Hot-Dry | Res ¦ HVAC System Maintenance - Ref. Charge, Duct Seal, Coil Clean (Elec SC and Gas SH) - Hot-Dry | SCG ¦ Hot-Dry | SCG | All | Electric & Gas | Residential Quality HVAC Maintenance (Elec/Gas) | Efficient | 0 | Conventional | HVAC | Res - Single Family | Res | RET Only | 0 | Residential Households | Cap-Tons | 3 | DEER:HVAC_Eff_AC | 0 | 0 | 0 | eTRM (multiple measures) | 128.03 | 2020 | 0 | 397.12 | 2020 | 0 | 0 | eTRM (multiple measures) | HVAC Quality Maintenance (Elec/Gas) - Hot-Dry ¦ SCG ¦ Hot-Dry | HVAC Quality Maintenance (Elec/Gas) - Hot-Dry | 2.154 | 1 | 0.38713 | RASS 2019 | 0 | 2012 | 0.55 | eTRM (SWSV006-01, SWSV007-01, SWSV008-01, SWSV009-01, SWSV001-01)
RES-HVAC-98.15 | Res ¦ HVAC System Maintenance - Ref. Charge, Duct Seal, Coil Clean (Elec SC and Gas SH) - Cold ¦ SCG ¦ Cold | Res ¦ HVAC System Maintenance - Ref. Charge, Duct Seal, Coil Clean (Elec SC and Gas SH) - Cold | SCG ¦ Cold | SCG | All | Electric & Gas | Residential Quality HVAC Maintenance (Elec/Gas) | Efficient | 0 | Conventional | HVAC | Res - Single Family | Res | RET Only | 0 | Residential Households | Cap-Tons | 3 | DEER:HVAC_Eff_AC | 0 | 0 | 0 | eTRM (multiple measures) | 128.03 | 2020 | 0 | 397.12 | 2020 | 0 | 0 | eTRM (multiple measures) | HVAC Quality Maintenance (Elec/Gas) - Cold ¦ SCG ¦ Cold | HVAC Quality Maintenance (Elec/Gas) - Cold | 1.7186 | 1 | 0.25705 | RASS 2019 | 0 | 2012 | 0.55 | eTRM (SWSV006-01, SWSV007-01, SWSV008-01, SWSV009-01, SWSV001-01)
RES-HVAC-98.16 | Res ¦ HVAC System Maintenance - Ref. Charge, Duct Seal, Coil Clean (Elec SC and Gas SH) - Marine ¦ SCG ¦ Marine | Res ¦ HVAC System Maintenance - Ref. Charge, Duct Seal, Coil Clean (Elec SC and Gas SH) - Marine | SCG ¦ Marine | SCG | All | Electric & Gas | Residential Quality HVAC Maintenance (Elec/Gas) | Efficient | 0 | Conventional | HVAC | Res - Multi Family | Res | RET Only | 0 | Residential Households | Cap-Tons | 3 | DEER:HVAC_Eff_AC | 0 | 0 | 0 | eTRM (multiple measures) | 128.03 | 2020 | 0 | 397.12 | 2020 | 0 | 0 | eTRM (multiple measures) | HVAC Quality Maintenance (Elec/Gas) - Marine ¦ SCG ¦ Marine | HVAC Quality Maintenance (Elec/Gas) - Marine | 0.21102 | 1 | 0.53536 | RASS 2019 | 0 | 2012 | 0.55 | eTRM (SWSV006-01, SWSV007-01, SWSV008-01, SWSV009-01, SWSV001-01)
RES-HVAC-98.17 | Res ¦ HVAC System Maintenance - Ref. Charge, Duct Seal, Coil Clean (Elec SC and Gas SH) - Hot-Dry ¦ SCG ¦ Hot-Dry | Res ¦ HVAC System Maintenance - Ref. Charge, Duct Seal, Coil Clean (Elec SC and Gas SH) - Hot-Dry | SCG ¦ Hot-Dry | SCG | All | Electric & Gas | Residential Quality HVAC Maintenance (Elec/Gas) | Efficient | 0 | Conventional | HVAC | Res - Multi Family | Res | RET Only | 0 | Residential Households | Cap-Tons | 3 | DEER:HVAC_Eff_AC | 0 | 0 | 0 | eTRM (multiple measures) | 128.03 | 2020 | 0 | 397.12 | 2020 | 0 | 0 | eTRM (multiple measures) | HVAC Quality Maintenance (Elec/Gas) - Hot-Dry ¦ SCG ¦ Hot-Dry | HVAC Quality Maintenance (Elec/Gas) - Hot-Dry | 0.25362 | 1 | 0.3198 | RASS 2019 | 0 | 2012 | 0.55 | eTRM (SWSV006-01, SWSV007-01, SWSV008-01, SWSV009-01, SWSV001-01)
RES-HVAC-98.18 | Res ¦ HVAC System Maintenance - Ref. Charge, Duct Seal, Coil Clean (Elec SC and Gas SH) - Cold ¦ SCG ¦ Cold | Res ¦ HVAC System Maintenance - Ref. Charge, Duct Seal, Coil Clean (Elec SC and Gas SH) - Cold | SCG ¦ Cold | SCG | All | Electric & Gas | Residential Quality HVAC Maintenance (Elec/Gas) | Efficient | 0 | Conventional | HVAC | Res - Multi Family | Res | RET Only | 0 | Residential Households | Cap-Tons | 3 | DEER:HVAC_Eff_AC | 0 | 0 | 0 | eTRM (multiple measures) | 128.03 | 2020 | 0 | 397.12 | 2020 | 0 | 0 | eTRM (multiple measures) | HVAC Quality Maintenance (Elec/Gas) - Cold ¦ SCG ¦ Cold | HVAC Quality Maintenance (Elec/Gas) - Cold | 0.11366 | 1 | 0.69173 | RASS 2019 | 0 | 2012 | 0.55 | eTRM (SWSV006-01, SWSV007-01, SWSV008-01, SWSV009-01, SWSV001-01)
RES-HVAC-98.19 | Res ¦ HVAC System Maintenance - Ref. Charge, Duct Seal, Coil Clean (Elec SC and Gas SH) - Marine ¦ SDG&E ¦ Marine | Res ¦ HVAC System Maintenance - Ref. Charge, Duct Seal, Coil Clean (Elec SC and Gas SH) - Marine | SDG&E ¦ Marine | SDG&E | All | Electric & Gas | Residential Quality HVAC Maintenance (Elec/Gas) | Efficient | 0 | Conventional | HVAC | Res - Single Family | Res | RET Only | 0 | Residential Households | Cap-Tons | 3 | DEER:HVAC_Eff_AC | 0 | 0 | 0 | eTRM (multiple measures) | 128.03 | 2020 | 0 | 397.12 | 2020 | 0 | 0 | eTRM (multiple measures) | HVAC Quality Maintenance (Elec/Gas) - Marine ¦ SDG&E ¦ Marine | HVAC Quality Maintenance (Elec/Gas) - Marine | 2.5399 | 1 | 0.39939 | RASS 2019 | 0 | 2012 | 0.55 | eTRM (SWSV006-01, SWSV007-01, SWSV008-01, SWSV009-01, SWSV001-01)
RES-HVAC-98.20 | Res ¦ HVAC System Maintenance - Ref. Charge, Duct Seal, Coil Clean (Elec SC and Gas SH) - Hot-Dry ¦ SDG&E ¦ Hot-Dry | Res ¦ HVAC System Maintenance - Ref. Charge, Duct Seal, Coil Clean (Elec SC and Gas SH) - Hot-Dry | SDG&E ¦ Hot-Dry | SDG&E | All | Electric & Gas | Residential Quality HVAC Maintenance (Elec/Gas) | Efficient | 0 | Conventional | HVAC | Res - Single Family | Res | RET Only | 0 | Residential Households | Cap-Tons | 3 | DEER:HVAC_Eff_AC | 0 | 0 | 0 | eTRM (multiple measures) | 128.03 | 2020 | 0 | 397.12 | 2020 | 0 | 0 | eTRM (multiple measures) | HVAC Quality Maintenance (Elec/Gas) - Hot-Dry ¦ SDG&E ¦ Hot-Dry | HVAC Quality Maintenance (Elec/Gas) - Hot-Dry | 1.5399 | 1 | 0.33581 | RASS 2019 | 0 | 2012 | 0.55 | eTRM (SWSV006-01, SWSV007-01, SWSV008-01, SWSV009-01, SWSV001-01)
RES-HVAC-98.21 | Res ¦ HVAC System Maintenance - Ref. Charge, Duct Seal, Coil Clean (Elec SC and Gas SH) - Marine ¦ SDG&E ¦ Marine | Res ¦ HVAC System Maintenance - Ref. Charge, Duct Seal, Coil Clean (Elec SC and Gas SH) - Marine | SDG&E ¦ Marine | SDG&E | All | Electric & Gas | Residential Quality HVAC Maintenance (Elec/Gas) | Efficient | 0 | Conventional | HVAC | Res - Multi Family | Res | RET Only | 0 | Residential Households | Cap-Tons | 3 | DEER:HVAC_Eff_AC | 0 | 0 | 0 | eTRM (multiple measures) | 128.03 | 2020 | 0 | 397.12 | 2020 | 0 | 0 | eTRM (multiple measures) | HVAC Quality Maintenance (Elec/Gas) - Marine ¦ SDG&E ¦ Marine | HVAC Quality Maintenance (Elec/Gas) - Marine | 0.51984 | 1 | 0.48187 | RASS 2019 | 0 | 2012 | 0.55 | eTRM (SWSV006-01, SWSV007-01, SWSV008-01, SWSV009-01, SWSV001-01)
RES-HVAC-98.22 | Res ¦ HVAC System Maintenance - Ref. Charge, Duct Seal, Coil Clean (Elec SC and Gas SH) - Hot-Dry ¦ SDG&E ¦ Hot-Dry | Res ¦ HVAC System Maintenance - Ref. Charge, Duct Seal, Coil Clean (Elec SC and Gas SH) - Hot-Dry | SDG&E ¦ Hot-Dry | SDG&E | All | Electric & Gas | Residential Quality HVAC Maintenance (Elec/Gas) | Efficient | 0 | Conventional | HVAC | Res - Multi Family | Res | RET Only | 0 | Residential Households | Cap-Tons | 3 | DEER:HVAC_Eff_AC | 0 | 0 | 0 | eTRM (multiple measures) | 128.03 | 2020 | 0 | 397.12 | 2020 | 0 | 0 | eTRM (multiple measures) | HVAC Quality Maintenance (Elec/Gas) - Hot-Dry ¦ SDG&E ¦ Hot-Dry | HVAC Quality Maintenance (Elec/Gas) - Hot-Dry | 0.19492 | 1 | 0.35979 | RASS 2019 | 0 | 2012 | 0.55 | eTRM (SWSV006-01, SWSV007-01, SWSV008-01, SWSV009-01, SWSV001-01)
RES-LIGHTING-10.1 | Res ¦ LED General Service Lamp Indoor - 80 lpw ¦ PG&E ¦ All | Res ¦ LED General Service Lamp Indoor - 80 lpw | PG&E ¦ All | PG&E | All | Electric | LED general service indoor lamp with 80 lpw efficacy | Average Existing and Code | 0 | Conventional | Lighting | Res - Single Family | Res | ROB and NEW | 0 | Residential Households | lamp | 16 | DEER:Indoor_CFL_Ltg | 5.41 | 0.000698 | 0 | Lighting tables, webscraped data | 3.572 | 2020 | 0 | 0 | 2020 | 0 | 0 | Guidehouse Group B Eval Webscraping | LED General Service Lamps - Indoor ¦ PG&E ¦ All | LED General Service Lamps - Indoor | 22.9826 | 1 | 0.52252 | MICS - Navigant 2015 | 0 | 2012 | 0.91
RES-LIGHTING-10.2 | Res ¦ LED General Service Lamp Indoor - 80 lpw ¦ PG&E ¦ All | Res ¦ LED General Service Lamp Indoor - 80 lpw | PG&E ¦ All | PG&E | All | Electric | LED general service indoor lamp with 80 lpw efficacy | Average Existing and Code | 0 | Conventional | Lighting | Res - Multi Family | Res | ROB and NEW | 0 | Residential Households | lamp | 16 | DEER:Indoor_CFL_Ltg | 5.41 | 0.000709 | 0 | Lighting tables, webscraped data | 3.572 | 2020 | 0 | 0 | 2020 | 0 | 0 | Guidehouse Group B Eval Webscraping | LED General Service Lamps - Indoor ¦ PG&E ¦ All | LED General Service Lamps - Indoor | 12.0171 | 1 | 0.52252 | MICS - Navigant 2015 | 0 | 2012 | 0.91
RES-LIGHTING-11.1 | Res ¦ LED General Service Lamp Indoor - 95 lpw ¦ PG&E ¦ All | Res ¦ LED General Service Lamp Indoor - 95 lpw | PG&E ¦ All | PG&E | All | Electric | LED general service indoor lamp with 95 lpw efficacy | Efficient | 0 | Conventional | Lighting | Res - Single Family | Res | ROB and NEW | 0 | Residential Households | lamp | 16 | DEER:Indoor_CFL_Ltg | 4.5131 | 0.00054922 | 0.020245 | Lighting tables, webscraped data | 5.276 | 2020 | 0 | 0 | 2020 | 0 | 0 | Guidehouse Group B Eval Webscraping | LED General Service Lamps - Indoor ¦ PG&E ¦ All | LED General Service Lamps - Indoor | 22.9826 | 1 | 0.38739 | MICS - Navigant 2015 | 0 | 2012 | 0.91
RES-LIGHTING-11.2 | Res ¦ LED General Service Lamp Indoor - 95 lpw ¦ PG&E ¦ All | Res ¦ LED General Service Lamp Indoor - 95 lpw | PG&E ¦ All | PG&E | All | Electric | LED general service indoor lamp with 95 lpw efficacy | Efficient | 0 | Conventional | Lighting | Res - Multi Family | Res | ROB and NEW | 0 | Residential Households | lamp | 16 | DEER:Indoor_CFL_Ltg | 4.5558 | 0.00057578 | 0.014778 | Lighting tables, webscraped data | 5.276 | 2020 | 0 | 0 | 2020 | 0 | 0 | Guidehouse Group B Eval Webscraping | LED General Service Lamps - Indoor ¦ PG&E ¦ All | LED General Service Lamps - Indoor | 12.0171 | 1 | 0.38739 | MICS - Navigant 2015 | 0 | 2012 | 0.91
RES-LIGHTING-12.1 | Res ¦ LED General Service Lamp Indoor - 110 lpw ¦ PG&E ¦ All | Res ¦ LED General Service Lamp Indoor - 110 lpw | PG&E ¦ All | PG&E | All | Electric | LED general service indoor lamp with 110 lpw efficacy | Efficient | 0 | Conventional | Lighting | Res - Single Family | Res | ROB and NEW | 0 | Residential Households | lamp | 16 | DEER:Indoor_CFL_Ltg | 3.8608 | 0.00044101 | 0.034968 | Lighting tables, webscraped data | 6.98 | 2020 | 0 | 0 | 2020 | 0 | 0 | Guidehouse Group B Eval Webscraping | LED General Service Lamps - Indoor ¦ PG&E ¦ All | LED General Service Lamps - Indoor | 22.9826 | 1 | 0.09009 | MICS - Navigant 2015 | 0 | 2012 | 0.91
RES-LIGHTING-12.2 | Res ¦ LED General Service Lamp Indoor - 110 lpw ¦ PG&E ¦ All | Res ¦ LED General Service Lamp Indoor - 110 lpw | PG&E ¦ All | PG&E | All | Electric | LED general service indoor lamp with 110 lpw efficacy | Efficient | 0 | Conventional | Lighting | Res - Multi Family | Res | ROB and NEW | 0 | Residential Households | lamp | 16 | DEER:Indoor_CFL_Ltg | 3.9345 | 0.0004789 | 0.025525 | Lighting tables, webscraped data | 6.98 | 2020 | 0 | 0 | 2020 | 0 | 0 | Guidehouse Group B Eval Webscraping | LED General Service Lamps - Indoor ¦ PG&E ¦ All | LED General Service Lamps - Indoor | 12.0171 | 1 | 0.09009 | MICS - Navigant 2015 | 0 | 2012 | 0.91
RES-LIGHTING-10.1 | Res ¦ LED General Service Lamp Indoor - 80 lpw ¦ SCE ¦ All | Res ¦ LED General Service Lamp Indoor - 80 lpw | SCE ¦ All | SCE | All | Electric | LED general service indoor lamp with 80 lpw efficacy | Average Existing and Code | 0 | Conventional | Lighting | Res - Single Family | Res | ROB and NEW | 0 | Residential Households | lamp | 16 | DEER:Indoor_CFL_Ltg | 5.41 | 0.000787 | 0 | Lighting tables, webscraped data | 3.572 | 2020 | 0 | 0 | 2020 | 0 | 0 | Guidehouse Group B Eval Webscraping | LED General Service Lamps - Indoor ¦ SCE ¦ All | LED General Service Lamps - Indoor | 21.844 | 1 | 0.52252 | MICS - Navigant 2015 | 0 | 2012 | 0.91
RES-LIGHTING-10.2 | Res ¦ LED General Service Lamp Indoor - 80 lpw ¦ SCE ¦ All | Res ¦ LED General Service Lamp Indoor - 80 lpw | SCE ¦ All | SCE | All | Electric | LED general service indoor lamp with 80 lpw efficacy | Average Existing and Code | 0 | Conventional | Lighting | Res - Multi Family | Res | ROB and NEW | 0 | Residential Households | lamp | 16 | DEER:Indoor_CFL_Ltg | 5.41 | 0.000801 | 0 | Lighting tables, webscraped data | 3.572 | 2020 | 0 | 0 | 2020 | 0 | 0 | Guidehouse Group B Eval Webscraping | LED General Service Lamps - Indoor ¦ SCE ¦ All | LED General Service Lamps - Indoor | 12.4244 | 1 | 0.52252 | MICS - Navigant 2015 | 0 | 2012 | 0.91
RES-LIGHTING-11.1 | Res ¦ LED General Service Lamp Indoor - 95 lpw ¦ SCE ¦ All | Res ¦ LED General Service Lamp Indoor - 95 lpw | SCE ¦ All | SCE | All | Electric | LED general service indoor lamp with 95 lpw efficacy | Efficient | 0 | Conventional | Lighting | Res - Single Family | Res | ROB and NEW | 0 | Residential Households | lamp | 16 | DEER:Indoor_CFL_Ltg | 4.4789 | 0.00062546 | 0.016999 | Lighting tables, webscraped data | 5.276 | 2020 | 0 | 0 | 2020 | 0 | 0 | Guidehouse Group B Eval Webscraping | LED General Service Lamps - Indoor ¦ SCE ¦ All | LED General Service Lamps - Indoor | 21.844 | 1 | 0.38739 | MICS - Navigant 2015 | 0 | 2012 | 0.91
RES-LIGHTING-11.2 | Res ¦ LED General Service Lamp Indoor - 95 lpw ¦ SCE ¦ All | Res ¦ LED General Service Lamp Indoor - 95 lpw | SCE ¦ All | SCE | All | Electric | LED general service indoor lamp with 95 lpw efficacy | Efficient | 0 | Conventional | Lighting | Res - Multi Family | Res | ROB and NEW | 0 | Residential Households | lamp | 16 | DEER:Indoor_CFL_Ltg | 4.5045 | 0.00064038 | 0.011019 | Lighting tables, webscraped data | 5.276 | 2020 | 0 | 0 | 2020 | 0 | 0 | Guidehouse Group B Eval Webscraping | LED General Service Lamps - Indoor ¦ SCE ¦ All | LED General Service Lamps - Indoor | 12.4244 | 1 | 0.38739 | MICS - Navigant 2015 | 0 | 2012 | 0.91
RES-LIGHTING-12.1 | Res ¦ LED General Service Lamp Indoor - 110 lpw ¦ SCE ¦ All | Res ¦ LED General Service Lamp Indoor - 110 lpw | SCE ¦ All | SCE | All | Electric | LED general service indoor lamp with 110 lpw efficacy | Efficient | 0 | Conventional | Lighting | Res - Single Family | Res | ROB and NEW | 0 | Residential Households | lamp | 16 | DEER:Indoor_CFL_Ltg | 3.8018 | 0.00050797 | 0.029362 | Lighting tables, webscraped data | 6.98 | 2020 | 0 | 0 | 2020 | 0 | 0 | Guidehouse Group B Eval Webscraping | LED General Service Lamps - Indoor ¦ SCE ¦ All | LED General Service Lamps - Indoor | 21.844 | 1 | 0.09009 | MICS - Navigant 2015 | 0 | 2012 | 0.91
RES-LIGHTING-12.2 | Res ¦ LED General Service Lamp Indoor - 110 lpw ¦ SCE ¦ All | Res ¦ LED General Service Lamp Indoor - 110 lpw | SCE ¦ All | SCE | All | Electric | LED general service indoor lamp with 110 lpw efficacy | Efficient | 0 | Conventional | Lighting | Res - Multi Family | Res | ROB and NEW | 0 | Residential Households | lamp | 16 | DEER:Indoor_CFL_Ltg | 3.846 | 0.00052356 | 0.019033 | Lighting tables, webscraped data | 6.98 | 2020 | 0 | 0 | 2020 | 0 | 0 | Guidehouse Group B Eval Webscraping | LED General Service Lamps - Indoor ¦ SCE ¦ All | LED General Service Lamps - Indoor | 12.4244 | 1 | 0.09009 | MICS - Navigant 2015 | 0 | 2012 | 0.91
RES-LIGHTING-10.1 | Res ¦ LED General Service Lamp Indoor - 80 lpw ¦ SDG&E ¦ All | Res ¦ LED General Service Lamp Indoor - 80 lpw | SDG&E ¦ All | SDG&E | All | Electric | LED general service indoor lamp with 80 lpw efficacy | Average Existing and Code | 0 | Conventional | Lighting | Res - Single Family | Res | ROB and NEW | 0 | Residential Households | lamp | 16 | DEER:Indoor_CFL_Ltg | 5.41 | 0.000801 | 0 | Lighting tables, webscraped data | 3.572 | 2020 | 0 | 0 | 2020 | 0 | 0 | Guidehouse Group B Eval Webscraping | LED General Service Lamps - Indoor ¦ SDG&E ¦ All | LED General Service Lamps - Indoor | 21.3979 | 1 | 0.52252 | MICS - Navigant 2015 | 0 | 2012 | 0.91
RES-LIGHTING-10.2 | Res ¦ LED General Service Lamp Indoor - 80 lpw ¦ SDG&E ¦ All | Res ¦ LED General Service Lamp Indoor - 80 lpw | SDG&E ¦ All | SDG&E | All | Electric | LED general service indoor lamp with 80 lpw efficacy | Average Existing and Code | 0 | Conventional | Lighting | Res - Multi Family | Res | ROB and NEW | 0 | Residential Households | lamp | 16 | DEER:Indoor_CFL_Ltg | 5.41 | 0.000802 | 0 | Lighting tables, webscraped data | 3.572 | 2020 | 0 | 0 | 2020 | 0 | 0 | Guidehouse Group B Eval Webscraping | LED General Service Lamps - Indoor ¦ SDG&E ¦ All | LED General Service Lamps - Indoor | 13.5135 | 1 | 0.52252 | MICS - Navigant 2015 | 0 | 2012 | 0.91
RES-LIGHTING-11.1 | Res ¦ LED General Service Lamp Indoor - 95 lpw ¦ SDG&E ¦ All | Res ¦ LED General Service Lamp Indoor - 95 lpw | SDG&E ¦ All | SDG&E | All | Electric | LED general service indoor lamp with 95 lpw efficacy | Efficient | 0 | Conventional | Lighting | Res - Single Family | Res | ROB and NEW | 0 | Residential Households | lamp | 16 | DEER:Indoor_CFL_Ltg | 4.5216 | 0.00064923 | 0.016657 | Lighting tables, webscraped data | 5.276 | 2020 | 0 | 0 | 2020 | 0 | 0 | Guidehouse Group B Eval Webscraping | LED General Service Lamps - Indoor ¦ SDG&E ¦ All | LED General Service Lamps - Indoor | 21.3979 | 1 | 0.38739 | MICS - Navigant 2015 | 0 | 2012 | 0.91
RES-LIGHTING-11.2 | Res ¦ LED General Service Lamp Indoor - 95 lpw ¦ SDG&E ¦ All | Res ¦ LED General Service Lamp Indoor - 95 lpw | SDG&E ¦ All | SDG&E | All | Electric | LED general service indoor lamp with 95 lpw efficacy | Efficient | 0 | Conventional | Lighting | Res - Multi Family | Res | ROB and NEW | 0 | Residential Households | lamp | 16 | DEER:Indoor_CFL_Ltg | 4.5131 | 0.00064751 | 0.010848 | Lighting tables, webscraped data | 5.276 | 2020 | 0 | 0 | 2020 | 0 | 0 | Guidehouse Group B Eval Webscraping | LED General Service Lamps - Indoor ¦ SDG&E ¦ All | LED General Service Lamps - Indoor | 13.5135 | 1 | 0.38739 | MICS - Navigant 2015 | 0 | 2012 | 0.91
RES-LIGHTING-12.1 | Res ¦ LED General Service Lamp Indoor - 110 lpw ¦ SDG&E ¦ All | Res ¦ LED General Service Lamp Indoor - 110 lpw | SDG&E ¦ All | SDG&E | All | Electric | LED general service indoor lamp with 110 lpw efficacy | Efficient | 0 | Conventional | Lighting | Res - Single Family | Res | ROB and NEW | 0 | Residential Households | lamp | 16 | DEER:Indoor_CFL_Ltg | 3.8755 | 0.00053885 | 0.028771 | Lighting tables, webscraped data | 6.98 | 2020 | 0 | 0 | 2020 | 0 | 0 | Guidehouse Group B Eval Webscraping | LED General Service Lamps - Indoor ¦ SDG&E ¦ All | LED General Service Lamps - Indoor | 21.3979 | 1 | 0.09009 | MICS - Navigant 2015 | 0 | 2012 | 0.91
RES-LIGHTING-12.2 | Res ¦ LED General Service Lamp Indoor - 110 lpw ¦ SDG&E ¦ All | Res ¦ LED General Service Lamp Indoor - 110 lpw | SDG&E ¦ All | SDG&E | All | Electric | LED general service indoor lamp with 110 lpw efficacy | Efficient | 0 | Conventional | Lighting | Res - Multi Family | Res | ROB and NEW | 0 | Residential Households | lamp | 16 | DEER:Indoor_CFL_Ltg | 3.8608 | 0.00053515 | 0.018738 | Lighting tables, webscraped data | 6.98 | 2020 | 0 | 0 | 2020 | 0 | 0 | Guidehouse Group B Eval Webscraping | LED General Service Lamps - Indoor ¦ SDG&E ¦ All | LED General Service Lamps - Indoor | 13.5135 | 1 | 0.09009 | MICS - Navigant 2015 | 0 | 2012 | 0.91
RES-LIGHTING-20.1 | Res ¦ Manual Residential Lighting Controls ¦ PG&E ¦ All | Res ¦ Manual Residential Lighting Controls | PG&E ¦ All | PG&E | All | Electric | Existing manual lighting controls (do nothing) | Average Existing | 0 | Conventional | Lighting | Res - Single Family | Res | RET Only | 0 | Residential Households | household | 16 | DEER:Indoor_CFL_Ltg | 165.3142 | 0.021329 | 0 | Lighting Tables, Webscraping, 2019 PG Study Density from MICS Navigant 2015, DOE Study | 172.9509 | 2020 | 0 | 0 | 2020 | 0 | 0 | Webscraped data, lighting tables | Res Indoor Lighting Controls ¦ PG&E ¦ All | Res Indoor Lighting Controls | 2 | 1 | 0.86287 | CLASS Web Tool - DNV GL 2012 | 0 | 2012 | 0.91
RES-LIGHTING-20.2 | Res ¦ Manual Residential Lighting Controls ¦ PG&E ¦ All | Res ¦ Manual Residential Lighting Controls | PG&E ¦ All | PG&E | All | Electric | Existing manual lighting controls (do nothing) | Average Existing | 0 | Conventional | Lighting | Res - Multi Family | Res | RET Only | 0 | Residential Households | household | 16 | DEER:Indoor_CFL_Ltg | 109.9133 | 0.012139 | 1.2505 | Lighting Tables, Webscraping, 2019 PG Study Density from MICS Navigant 2015, DOE Study | 72.8437 | 2020 | 0 | 0 | 2020 | 0 | 0 | Webscraped data, lighting tables | Res Indoor Lighting Controls ¦ PG&E ¦ All | Res Indoor Lighting Controls | 1 | 1 | 0.67993 | CLASS Web Tool - DNV GL 2012 | 0 | 2012 | 0.91
RES-LIGHTING-21.1 | Res ¦ Advanced Residential Lighting Controls ¦ PG&E ¦ All | Res ¦ Advanced Residential Lighting Controls | PG&E ¦ All | PG&E | All | Electric | LEDs with networked integrated sensors and controllers | Efficient | 0 | Emerging | Lighting | Res - Single Family | Res | RET and NEW | 0 | Residential Households | household | 16 | DEER:Indoor_CFL_Ltg | 78.5213 | 0.01029 | 0 | Lighting Tables, Webscraping, 2019 PG Study Density from MICS Navigant 2015, DOE Study | 702.3206 | 2020 | 0 | 0 | 2020 | 0 | 0 | Webscraped data, lighting tables | Res Indoor Lighting Controls ¦ PG&E ¦ All | Res Indoor Lighting Controls | 2 | 1 | 0.13713 | MICS - Navigant 2015 | 0 | 2012 | 0.91
RES-LIGHTING-21.2 | Res ¦ Advanced Residential Lighting Controls ¦ PG&E ¦ All | Res ¦ Advanced Residential Lighting Controls | PG&E ¦ All | PG&E | All | Electric | LEDs with networked integrated sensors and controllers | Efficient | 0 | Emerging | Lighting | Res - Multi Family | Res | RET and NEW | 0 | Residential Households | household | 16 | DEER:Indoor_CFL_Ltg | 53.4599 | 0.0063821 | 0.43356 | Lighting Tables, Webscraping, 2019 PG Study Density from MICS Navigant 2015, DOE Study | 295.8043 | 2020 | 0 | 0 | 2020 | 0 | 0 | Webscraped data, lighting tables | Res Indoor Lighting Controls ¦ PG&E ¦ All | Res Indoor Lighting Controls | 1 | 1 | 0.32007 | MICS - Navigant 2015 | 0 | 2012 | 0.91
RES-LIGHTING-20.1 | Res ¦ Manual Residential Lighting Controls ¦ SCE ¦ All | Res ¦ Manual Residential Lighting Controls | SCE ¦ All | SCE | All | Electric | Existing manual lighting controls (do nothing) | Average Existing | 0 | Conventional | Lighting | Res - Single Family | Res | RET Only | 0 | Residential Households | household | 16 | DEER:Indoor_CFL_Ltg | 161.8569 | 0.023546 | 0 | Lighting Tables, Webscraping, 2019 PG Study Density from MICS Navigant 2015, DOE Study | 174.91 | 2020 | 0 | 0 | 2020 | 0 | 0 | Webscraped data, lighting tables | Res Indoor Lighting Controls ¦ SCE ¦ All | Res Indoor Lighting Controls | 2 | 1 | 0.86872 | CLASS Web Tool - DNV GL 2012 | 0 | 2012 | 0.91
RES-LIGHTING-20.2 | Res ¦ Manual Residential Lighting Controls ¦ SCE ¦ All | Res ¦ Manual Residential Lighting Controls | SCE ¦ All | SCE | All | Electric | Existing manual lighting controls (do nothing) | Average Existing | 0 | Conventional | Lighting | Res - Multi Family | Res | RET Only | 0 | Residential Households | household | 16 | DEER:Indoor_CFL_Ltg | 105.5483 | 0.013776 | 1.028 | Lighting Tables, Webscraping, 2019 PG Study Density from MICS Navigant 2015, DOE Study | 77.482 | 2020 | 0 | 0 | 2020 | 0 | 0 | Webscraped data, lighting tables | Res Indoor Lighting Controls ¦ SCE ¦ All | Res Indoor Lighting Controls | 1 | 1 | 0.7595 | CLASS Web Tool - DNV GL 2012 | 0 | 2012 | 0.91
RES-LIGHTING-21.1 | Res ¦ Advanced Residential Lighting Controls ¦ SCE ¦ All | Res ¦ Advanced Residential Lighting Controls | SCE ¦ All | SCE | All | Electric | LEDs with networked integrated sensors and controllers | Efficient | 0 | Emerging | Lighting | Res - Single Family | Res | RET and NEW | 0 | Residential Households | household | 16 | DEER:Indoor_CFL_Ltg | 82.1421 | 0.012162 | 0 | Lighting Tables, Webscraping, 2019 PG Study Density from MICS Navigant 2015, DOE Study | 710.2763 | 2020 | 0 | 0 | 2020 | 0 | 0 | Webscraped data, lighting tables | Res Indoor Lighting Controls ¦ SCE ¦ All | Res Indoor Lighting Controls | 2 | 1 | 0.13128 | MICS - Navigant 2015 | 0 | 2012 | 0.91
RES-LIGHTING-21.2 | Res ¦ Advanced Residential Lighting Controls ¦ SCE ¦ All | Res ¦ Advanced Residential Lighting Controls | SCE ¦ All | SCE | All | Electric | LEDs with networked integrated sensors and controllers | Efficient | 0 | Emerging | Lighting | Res - Multi Family | Res | RET and NEW | 0 | Residential Households | household | 16 | DEER:Indoor_CFL_Ltg | 54.352 | 0.0072322 | 0.3382 | Lighting Tables, Webscraping, 2019 PG Study Density from MICS Navigant 2015, DOE Study | 314.6397 | 2020 | 0 | 0 | 2020 | 0 | 0 | Webscraped data, lighting tables | Res Indoor Lighting Controls ¦ SCE ¦ All | Res Indoor Lighting Controls | 1 | 1 | 0.2405 | MICS - Navigant 2015 | 0 | 2012 | 0.91
RES-LIGHTING-20.1 | Res ¦ Manual Residential Lighting Controls ¦ SDG&E ¦ All | Res ¦ Manual Residential Lighting Controls | SDG&E ¦ All | SDG&E | All | Electric | Existing manual lighting controls (do nothing) | Average Existing | 0 | Conventional | Lighting | Res - Single Family | Res | RET Only | 0 | Residential Households | household | 16 | DEER:Indoor_CFL_Ltg | 164.9938 | 0.024429 | 0 | Lighting Tables, Webscraping, 2019 PG Study Density from MICS Navigant 2015, DOE Study | 185.7523 | 2020 | 0 | 0 | 2020 | 0 | 0 | Webscraped data, lighting tables | Res Indoor Lighting Controls ¦ SDG&E ¦ All | Res Indoor Lighting Controls | 2 | 1 | 0.86234 | CLASS Web Tool - DNV GL 2012 | 0 | 2012 | 0.91
RES-LIGHTING-20.2 | Res ¦ Manual Residential Lighting Controls ¦ SDG&E ¦ All | Res ¦ Manual Residential Lighting Controls | SDG&E ¦ All | SDG&E | All | Electric | Existing manual lighting controls (do nothing) | Average Existing | 0 | Conventional | Lighting | Res - Multi Family | Res | RET Only | 0 | Residential Households | household | 16 | DEER:Indoor_CFL_Ltg | 110.2269 | 0.015073 | 1.0269 | Lighting Tables, Webscraping, 2019 PG Study Density from MICS Navigant 2015, DOE Study | 93.2098 | 2020 | 0 | 0 | 2020 | 0 | 0 | Webscraped data, lighting tables | Res Indoor Lighting Controls ¦ SDG&E ¦ All | Res Indoor Lighting Controls | 1 | 1 | 0.75765 | CLASS Web Tool - DNV GL 2012 | 0 | 2012 | 0.91
RES-LIGHTING-21.1 | Res ¦ Advanced Residential Lighting Controls ¦ SDG&E ¦ All | Res ¦ Advanced Residential Lighting Controls | SDG&E ¦ All | SDG&E | All | Electric | LEDs with networked integrated sensors and controllers | Efficient | 0 | Emerging | Lighting | Res - Single Family | Res | RET and NEW | 0 | Residential Households | household | 16 | DEER:Indoor_CFL_Ltg | 93.3735 | 0.013842 | 0 | Lighting Tables, Webscraping, 2019 PG Study Density from MICS Navigant 2015, DOE Study | 754.3049 | 2020 | 0 | 0 | 2020 | 0 | 0 | Webscraped data, lighting tables | Res Indoor Lighting Controls ¦ SDG&E ¦ All | Res Indoor Lighting Controls | 2 | 1 | 0.13766 | MICS - Navigant 2015 | 0 | 2012 | 0.91
RES-LIGHTING-21.2 | Res ¦ Advanced Residential Lighting Controls ¦ SDG&E ¦ All | Res ¦ Advanced Residential Lighting Controls | SDG&E ¦ All | SDG&E | All | Electric | LEDs with networked integrated sensors and controllers | Efficient | 0 | Emerging | Lighting | Res - Multi Family | Res | RET and NEW | 0 | Residential Households | household | 16 | DEER:Indoor_CFL_Ltg | 62.0817 | 0.0084522 | 0.37848 | Lighting Tables, Webscraping, 2019 PG Study Density from MICS Navigant 2015, DOE Study | 378.5075 | 2020 | 0 | 0 | 2020 | 0 | 0 | Webscraped data, lighting tables | Res Indoor Lighting Controls ¦ SDG&E ¦ All | Res Indoor Lighting Controls | 1 | 1 | 0.24235 | MICS - Navigant 2015 | 0 | 2012 | 0.91
RES-LIGHTING-30.1 | Res ¦ LED Specialty Lamp Indoor - 65 lpw ¦ PG&E ¦ All | Res ¦ LED Specialty Lamp Indoor - 65 lpw | PG&E ¦ All | PG&E | All | Electric | LED specialty indoor lamp with 65 lpw efficacy | Average Existing and Code | 0 | Conventional | Lighting | Res - Single Family | Res | ROB and NEW | 0 | Residential Households | lamp | 16 | DEER:Indoor_CFL_Ltg | 2.705 | 0.000349 | 0 | Lighting tables, webscraped data | 5.9724 | 2020 | 0 | 0 | 2020 | 0 | 0 | Workpapers SCE17LG129.2, SCE17LG130.2, and webscraping | LED Specialty Lamps - Indoor ¦ PG&E ¦ All | LED Specialty Lamps - Indoor | 10.3612 | 1 | 0.77463 | MICS - Navigant 2015 | 0 | 2012 | 0.91
RES-LIGHTING-30.2 | Res ¦ LED Specialty Lamp Indoor - 65 lpw ¦ PG&E ¦ All | Res ¦ LED Specialty Lamp Indoor - 65 lpw | PG&E ¦ All | PG&E | All | Electric | LED specialty indoor lamp with 65 lpw efficacy | Average Existing and Code | 0 | Conventional | Lighting | Res - Multi Family | Res | ROB and NEW | 0 | Residential Households | lamp | 16 | DEER:Indoor_CFL_Ltg | 2.705 | 0.0003545 | 0 | Lighting tables, webscraped data | 5.9724 | 2020 | 0 | 0 | 2020 | 0 | 0 | Workpapers SCE17LG129.2, SCE17LG130.2, and webscraping | LED Specialty Lamps - Indoor ¦ PG&E ¦ All | LED Specialty Lamps - Indoor | 3.8278 | 1 | 0.77463 | MICS - Navigant 2015 | 0 | 2012 | 0.91
RES-LIGHTING-31.1 | Res ¦ LED Specialty Lamp Indoor - 85 lpw ¦ PG&E ¦ All | Res ¦ LED Specialty Lamp Indoor - 85 lpw | PG&E ¦ All | PG&E | All | Electric | LED specialty indoor lamp with 85 lpw efficacy | Efficient | 0 | Conventional | Lighting | Res - Single Family | Res | ROB and NEW | 0 | Residential Households | lamp | 16 | DEER:Indoor_CFL_Ltg | 2.0367 | 0.00023814 | 0.015084 | Lighting tables, webscraped data | 6.6129 | 2020 | 0 | 0 | 2020 | 0 | 0 | Workpapers SCE17LG129.2, SCE17LG130.2, and webscraping | LED Specialty Lamps - Indoor ¦ PG&E ¦ All | LED Specialty Lamps - Indoor | 10.3612 | 1 | 0.1099 | MICS - Navigant 2015 | 0 | 2012 | 0.91
RES-LIGHTING-31.2 | Res ¦ LED Specialty Lamp Indoor - 85 lpw ¦ PG&E ¦ All | Res ¦ LED Specialty Lamp Indoor - 85 lpw | PG&E ¦ All | PG&E | All | Electric | LED specialty indoor lamp with 85 lpw efficacy | Efficient | 0 | Conventional | Lighting | Res - Multi Family | Res | ROB and NEW | 0 | Residential Households | lamp | 16 | DEER:Indoor_CFL_Ltg | 2.0685 | 0.00025524 | 0.011011 | Lighting tables, webscraped data | 6.6129 | 2020 | 0 | 0 | 2020 | 0 | 0 | Workpapers SCE17LG129.2, SCE17LG130.2, and webscraping | LED Specialty Lamps - Indoor ¦ PG&E ¦ All | LED Specialty Lamps - Indoor | 3.8278 | 1 | 0.1099 | MICS - Navigant 2015 | 0 | 2012 | 0.91
RES-LIGHTING-32.1 | Res ¦ LED Specialty Lamp Indoor - 100 lpw ¦ PG&E ¦ All | Res ¦ LED Specialty Lamp Indoor - 100 lpw | PG&E ¦ All | PG&E | All | Electric | LED specialty indoor lamp with 100 lpw efficacy | Efficient | 0 | Conventional | Lighting | Res - Single Family | Res | ROB and NEW | 0 | Residential Households | lamp | 16 | DEER:Indoor_CFL_Ltg | 1.7109 | 0.0001841 | 0.022438 | Lighting tables, webscraped data | 7.0932 | 2020 | 0 | 0 | 2020 | 0 | 0 | Workpapers SCE17LG129.2, SCE17LG130.2, and webscraping | LED Specialty Lamps - Indoor ¦ PG&E ¦ All | LED Specialty Lamps - Indoor | 10.3612 | 1 | 0.11546 | MICS - Navigant 2015 | 0 | 2012 | 0.91
RES-LIGHTING-32.2 | Res ¦ LED Specialty Lamp Indoor - 100 lpw ¦ PG&E ¦ All | Res ¦ LED Specialty Lamp Indoor - 100 lpw | PG&E ¦ All | PG&E | All | Electric | LED specialty indoor lamp with 100 lpw efficacy | Efficient | 0 | Conventional | Lighting | Res - Multi Family | Res | ROB and NEW | 0 | Residential Households | lamp | 16 | DEER:Indoor_CFL_Ltg | 1.7583 | 0.00020685 | 0.016379 | Lighting tables, webscraped data | 7.0932 | 2020 | 0 | 0 | 2020 | 0 | 0 | Workpapers SCE17LG129.2, SCE17LG130.2, and webscraping | LED Specialty Lamps - Indoor ¦ PG&E ¦ All | LED Specialty Lamps - Indoor | 3.8278 | 1 | 0.11546 | MICS - Navigant 2015 | 0 | 2012 | 0.91
RES-LIGHTING-30.1 | Res ¦ LED Specialty Lamp Indoor - 65 lpw ¦ SCE ¦ All | Res ¦ LED Specialty Lamp Indoor - 65 lpw | SCE ¦ All | SCE | All | Electric | LED specialty indoor lamp with 65 lpw efficacy | Average Existing and Code | 0 | Conventional | Lighting | Res - Single Family | Res | ROB and NEW | 0 | Residential Households | lamp | 16 | DEER:Indoor_CFL_Ltg | 2.705 | 0.0003935 | 0 | Lighting tables, webscraped data | 5.9724 | 2020 | 0 | 0 | 2020 | 0 | 0 | Workpapers SCE17LG129.2, SCE17LG130.2, and webscraping | LED Specialty Lamps - Indoor ¦ SCE ¦ All | LED Specialty Lamps - Indoor | 10.6103 | 1 | 0.77463 | MICS - Navigant 2015 | 0 | 2012 | 0.91
RES-LIGHTING-30.2 | Res ¦ LED Specialty Lamp Indoor - 65 lpw ¦ SCE ¦ All | Res ¦ LED Specialty Lamp Indoor - 65 lpw | SCE ¦ All | SCE | All | Electric | LED specialty indoor lamp with 65 lpw efficacy | Average Existing and Code | 0 | Conventional | Lighting | Res - Multi Family | Res | ROB and NEW | 0 | Residential Households | lamp | 16 | DEER:Indoor_CFL_Ltg | 2.705 | 0.0004005 | 0 | Lighting tables, webscraped data | 5.9724 | 2020 | 0 | 0 | 2020 | 0 | 0 | Workpapers SCE17LG129.2, SCE17LG130.2, and webscraping | LED Specialty Lamps - Indoor ¦ SCE ¦ All | LED Specialty Lamps - Indoor | 3.6702 | 1 | 0.77463 | MICS - Navigant 2015 | 0 | 2012 | 0.91
RES-LIGHTING-31.1 | Res ¦ LED Specialty Lamp Indoor - 85 lpw ¦ SCE ¦ All | Res ¦ LED Specialty Lamp Indoor - 85 lpw | SCE ¦ All | SCE | All | Electric | LED specialty indoor lamp with 85 lpw efficacy | Efficient | 0 | Conventional | Lighting | Res - Single Family | Res | ROB and NEW | 0 | Residential Households | lamp | 16 | DEER:Indoor_CFL_Ltg | 2.0112 | 0.00027314 | 0.012666 | Lighting tables, webscraped data | 6.6129 | 2020 | 0 | 0 | 2020 | 0 | 0 | Workpapers SCE17LG129.2, SCE17LG130.2, and webscraping | LED Specialty Lamps - Indoor ¦ SCE ¦ All | LED Specialty Lamps - Indoor | 10.6103 | 1 | 0.1099 | MICS - Navigant 2015 | 0 | 2012 | 0.91
RES-LIGHTING-31.2 | Res ¦ LED Specialty Lamp Indoor - 85 lpw ¦ SCE ¦ All | Res ¦ LED Specialty Lamp Indoor - 85 lpw | SCE ¦ All | SCE | All | Electric | LED specialty indoor lamp with 85 lpw efficacy | Efficient | 0 | Conventional | Lighting | Res - Multi Family | Res | ROB and NEW | 0 | Residential Households | lamp | 16 | DEER:Indoor_CFL_Ltg | 2.0303 | 0.00028082 | 0.0082105 | Lighting tables, webscraped data | 6.6129 | 2020 | 0 | 0 | 2020 | 0 | 0 | Workpapers SCE17LG129.2, SCE17LG130.2, and webscraping | LED Specialty Lamps - Indoor ¦ SCE ¦ All | LED Specialty Lamps - Indoor | 3.6702 | 1 | 0.1099 | MICS - Navigant 2015 | 0 | 2012 | 0.91
RES-LIGHTING-32.1 | Res ¦ LED Specialty Lamp Indoor - 100 lpw ¦ SCE ¦ All | Res ¦ LED Specialty Lamp Indoor - 100 lpw | SCE ¦ All | SCE | All | Electric | LED specialty indoor lamp with 100 lpw efficacy | Efficient | 0 | Conventional | Lighting | Res - Single Family | Res | ROB and NEW | 0 | Residential Households | lamp | 16 | DEER:Indoor_CFL_Ltg | 1.673 | 0.00021446 | 0.01884 | Lighting tables, webscraped data | 7.0932 | 2020 | 0 | 0 | 2020 | 0 | 0 | Workpapers SCE17LG129.2, SCE17LG130.2, and webscraping | LED Specialty Lamps - Indoor ¦ SCE ¦ All | LED Specialty Lamps - Indoor | 10.6103 | 1 | 0.11546 | MICS - Navigant 2015 | 0 | 2012 | 0.91
RES-LIGHTING-32.2 | Res ¦ LED Specialty Lamp Indoor - 100 lpw ¦ SCE ¦ All | Res ¦ LED Specialty Lamp Indoor - 100 lpw | SCE ¦ All | SCE | All | Electric | LED specialty indoor lamp with 100 lpw efficacy | Efficient | 0 | Conventional | Lighting | Res - Multi Family | Res | ROB and NEW | 0 | Residential Households | lamp | 16 | DEER:Indoor_CFL_Ltg | 1.7014 | 0.00022248 | 0.012213 | Lighting tables, webscraped data | 7.0932 | 2020 | 0 | 0 | 2020 | 0 | 0 | Workpapers SCE17LG129.2, SCE17LG130.2, and webscraping | LED Specialty Lamps - Indoor ¦ SCE ¦ All | LED Specialty Lamps - Indoor | 3.6702 | 1 | 0.11546 | MICS - Navigant 2015 | 0 | 2012 | 0.91
RES-LIGHTING-30.1 | Res ¦ LED Specialty Lamp Indoor - 65 lpw ¦ SDG&E ¦ All | Res ¦ LED Specialty Lamp Indoor - 65 lpw | SDG&E ¦ All | SDG&E | All | Electric | LED specialty indoor lamp with 65 lpw efficacy | Average Existing and Code | 0 | Conventional | Lighting | Res - Single Family | Res | ROB and NEW | 0 | Residential Households | lamp | 16 | DEER:Indoor_CFL_Ltg | 2.705 | 0.0004005 | 0 | Lighting tables, webscraped data | 5.9724 | 2020 | 0 | 0 | 2020 | 0 | 0 | Workpapers SCE17LG129.2, SCE17LG130.2, and webscraping | LED Specialty Lamps - Indoor ¦ SDG&E ¦ All | LED Specialty Lamps - Indoor | 10.38 | 1 | 0.77463 | MICS - Navigant 2015 | 0 | 2012 | 0.91
RES-LIGHTING-30.2 | Res ¦ LED Specialty Lamp Indoor - 65 lpw ¦ SDG&E ¦ All | Res ¦ LED Specialty Lamp Indoor - 65 lpw | SDG&E ¦ All | SDG&E | All | Electric | LED specialty indoor lamp with 65 lpw efficacy | Average Existing and Code | 0 | Conventional | Lighting | Res - Multi Family | Res | ROB and NEW | 0 | Residential Households | lamp | 16 | DEER:Indoor_CFL_Ltg | 2.705 | 0.000401 | 0 | Lighting tables, webscraped data | 5.9724 | 2020 | 0 | 0 | 2020 | 0 | 0 | Workpapers SCE17LG129.2, SCE17LG130.2, and webscraping | LED Specialty Lamps - Indoor ¦ SDG&E ¦ All | LED Specialty Lamps - Indoor | 5.0373 | 1 | 0.77463 | MICS - Navigant 2015 | 0 | 2012 | 0.91
RES-LIGHTING-31.1 | Res ¦ LED Specialty Lamp Indoor - 85 lpw ¦ SDG&E ¦ All | Res ¦ LED Specialty Lamp Indoor - 85 lpw | SDG&E ¦ All | SDG&E | All | Electric | LED specialty indoor lamp with 85 lpw efficacy | Efficient | 0 | Conventional | Lighting | Res - Single Family | Res | ROB and NEW | 0 | Residential Households | lamp | 16 | DEER:Indoor_CFL_Ltg | 2.0431 | 0.00028742 | 0.012411 | Lighting tables, webscraped data | 6.6129 | 2020 | 0 | 0 | 2020 | 0 | 0 | Workpapers SCE17LG129.2, SCE17LG130.2, and webscraping | LED Specialty Lamps - Indoor ¦ SDG&E ¦ All | LED Specialty Lamps - Indoor | 10.38 | 1 | 0.1099 | MICS - Navigant 2015 | 0 | 2012 | 0.91
RES-LIGHTING-31.2 | Res ¦ LED Specialty Lamp Indoor - 85 lpw ¦ SDG&E ¦ All | Res ¦ LED Specialty Lamp Indoor - 85 lpw | SDG&E ¦ All | SDG&E | All | Electric | LED specialty indoor lamp with 85 lpw efficacy | Efficient | 0 | Conventional | Lighting | Res - Multi Family | Res | ROB and NEW | 0 | Residential Households | lamp | 16 | DEER:Indoor_CFL_Ltg | 2.0367 | 0.00028589 | 0.0080832 | Lighting tables, webscraped data | 6.6129 | 2020 | 0 | 0 | 2020 | 0 | 0 | Workpapers SCE17LG129.2, SCE17LG130.2, and webscraping | LED Specialty Lamps - Indoor ¦ SDG&E ¦ All | LED Specialty Lamps - Indoor | 5.0373 | 1 | 0.1099 | MICS - Navigant 2015 | 0 | 2012 | 0.91
RES-LIGHTING-32.1 | Res ¦ LED Specialty Lamp Indoor - 100 lpw ¦ SDG&E ¦ All | Res ¦ LED Specialty Lamp Indoor - 100 lpw | SDG&E ¦ All | SDG&E | All | Electric | LED specialty indoor lamp with 100 lpw efficacy | Efficient | 0 | Conventional | Lighting | Res - Single Family | Res | ROB and NEW | 0 | Residential Households | lamp | 16 | DEER:Indoor_CFL_Ltg | 1.7204 | 0.00023229 | 0.018462 | Lighting tables, webscraped data | 7.0932 | 2020 | 0 | 0 | 2020 | 0 | 0 | Workpapers SCE17LG129.2, SCE17LG130.2, and webscraping | LED Specialty Lamps - Indoor ¦ SDG&E ¦ All | LED Specialty Lamps - Indoor | 10.38 | 1 | 0.11546 | MICS - Navigant 2015 | 0 | 2012 | 0.91
RES-LIGHTING-32.2 | Res ¦ LED Specialty Lamp Indoor - 100 lpw ¦ SDG&E ¦ All | Res ¦ LED Specialty Lamp Indoor - 100 lpw | SDG&E ¦ All | SDG&E | All | Electric | LED specialty indoor lamp with 100 lpw efficacy | Efficient | 0 | Conventional | Lighting | Res - Multi Family | Res | ROB and NEW | 0 | Residential Households | lamp | 16 | DEER:Indoor_CFL_Ltg | 1.7109 | 0.00022977 | 0.012024 | Lighting tables, webscraped data | 7.0932 | 2020 | 0 | 0 | 2020 | 0 | 0 | Workpapers SCE17LG129.2, SCE17LG130.2, and webscraping | LED Specialty Lamps - Indoor ¦ SDG&E ¦ All | LED Specialty Lamps - Indoor | 5.0373 | 1 | 0.11546 | MICS - Navigant 2015 | 0 | 2012 | 0.91
RES-LIGHTING-40.1 | Res ¦ LED General Service Lamp Outdoor - 80 lpw ¦ PG&E ¦ All | Res ¦ LED General Service Lamp Outdoor - 80 lpw | PG&E ¦ All | PG&E | All | Electric | LED general service outdoor lamp with 80 lpw efficacy | Average Existing and Code | 0 | Conventional | Lighting | Res - Single Family | Res | ROB and NEW | 0 | Residential Households | lamp | 16 | DEER:Indoor_CFL_Ltg | 9.35 | 0.000698 | 0 | Lighting tables, webscraped data | 3.572 | 2020 | 0 | 0 | 2020 | 0 | 0 | Guidehouse Group B Eval Webscraping | LED General Service Lamps - Outdoor ¦ PG&E ¦ All | LED General Service Lamps - Outdoor | 2.7663 | 1 | 0.52252 | MICS - Navigant 2015 | 0 | 2012 | 0.91
RES-LIGHTING-40.2 | Res ¦ LED General Service Lamp Outdoor - 80 lpw ¦ PG&E ¦ All | Res ¦ LED General Service Lamp Outdoor - 80 lpw | PG&E ¦ All | PG&E | All | Electric | LED general service outdoor lamp with 80 lpw efficacy | Average Existing and Code | 0 | Conventional | Lighting | Res - Multi Family | Res | ROB and NEW | 0 | Residential Households | lamp | 16 | DEER:Indoor_CFL_Ltg | 9.35 | 0.000709 | 0 | Lighting tables, webscraped data | 3.572 | 2020 | 0 | 0 | 2020 | 0 | 0 | Guidehouse Group B Eval Webscraping | LED General Service Lamps - Outdoor ¦ PG&E ¦ All | LED General Service Lamps - Outdoor | 0.68703 | 1 | 0.52252 | MICS - Navigant 2015 | 0 | 2012 | 0.91
RES-LIGHTING-41.1 | Res ¦ LED General Service Lamp Outdoor - 95 lpw ¦ PG&E ¦ All | Res ¦ LED General Service Lamp Outdoor - 95 lpw | PG&E ¦ All | PG&E | All | Electric | LED general service outdoor lamp with 95 lpw efficacy | Efficient | 0 | Conventional | Lighting | Res - Single Family | Res | ROB and NEW | 0 | Residential Households | lamp | 16 | DEER:Indoor_CFL_Ltg | 7.8737 | 0.00058779 | 0 | Lighting tables, webscraped data | 5.276 | 2020 | 0 | 0 | 2020 | 0 | 0 | Guidehouse Group B Eval Webscraping | LED General Service Lamps - Outdoor ¦ PG&E ¦ All | LED General Service Lamps - Outdoor | 2.7663 | 1 | 0.38739 | MICS - Navigant 2015 | 0 | 2012 | 0.91
RES-LIGHTING-41.2 | Res ¦ LED General Service Lamp Outdoor - 95 lpw ¦ PG&E ¦ All | Res ¦ LED General Service Lamp Outdoor - 95 lpw | PG&E ¦ All | PG&E | All | Electric | LED general service outdoor lamp with 95 lpw efficacy | Efficient | 0 | Conventional | Lighting | Res - Multi Family | Res | ROB and NEW | 0 | Residential Households | lamp | 16 | DEER:Indoor_CFL_Ltg | 7.8737 | 0.00059705 | 0 | Lighting tables, webscraped data | 5.276 | 2020 | 0 | 0 | 2020 | 0 | 0 | Guidehouse Group B Eval Webscraping | LED General Service Lamps - Outdoor ¦ PG&E ¦ All | LED General Service Lamps - Outdoor | 0.68703 | 1 | 0.38739 | MICS - Navigant 2015 | 0 | 2012 | 0.91
RES-LIGHTING-42.1 | Res ¦ LED General Service Lamp Outdoor - 110 lpw ¦ PG&E ¦ All | Res ¦ LED General Service Lamp Outdoor - 110 lpw | PG&E ¦ All | PG&E | All | Electric | LED general service outdoor lamp with 110 lpw efficacy | Efficient | 0 | Conventional | Lighting | Res - Single Family | Res | ROB and NEW | 0 | Residential Households | lamp | 16 | DEER:Indoor_CFL_Ltg | 6.8 | 0.00050764 | 0 | Lighting tables, webscraped data | 6.98 | 2020 | 0 | 0 | 2020 | 0 | 0 | Guidehouse Group B Eval Webscraping | LED General Service Lamps - Outdoor ¦ PG&E ¦ All | LED General Service Lamps - Outdoor | 2.7663 | 1 | 0.09009 | MICS - Navigant 2015 | 0 | 2012 | 0.91
RES-LIGHTING-42.2 | Res ¦ LED General Service Lamp Outdoor - 110 lpw ¦ PG&E ¦ All | Res ¦ LED General Service Lamp Outdoor - 110 lpw | PG&E ¦ All | PG&E | All | Electric | LED general service outdoor lamp with 110 lpw efficacy | Efficient | 0 | Conventional | Lighting | Res - Multi Family | Res | ROB and NEW | 0 | Residential Households | lamp | 16 | DEER:Indoor_CFL_Ltg | 6.8 | 0.00051564 | 0 | Lighting tables, webscraped data | 6.98 | 2020 | 0 | 0 | 2020 | 0 | 0 | Guidehouse Group B Eval Webscraping | LED General Service Lamps - Outdoor ¦ PG&E ¦ All | LED General Service Lamps - Outdoor | 0.68703 | 1 | 0.09009 | MICS - Navigant 2015 | 0 | 2012 | 0.91
RES-LIGHTING-40.1 | Res ¦ LED General Service Lamp Outdoor - 80 lpw ¦ SCE ¦ All | Res ¦ LED General Service Lamp Outdoor - 80 lpw | SCE ¦ All | SCE | All | Electric | LED general service outdoor lamp with 80 lpw efficacy | Average Existing and Code | 0 | Conventional | Lighting | Res - Single Family | Res | ROB and NEW | 0 | Residential Households | lamp | 16 | DEER:Indoor_CFL_Ltg | 9.35 | 0.000787 | 0 | Lighting tables, webscraped data | 3.572 | 2020 | 0 | 0 | 2020 | 0 | 0 | Guidehouse Group B Eval Webscraping | LED General Service Lamps - Outdoor ¦ SCE ¦ All | LED General Service Lamps - Outdoor | 2.8073 | 1 | 0.52252 | MICS - Navigant 2015 | 0 | 2012 | 0.91
RES-LIGHTING-40.2 | Res ¦ LED General Service Lamp Outdoor - 80 lpw ¦ SCE ¦ All | Res ¦ LED General Service Lamp Outdoor - 80 lpw | SCE ¦ All | SCE | All | Electric | LED general service outdoor lamp with 80 lpw efficacy | Average Existing and Code | 0 | Conventional | Lighting | Res - Multi Family | Res | ROB and NEW | 0 | Residential Households | lamp | 16 | DEER:Indoor_CFL_Ltg | 9.35 | 0.000801 | 0 | Lighting tables, webscraped data | 3.572 | 2020 | 0 | 0 | 2020 | 0 | 0 | Guidehouse Group B Eval Webscraping | LED General Service Lamps - Outdoor ¦ SCE ¦ All | LED General Service Lamps - Outdoor | 0.9178 | 1 | 0.52252 | MICS - Navigant 2015 | 0 | 2012 | 0.91
RES-LIGHTING-41.1 | Res ¦ LED General Service Lamp Outdoor - 95 lpw ¦ SCE ¦ All | Res ¦ LED General Service Lamp Outdoor - 95 lpw | SCE ¦ All | SCE | All | Electric | LED general service outdoor lamp with 95 lpw efficacy | Efficient | 0 | Conventional | Lighting | Res - Single Family | Res | ROB and NEW | 0 | Residential Households | lamp | 16 | DEER:Indoor_CFL_Ltg | 7.8737 | 0.00066274 | 0 | Lighting tables, webscraped data | 5.276 | 2020 | 0 | 0 | 2020 | 0 | 0 | Guidehouse Group B Eval Webscraping | LED General Service Lamps - Outdoor ¦ SCE ¦ All | LED General Service Lamps - Outdoor | 2.8073 | 1 | 0.38739 | MICS - Navigant 2015 | 0 | 2012 | 0.91
RES-LIGHTING-41.2 | Res ¦ LED General Service Lamp Outdoor - 95 lpw ¦ SCE ¦ All | Res ¦ LED General Service Lamp Outdoor - 95 lpw | SCE ¦ All | SCE | All | Electric | LED general service outdoor lamp with 95 lpw efficacy | Efficient | 0 | Conventional | Lighting | Res - Multi Family | Res | ROB and NEW | 0 | Residential Households | lamp | 16 | DEER:Indoor_CFL_Ltg | 7.8737 | 0.00067453 | 0 | Lighting tables, webscraped data | 5.276 | 2020 | 0 | 0 | 2020 | 0 | 0 | Guidehouse Group B Eval Webscraping | LED General Service Lamps - Outdoor ¦ SCE ¦ All | LED General Service Lamps - Outdoor | 0.9178 | 1 | 0.38739 | MICS - Navigant 2015 | 0 | 2012 | 0.91
RES-LIGHTING-42.1 | Res ¦ LED General Service Lamp Outdoor - 110 lpw ¦ SCE ¦ All | Res ¦ LED General Service Lamp Outdoor - 110 lpw | SCE ¦ All | SCE | All | Electric | LED general service outdoor lamp with 110 lpw efficacy | Efficient | 0 | Conventional | Lighting | Res - Single Family | Res | ROB and NEW | 0 | Residential Households | lamp | 16 | DEER:Indoor_CFL_Ltg | 6.8 | 0.00057236 | 0 | Lighting tables, webscraped data | 6.98 | 2020 | 0 | 0 | 2020 | 0 | 0 | Guidehouse Group B Eval Webscraping | LED General Service Lamps - Outdoor ¦ SCE ¦ All | LED General Service Lamps - Outdoor | 2.8073 | 1 | 0.09009 | MICS - Navigant 2015 | 0 | 2012 | 0.91
RES-LIGHTING-42.2 | Res ¦ LED General Service Lamp Outdoor - 110 lpw ¦ SCE ¦ All | Res ¦ LED General Service Lamp Outdoor - 110 lpw | SCE ¦ All | SCE | All | Electric | LED general service outdoor lamp with 110 lpw efficacy | Efficient | 0 | Conventional | Lighting | Res - Multi Family | Res | ROB and NEW | 0 | Residential Households | lamp | 16 | DEER:Indoor_CFL_Ltg | 6.8 | 0.00058255 | 0 | Lighting tables, webscraped data | 6.98 | 2020 | 0 | 0 | 2020 | 0 | 0 | Guidehouse Group B Eval Webscraping | LED General Service Lamps - Outdoor ¦ SCE ¦ All | LED General Service Lamps - Outdoor | 0.9178 | 1 | 0.09009 | MICS - Navigant 2015 | 0 | 2012 | 0.91
RES-LIGHTING-40.1 | Res ¦ LED General Service Lamp Outdoor - 80 lpw ¦ SDG&E ¦ All | Res ¦ LED General Service Lamp Outdoor - 80 lpw | SDG&E ¦ All | SDG&E | All | Electric | LED general service outdoor lamp with 80 lpw efficacy | Average Existing and Code | 0 | Conventional | Lighting | Res - Single Family | Res | ROB and NEW | 0 | Residential Households | lamp | 16 | DEER:Indoor_CFL_Ltg | 9.35 | 0.000801 | 0 | Lighting tables, webscraped data | 3.572 | 2020 | 0 | 0 | 2020 | 0 | 0 | Guidehouse Group B Eval Webscraping | LED General Service Lamps - Outdoor ¦ SDG&E ¦ All | LED General Service Lamps - Outdoor | 2.8151 | 1 | 0.52252 | MICS - Navigant 2015 | 0 | 2012 | 0.91
RES-LIGHTING-40.2 | Res ¦ LED General Service Lamp Outdoor - 80 lpw ¦ SDG&E ¦ All | Res ¦ LED General Service Lamp Outdoor - 80 lpw | SDG&E ¦ All | SDG&E | All | Electric | LED general service outdoor lamp with 80 lpw efficacy | Average Existing and Code | 0 | Conventional | Lighting | Res - Multi Family | Res | ROB and NEW | 0 | Residential Households | lamp | 16 | DEER:Indoor_CFL_Ltg | 9.35 | 0.000802 | 0 | Lighting tables, webscraped data | 3.572 | 2020 | 0 | 0 | 2020 | 0 | 0 | Guidehouse Group B Eval Webscraping | LED General Service Lamps - Outdoor ¦ SDG&E ¦ All | LED General Service Lamps - Outdoor | 0.96519 | 1 | 0.52252 | MICS - Navigant 2015 | 0 | 2012 | 0.91
RES-LIGHTING-41.1 | Res ¦ LED General Service Lamp Outdoor - 95 lpw ¦ SDG&E ¦ All | Res ¦ LED General Service Lamp Outdoor - 95 lpw | SDG&E ¦ All | SDG&E | All | Electric | LED general service outdoor lamp with 95 lpw efficacy | Efficient | 0 | Conventional | Lighting | Res - Single Family | Res | ROB and NEW | 0 | Residential Households | lamp | 16 | DEER:Indoor_CFL_Ltg | 7.8737 | 0.00067453 | 0 | Lighting tables, webscraped data | 5.276 | 2020 | 0 | 0 | 2020 | 0 | 0 | Guidehouse Group B Eval Webscraping | LED General Service Lamps - Outdoor ¦ SDG&E ¦ All | LED General Service Lamps - Outdoor | 2.8151 | 1 | 0.38739 | MICS - Navigant 2015 | 0 | 2012 | 0.91
RES-LIGHTING-41.2 | Res ¦ LED General Service Lamp Outdoor - 95 lpw ¦ SDG&E ¦ All | Res ¦ LED General Service Lamp Outdoor - 95 lpw | SDG&E ¦ All | SDG&E | All | Electric | LED general service outdoor lamp with 95 lpw efficacy | Efficient | 0 | Conventional | Lighting | Res - Multi Family | Res | ROB and NEW | 0 | Residential Households | lamp | 16 | DEER:Indoor_CFL_Ltg | 7.8737 | 0.00067537 | 0 | Lighting tables, webscraped data | 5.276 | 2020 | 0 | 0 | 2020 | 0 | 0 | Guidehouse Group B Eval Webscraping | LED General Service Lamps - Outdoor ¦ SDG&E ¦ All | LED General Service Lamps - Outdoor | 0.96519 | 1 | 0.38739 | MICS - Navigant 2015 | 0 | 2012 | 0.91
RES-LIGHTING-42.1 | Res ¦ LED General Service Lamp Outdoor - 110 lpw ¦ SDG&E ¦ All | Res ¦ LED General Service Lamp Outdoor - 110 lpw | SDG&E ¦ All | SDG&E | All | Electric | LED general service outdoor lamp with 110 lpw efficacy | Efficient | 0 | Conventional | Lighting | Res - Single Family | Res | ROB and NEW | 0 | Residential Households | lamp | 16 | DEER:Indoor_CFL_Ltg | 6.8 | 0.00058255 | 0 | Lighting tables, webscraped data | 6.98 | 2020 | 0 | 0 | 2020 | 0 | 0 | Guidehouse Group B Eval Webscraping | LED General Service Lamps - Outdoor ¦ SDG&E ¦ All | LED General Service Lamps - Outdoor | 2.8151 | 1 | 0.09009 | MICS - Navigant 2015 | 0 | 2012 | 0.91
RES-LIGHTING-42.2 | Res ¦ LED General Service Lamp Outdoor - 110 lpw ¦ SDG&E ¦ All | Res ¦ LED General Service Lamp Outdoor - 110 lpw | SDG&E ¦ All | SDG&E | All | Electric | LED general service outdoor lamp with 110 lpw efficacy | Efficient | 0 | Conventional | Lighting | Res - Multi Family | Res | ROB and NEW | 0 | Residential Households | lamp | 16 | DEER:Indoor_CFL_Ltg | 6.8 | 0.00058327 | 0 | Lighting tables, webscraped data | 6.98 | 2020 | 0 | 0 | 2020 | 0 | 0 | Guidehouse Group B Eval Webscraping | LED General Service Lamps - Outdoor ¦ SDG&E ¦ All | LED General Service Lamps - Outdoor | 0.96519 | 1 | 0.09009 | MICS - Navigant 2015 | 0 | 2012 | 0.91
RES-LIGHTING-50.1 | Res ¦ LED Specialty Lamp Outdoor - 65 lpw ¦ PG&E ¦ All | Res ¦ LED Specialty Lamp Outdoor - 65 lpw | PG&E ¦ All | PG&E | All | Electric | LED specialty outdoor lamp with 65 lpw efficacy | Average Existing and Code | 0 | Conventional | Lighting | Res - Single Family | Res | ROB and NEW | 0 | Residential Households | lamp | 16 | DEER:Indoor_CFL_Ltg | 4.675 | 0.000349 | 0 | Lighting tables, webscraped data | 5.9724 | 2020 | 0 | 0 | 2020 | 0 | 0 | Workpapers SCE17LG129.2, SCE17LG130.2, and webscraping | LED Specialty Lamps - Outdoor ¦ PG&E ¦ All | LED Specialty Lamps - Outdoor | 0.81506 | 1 | 0.77463 | MICS - Navigant 2015 | 0 | 2012 | 0.91
RES-LIGHTING-50.2 | Res ¦ LED Specialty Lamp Outdoor - 65 lpw ¦ PG&E ¦ All | Res ¦ LED Specialty Lamp Outdoor - 65 lpw | PG&E ¦ All | PG&E | All | Electric | LED specialty outdoor lamp with 65 lpw efficacy | Average Existing and Code | 0 | Conventional | Lighting | Res - Multi Family | Res | ROB and NEW | 0 | Residential Households | lamp | 16 | DEER:Indoor_CFL_Ltg | 4.675 | 0.0003545 | 0 | Lighting tables, webscraped data | 5.9724 | 2020 | 0 | 0 | 2020 | 0 | 0 | Workpapers SCE17LG129.2, SCE17LG130.2, and webscraping | LED Specialty Lamps - Outdoor ¦ PG&E ¦ All | LED Specialty Lamps - Outdoor | 0.14328 | 1 | 0.77463 | MICS - Navigant 2015 | 0 | 2012 | 0.91
RES-LIGHTING-51.1 | Res ¦ LED Specialty Lamp Outdoor - 85 lpw ¦ PG&E ¦ All | Res ¦ LED Specialty Lamp Outdoor - 85 lpw | PG&E ¦ All | PG&E | All | Electric | LED specialty outdoor lamp with 85 lpw efficacy | Efficient | 0 | Conventional | Lighting | Res - Single Family | Res | ROB and NEW | 0 | Residential Households | lamp | 16 | DEER:Indoor_CFL_Ltg | 3.575 | 0.00026688 | 0 | Lighting tables, webscraped data | 6.6129 | 2020 | 0 | 0 | 2020 | 0 | 0 | Workpapers SCE17LG129.2, SCE17LG130.2, and webscraping | LED Specialty Lamps - Outdoor ¦ PG&E ¦ All | LED Specialty Lamps - Outdoor | 0.81506 | 1 | 0.1099 | MICS - Navigant 2015 | 0 | 2012 | 0.91
RES-LIGHTING-51.2 | Res ¦ LED Specialty Lamp Outdoor - 85 lpw ¦ PG&E ¦ All | Res ¦ LED Specialty Lamp Outdoor - 85 lpw | PG&E ¦ All | PG&E | All | Electric | LED specialty outdoor lamp with 85 lpw efficacy | Efficient | 0 | Conventional | Lighting | Res - Multi Family | Res | ROB and NEW | 0 | Residential Households | lamp | 16 | DEER:Indoor_CFL_Ltg | 3.575 | 0.00027109 | 0 | Lighting tables, webscraped data | 6.6129 | 2020 | 0 | 0 | 2020 | 0 | 0 | Workpapers SCE17LG129.2, SCE17LG130.2, and webscraping | LED Specialty Lamps - Outdoor ¦ PG&E ¦ All | LED Specialty Lamps - Outdoor | 0.14328 | 1 | 0.1099 | MICS - Navigant 2015 | 0 | 2012 | 0.91
RES-LIGHTING-52.1 | Res ¦ LED Specialty Lamp Outdoor - 100 lpw ¦ PG&E ¦ All | Res ¦ LED Specialty Lamp Outdoor - 100 lpw | PG&E ¦ All | PG&E | All | Electric | LED specialty outdoor lamp with 100 lpw efficacy | Efficient | 0 | Conventional | Lighting | Res - Single Family | Res | ROB and NEW | 0 | Residential Households | lamp | 16 | DEER:Indoor_CFL_Ltg | 3.0387 | 0.00022685 | 0 | Lighting tables, webscraped data | 7.0932 | 2020 | 0 | 0 | 2020 | 0 | 0 | Workpapers SCE17LG129.2, SCE17LG130.2, and webscraping | LED Specialty Lamps - Outdoor ¦ PG&E ¦ All | LED Specialty Lamps - Outdoor | 0.81506 | 1 | 0.11546 | MICS - Navigant 2015 | 0 | 2012 | 0.91
RES-LIGHTING-52.2 | Res ¦ LED Specialty Lamp Outdoor - 100 lpw ¦ PG&E ¦ All | Res ¦ LED Specialty Lamp Outdoor - 100 lpw | PG&E ¦ All | PG&E | All | Electric | LED specialty outdoor lamp with 100 lpw efficacy | Efficient | 0 | Conventional | Lighting | Res - Multi Family | Res | ROB and NEW | 0 | Residential Households | lamp | 16 | DEER:Indoor_CFL_Ltg | 3.0387 | 0.00023043 | 0 | Lighting tables, webscraped data | 7.0932 | 2020 | 0 | 0 | 2020 | 0 | 0 | Workpapers SCE17LG129.2, SCE17LG130.2, and webscraping | LED Specialty Lamps - Outdoor ¦ PG&E ¦ All | LED Specialty Lamps - Outdoor | 0.14328 | 1 | 0.11546 | MICS - Navigant 2015 | 0 | 2012 | 0.91
RES-LIGHTING-50.1 | Res ¦ LED Specialty Lamp Outdoor - 65 lpw ¦ SCE ¦ All | Res ¦ LED Specialty Lamp Outdoor - 65 lpw | SCE ¦ All | SCE | All | Electric | LED specialty outdoor lamp with 65 lpw efficacy | Average Existing and Code | 0 | Conventional | Lighting | Res - Single Family | Res | ROB and NEW | 0 | Residential Households | lamp | 16 | DEER:Indoor_CFL_Ltg | 4.675 | 0.0003935 | 0 | Lighting tables, webscraped data | 5.9724 | 2020 | 0 | 0 | 2020 | 0 | 0 | Workpapers SCE17LG129.2, SCE17LG130.2, and webscraping | LED Specialty Lamps - Outdoor ¦ SCE ¦ All | LED Specialty Lamps - Outdoor | 1.5483 | 1 | 0.77463 | MICS - Navigant 2015 | 0 | 2012 | 0.91
RES-LIGHTING-50.2 | Res ¦ LED Specialty Lamp Outdoor - 65 lpw ¦ SCE ¦ All | Res ¦ LED Specialty Lamp Outdoor - 65 lpw | SCE ¦ All | SCE | All | Electric | LED specialty outdoor lamp with 65 lpw efficacy | Average Existing and Code | 0 | Conventional | Lighting | Res - Multi Family | Res | ROB and NEW | 0 | Residential Households | lamp | 16 | DEER:Indoor_CFL_Ltg | 4.675 | 0.0004005 | 0 | Lighting tables, webscraped data | 5.9724 | 2020 | 0 | 0 | 2020 | 0 | 0 | Workpapers SCE17LG129.2, SCE17LG130.2, and webscraping | LED Specialty Lamps - Outdoor ¦ SCE ¦ All | LED Specialty Lamps - Outdoor | 0.31257 | 1 | 0.77463 | MICS - Navigant 2015 | 0 | 2012 | 0.91
RES-LIGHTING-51.1 | Res ¦ LED Specialty Lamp Outdoor - 85 lpw ¦ SCE ¦ All | Res ¦ LED Specialty Lamp Outdoor - 85 lpw | SCE ¦ All | SCE | All | Electric | LED specialty outdoor lamp with 85 lpw efficacy | Efficient | 0 | Conventional | Lighting | Res - Single Family | Res | ROB and NEW | 0 | Residential Households | lamp | 16 | DEER:Indoor_CFL_Ltg | 3.575 | 0.00030091 | 0 | Lighting tables, webscraped data | 6.6129 | 2020 | 0 | 0 | 2020 | 0 | 0 | Workpapers SCE17LG129.2, SCE17LG130.2, and webscraping | LED Specialty Lamps - Outdoor ¦ SCE ¦ All | LED Specialty Lamps - Outdoor | 1.5483 | 1 | 0.1099 | MICS - Navigant 2015 | 0 | 2012 | 0.91
RES-LIGHTING-51.2 | Res ¦ LED Specialty Lamp Outdoor - 85 lpw ¦ SCE ¦ All | Res ¦ LED Specialty Lamp Outdoor - 85 lpw | SCE ¦ All | SCE | All | Electric | LED specialty outdoor lamp with 85 lpw efficacy | Efficient | 0 | Conventional | Lighting | Res - Multi Family | Res | ROB and NEW | 0 | Residential Households | lamp | 16 | DEER:Indoor_CFL_Ltg | 3.575 | 0.00030626 | 0 | Lighting tables, webscraped data | 6.6129 | 2020 | 0 | 0 | 2020 | 0 | 0 | Workpapers SCE17LG129.2, SCE17LG130.2, and webscraping | LED Specialty Lamps - Outdoor ¦ SCE ¦ All | LED Specialty Lamps - Outdoor | 0.31257 | 1 | 0.1099 | MICS - Navigant 2015 | 0 | 2012 | 0.91
RES-LIGHTING-52.1 | Res ¦ LED Specialty Lamp Outdoor - 100 lpw ¦ SCE ¦ All | Res ¦ LED Specialty Lamp Outdoor - 100 lpw | SCE ¦ All | SCE | All | Electric | LED specialty outdoor lamp with 100 lpw efficacy | Efficient | 0 | Conventional | Lighting | Res - Single Family | Res | ROB and NEW | 0 | Residential Households | lamp | 16 | DEER:Indoor_CFL_Ltg | 3.0387 | 0.00025578 | 0 | Lighting tables, webscraped data | 7.0932 | 2020 | 0 | 0 | 2020 | 0 | 0 | Workpapers SCE17LG129.2, SCE17LG130.2, and webscraping | LED Specialty Lamps - Outdoor ¦ SCE ¦ All | LED Specialty Lamps - Outdoor | 1.5483 | 1 | 0.11546 | MICS - Navigant 2015 | 0 | 2012 | 0.91
RES-LIGHTING-52.2 | Res ¦ LED Specialty Lamp Outdoor - 100 lpw ¦ SCE ¦ All | Res ¦ LED Specialty Lamp Outdoor - 100 lpw | SCE ¦ All | SCE | All | Electric | LED specialty outdoor lamp with 100 lpw efficacy | Efficient | 0 | Conventional | Lighting | Res - Multi Family | Res | ROB and NEW | 0 | Residential Households | lamp | 16 | DEER:Indoor_CFL_Ltg | 3.0387 | 0.00026032 | 0 | Lighting tables, webscraped data | 7.0932 | 2020 | 0 | 0 | 2020 | 0 | 0 | Workpapers SCE17LG129.2, SCE17LG130.2, and webscraping | LED Specialty Lamps - Outdoor ¦ SCE ¦ All | LED Specialty Lamps - Outdoor | 0.31257 | 1 | 0.11546 | MICS - Navigant 2015 | 0 | 2012 | 0.91
RES-LIGHTING-50.1 | Res ¦ LED Specialty Lamp Outdoor - 65 lpw ¦ SDG&E ¦ All | Res ¦ LED Specialty Lamp Outdoor - 65 lpw | SDG&E ¦ All | SDG&E | All | Electric | LED specialty outdoor lamp with 65 lpw efficacy | Average Existing and Code | 0 | Conventional | Lighting | Res - Single Family | Res | ROB and NEW | 0 | Residential Households | lamp | 16 | DEER:Indoor_CFL_Ltg | 4.675 | 0.0004005 | 0 | Lighting tables, webscraped data | 5.9724 | 2020 | 0 | 0 | 2020 | 0 | 0 | Workpapers SCE17LG129.2, SCE17LG130.2, and webscraping | LED Specialty Lamps - Outdoor ¦ SDG&E ¦ All | LED Specialty Lamps - Outdoor | 1.1525 | 1 | 0.77463 | MICS - Navigant 2015 | 0 | 2012 | 0.91
RES-LIGHTING-50.2 | Res ¦ LED Specialty Lamp Outdoor - 65 lpw ¦ SDG&E ¦ All | Res ¦ LED Specialty Lamp Outdoor - 65 lpw | SDG&E ¦ All | SDG&E | All | Electric | LED specialty outdoor lamp with 65 lpw efficacy | Average Existing and Code | 0 | Conventional | Lighting | Res - Multi Family | Res | ROB and NEW | 0 | Residential Households | lamp | 16 | DEER:Indoor_CFL_Ltg | 4.675 | 0.000401 | 0 | Lighting tables, webscraped data | 5.9724 | 2020 | 0 | 0 | 2020 | 0 | 0 | Workpapers SCE17LG129.2, SCE17LG130.2, and webscraping | LED Specialty Lamps - Outdoor ¦ SDG&E ¦ All | LED Specialty Lamps - Outdoor | 0.20614 | 1 | 0.77463 | MICS - Navigant 2015 | 0 | 2012 | 0.91
RES-LIGHTING-51.1 | Res ¦ LED Specialty Lamp Outdoor - 85 lpw ¦ SDG&E ¦ All | Res ¦ LED Specialty Lamp Outdoor - 85 lpw | SDG&E ¦ All | SDG&E | All | Electric | LED specialty outdoor lamp with 85 lpw efficacy | Efficient | 0 | Conventional | Lighting | Res - Single Family | Res | ROB and NEW | 0 | Residential Households | lamp | 16 | DEER:Indoor_CFL_Ltg | 3.575 | 0.00030626 | 0 | Lighting tables, webscraped data | 6.6129 | 2020 | 0 | 0 | 2020 | 0 | 0 | Workpapers SCE17LG129.2, SCE17LG130.2, and webscraping | LED Specialty Lamps - Outdoor ¦ SDG&E ¦ All | LED Specialty Lamps - Outdoor | 1.1525 | 1 | 0.1099 | MICS - Navigant 2015 | 0 | 2012 | 0.91
RES-LIGHTING-51.2 | Res ¦ LED Specialty Lamp Outdoor - 85 lpw ¦ SDG&E ¦ All | Res ¦ LED Specialty Lamp Outdoor - 85 lpw | SDG&E ¦ All | SDG&E | All | Electric | LED specialty outdoor lamp with 85 lpw efficacy | Efficient | 0 | Conventional | Lighting | Res - Multi Family | Res | ROB and NEW | 0 | Residential Households | lamp | 16 | DEER:Indoor_CFL_Ltg | 3.575 | 0.00030665 | 0 | Lighting tables, webscraped data | 6.6129 | 2020 | 0 | 0 | 2020 | 0 | 0 | Workpapers SCE17LG129.2, SCE17LG130.2, and webscraping | LED Specialty Lamps - Outdoor ¦ SDG&E ¦ All | LED Specialty Lamps - Outdoor | 0.20614 | 1 | 0.1099 | MICS - Navigant 2015 | 0 | 2012 | 0.91
RES-LIGHTING-52.1 | Res ¦ LED Specialty Lamp Outdoor - 100 lpw ¦ SDG&E ¦ All | Res ¦ LED Specialty Lamp Outdoor - 100 lpw | SDG&E ¦ All | SDG&E | All | Electric | LED specialty outdoor lamp with 100 lpw efficacy | Efficient | 0 | Conventional | Lighting | Res - Single Family | Res | ROB and NEW | 0 | Residential Households | lamp | 16 | DEER:Indoor_CFL_Ltg | 3.0387 | 0.00026032 | 0 | Lighting tables, webscraped data | 7.0932 | 2020 | 0 | 0 | 2020 | 0 | 0 | Workpapers SCE17LG129.2, SCE17LG130.2, and webscraping | LED Specialty Lamps - Outdoor ¦ SDG&E ¦ All | LED Specialty Lamps - Outdoor | 1.1525 | 1 | 0.11546 | MICS - Navigant 2015 | 0 | 2012 | 0.91
RES-LIGHTING-52.2 | Res ¦ LED Specialty Lamp Outdoor - 100 lpw ¦ SDG&E ¦ All | Res ¦ LED Specialty Lamp Outdoor - 100 lpw | SDG&E ¦ All | SDG&E | All | Electric | LED specialty outdoor lamp with 100 lpw efficacy | Efficient | 0 | Conventional | Lighting | Res - Multi Family | Res | ROB and NEW | 0 | Residential Households | lamp | 16 | DEER:Indoor_CFL_Ltg | 3.0387 | 0.00026065 | 0 | Lighting tables, webscraped data | 7.0932 | 2020 | 0 | 0 | 2020 | 0 | 0 | Workpapers SCE17LG129.2, SCE17LG130.2, and webscraping | LED Specialty Lamps - Outdoor ¦ SDG&E ¦ All | LED Specialty Lamps - Outdoor | 0.20614 | 1 | 0.11546 | MICS - Navigant 2015 | 0 | 2012 | 0.91
RES-LIGHTING-60.1 | Res ¦ LED Reflector Lamp Indoor - 80 lpw ¦ PG&E ¦ All | Res ¦ LED Reflector Lamp Indoor - 80 lpw | PG&E ¦ All | PG&E | All | Electric | LED reflector indoor lamp with 80 lpw efficacy | Average Existing and Code | 0 | Conventional | Lighting | Res - Single Family | Res | ROB and NEW | 0 | Residential Households | lamp | 16 | DEER:Indoor_CFL_Ltg | 2.705 | 0.000349 | 0 | Lighting tables, webscraped data | 6.0519 | 2020 | 0 | 0 | 2020 | 0 | 0 | Guidehouse Group B Eval Webscraping | LED Reflector Lamps - Indoor ¦ PG&E ¦ All | LED Reflector Lamps - Indoor | 4.7879 | 1 | 0.82051 | MICS - Navigant 2015 | 0 | 2012 | 0.91
RES-LIGHTING-60.2 | Res ¦ LED Reflector Lamp Indoor - 80 lpw ¦ PG&E ¦ All | Res ¦ LED Reflector Lamp Indoor - 80 lpw | PG&E ¦ All | PG&E | All | Electric | LED reflector indoor lamp with 80 lpw efficacy | Average Existing and Code | 0 | Conventional | Lighting | Res - Multi Family | Res | ROB and NEW | 0 | Residential Households | lamp | 16 | DEER:Indoor_CFL_Ltg | 2.705 | 0.0003545 | 0 | Lighting tables, webscraped data | 6.0519 | 2020 | 0 | 0 | 2020 | 0 | 0 | Guidehouse Group B Eval Webscraping | LED Reflector Lamps - Indoor ¦ PG&E ¦ All | LED Reflector Lamps - Indoor | 1.1661 | 1 | 0.82051 | MICS - Navigant 2015 | 0 | 2012 | 0.91
RES-LIGHTING-61.1 | Res ¦ LED Reflector Lamp Indoor - 90 lpw ¦ PG&E ¦ All | Res ¦ LED Reflector Lamp Indoor - 90 lpw | PG&E ¦ All | PG&E | All | Electric | LED reflector indoor lamp with 90 lpw efficacy | Efficient | 0 | Conventional | Lighting | Res - Single Family | Res | ROB and NEW | 0 | Residential Households | lamp | 16 | DEER:Indoor_CFL_Ltg | 2.3894 | 0.00029665 | 0.0071232 | Lighting tables, webscraped data | 6.5252 | 2020 | 0 | 0 | 2020 | 0 | 0 | Guidehouse Group B Eval Webscraping | LED Reflector Lamps - Indoor ¦ PG&E ¦ All | LED Reflector Lamps - Indoor | 4.7879 | 1 | 0.051282 | MICS - Navigant 2015 | 0 | 2012 | 0.91
RES-LIGHTING-61.2 | Res ¦ LED Reflector Lamp Indoor - 90 lpw ¦ PG&E ¦ All | Res ¦ LED Reflector Lamp Indoor - 90 lpw | PG&E ¦ All | PG&E | All | Electric | LED reflector indoor lamp with 90 lpw efficacy | Efficient | 0 | Conventional | Lighting | Res - Multi Family | Res | ROB and NEW | 0 | Residential Households | lamp | 16 | DEER:Indoor_CFL_Ltg | 2.4044 | 0.00030763 | 0.0051996 | Lighting tables, webscraped data | 6.5252 | 2020 | 0 | 0 | 2020 | 0 | 0 | Guidehouse Group B Eval Webscraping | LED Reflector Lamps - Indoor ¦ PG&E ¦ All | LED Reflector Lamps - Indoor | 1.1661 | 1 | 0.051282 | MICS - Navigant 2015 | 0 | 2012 | 0.91
RES-LIGHTING-62.1 | Res ¦ LED Reflector Lamp Indoor - 100 lpw ¦ PG&E ¦ All | Res ¦ LED Reflector Lamp Indoor - 100 lpw | PG&E ¦ All | PG&E | All | Electric | LED reflector indoor lamp with 100 lpw efficacy | Efficient | 0 | Conventional | Lighting | Res - Single Family | Res | ROB and NEW | 0 | Residential Households | lamp | 16 | DEER:Indoor_CFL_Ltg | 2.137 | 0.00025477 | 0.012822 | Lighting tables, webscraped data | 6.9986 | 2020 | 0 | 0 | 2020 | 0 | 0 | Guidehouse Group B Eval Webscraping | LED Reflector Lamps - Indoor ¦ PG&E ¦ All | LED Reflector Lamps - Indoor | 4.7879 | 1 | 0.12821 | MICS - Navigant 2015 | 0 | 2012 | 0.91
RES-LIGHTING-62.2 | Res ¦ LED Reflector Lamp Indoor - 100 lpw ¦ PG&E ¦ All | Res ¦ LED Reflector Lamp Indoor - 100 lpw | PG&E ¦ All | PG&E | All | Electric | LED reflector indoor lamp with 100 lpw efficacy | Efficient | 0 | Conventional | Lighting | Res - Multi Family | Res | ROB and NEW | 0 | Residential Households | lamp | 16 | DEER:Indoor_CFL_Ltg | 2.164 | 0.00027013 | 0.0093593 | Lighting tables, webscraped data | 6.9986 | 2020 | 0 | 0 | 2020 | 0 | 0 | Guidehouse Group B Eval Webscraping | LED Reflector Lamps - Indoor ¦ PG&E ¦ All | LED Reflector Lamps - Indoor | 1.1661 | 1 | 0.12821 | MICS - Navigant 2015 | 0 | 2012 | 0.91
RES-LIGHTING-60.1 | Res ¦ LED Reflector Lamp Indoor - 80 lpw ¦ SCE ¦ All | Res ¦ LED Reflector Lamp Indoor - 80 lpw | SCE ¦ All | SCE | All | Electric | LED reflector indoor lamp with 80 lpw efficacy | Average Existing and Code | 0 | Conventional | Lighting | Res - Single Family | Res | ROB and NEW | 0 | Residential Households | lamp | 16 | DEER:Indoor_CFL_Ltg | 2.705 | 0.0003935 | 0 | Lighting tables, webscraped data | 6.0519 | 2020 | 0 | 0 | 2020 | 0 | 0 | Guidehouse Group B Eval Webscraping | LED Reflector Lamps - Indoor ¦ SCE ¦ All | LED Reflector Lamps - Indoor | 5.5379 | 1 | 0.82051 | MICS - Navigant 2015 | 0 | 2012 | 0.91
RES-LIGHTING-60.2 | Res ¦ LED Reflector Lamp Indoor - 80 lpw ¦ SCE ¦ All | Res ¦ LED Reflector Lamp Indoor - 80 lpw | SCE ¦ All | SCE | All | Electric | LED reflector indoor lamp with 80 lpw efficacy | Average Existing and Code | 0 | Conventional | Lighting | Res - Multi Family | Res | ROB and NEW | 0 | Residential Households | lamp | 16 | DEER:Indoor_CFL_Ltg | 2.705 | 0.0004005 | 0 | Lighting tables, webscraped data | 6.0519 | 2020 | 0 | 0 | 2020 | 0 | 0 | Guidehouse Group B Eval Webscraping | LED Reflector Lamps - Indoor ¦ SCE ¦ All | LED Reflector Lamps - Indoor | 1.8477 | 1 | 0.82051 | MICS - Navigant 2015 | 0 | 2012 | 0.91
RES-LIGHTING-61.1 | Res ¦ LED Reflector Lamp Indoor - 90 lpw ¦ SCE ¦ All | Res ¦ LED Reflector Lamp Indoor - 90 lpw | SCE ¦ All | SCE | All | Electric | LED reflector indoor lamp with 90 lpw efficacy | Efficient | 0 | Conventional | Lighting | Res - Single Family | Res | ROB and NEW | 0 | Residential Households | lamp | 16 | DEER:Indoor_CFL_Ltg | 2.3774 | 0.00033666 | 0.0059811 | Lighting tables, webscraped data | 6.5252 | 2020 | 0 | 0 | 2020 | 0 | 0 | Guidehouse Group B Eval Webscraping | LED Reflector Lamps - Indoor ¦ SCE ¦ All | LED Reflector Lamps - Indoor | 5.5379 | 1 | 0.051282 | MICS - Navigant 2015 | 0 | 2012 | 0.91
RES-LIGHTING-61.2 | Res ¦ LED Reflector Lamp Indoor - 90 lpw ¦ SCE ¦ All | Res ¦ LED Reflector Lamp Indoor - 90 lpw | SCE ¦ All | SCE | All | Electric | LED reflector indoor lamp with 90 lpw efficacy | Efficient | 0 | Conventional | Lighting | Res - Multi Family | Res | ROB and NEW | 0 | Residential Households | lamp | 16 | DEER:Indoor_CFL_Ltg | 2.3864 | 0.00034398 | 0.0038772 | Lighting tables, webscraped data | 6.5252 | 2020 | 0 | 0 | 2020 | 0 | 0 | Guidehouse Group B Eval Webscraping | LED Reflector Lamps - Indoor ¦ SCE ¦ All | LED Reflector Lamps - Indoor | 1.8477 | 1 | 0.051282 | MICS - Navigant 2015 | 0 | 2012 | 0.91
RES-LIGHTING-62.1 | Res ¦ LED Reflector Lamp Indoor - 100 lpw ¦ SCE ¦ All | Res ¦ LED Reflector Lamp Indoor - 100 lpw | SCE ¦ All | SCE | All | Electric | LED reflector indoor lamp with 100 lpw efficacy | Efficient | 0 | Conventional | Lighting | Res - Single Family | Res | ROB and NEW | 0 | Residential Households | lamp | 16 | DEER:Indoor_CFL_Ltg | 2.1153 | 0.00029119 | 0.010766 | Lighting tables, webscraped data | 6.9986 | 2020 | 0 | 0 | 2020 | 0 | 0 | Guidehouse Group B Eval Webscraping | LED Reflector Lamps - Indoor ¦ SCE ¦ All | LED Reflector Lamps - Indoor | 5.5379 | 1 | 0.12821 | MICS - Navigant 2015 | 0 | 2012 | 0.91
RES-LIGHTING-62.2 | Res ¦ LED Reflector Lamp Indoor - 100 lpw ¦ SCE ¦ All | Res ¦ LED Reflector Lamp Indoor - 100 lpw | SCE ¦ All | SCE | All | Electric | LED reflector indoor lamp with 100 lpw efficacy | Efficient | 0 | Conventional | Lighting | Res - Multi Family | Res | ROB and NEW | 0 | Residential Households | lamp | 16 | DEER:Indoor_CFL_Ltg | 2.1315 | 0.00029877 | 0.0069789 | Lighting tables, webscraped data | 6.9986 | 2020 | 0 | 0 | 2020 | 0 | 0 | Guidehouse Group B Eval Webscraping | LED Reflector Lamps - Indoor ¦ SCE ¦ All | LED Reflector Lamps - Indoor | 1.8477 | 1 | 0.12821 | MICS - Navigant 2015 | 0 | 2012 | 0.91
RES-LIGHTING-60.1 | Res ¦ LED Reflector Lamp Indoor - 80 lpw ¦ SDG&E ¦ All | Res ¦ LED Reflector Lamp Indoor - 80 lpw | SDG&E ¦ All | SDG&E | All | Electric | LED reflector indoor lamp with 80 lpw efficacy | Average Existing and Code | 0 | Conventional | Lighting | Res - Single Family | Res | ROB and NEW | 0 | Residential Households | lamp | 16 | DEER:Indoor_CFL_Ltg | 2.705 | 0.0004005 | 0 | Lighting tables, webscraped data | 6.0519 | 2020 | 0 | 0 | 2020 | 0 | 0 | Guidehouse Group B Eval Webscraping | LED Reflector Lamps - Indoor ¦ SDG&E ¦ All | LED Reflector Lamps - Indoor | 7.82 | 1 | 0.82051 | MICS - Navigant 2015 | 0 | 2012 | 0.91
RES-LIGHTING-60.2 | Res ¦ LED Reflector Lamp Indoor - 80 lpw ¦ SDG&E ¦ All | Res ¦ LED Reflector Lamp Indoor - 80 lpw | SDG&E ¦ All | SDG&E | All | Electric | LED reflector indoor lamp with 80 lpw efficacy | Average Existing and Code | 0 | Conventional | Lighting | Res - Multi Family | Res | ROB and NEW | 0 | Residential Households | lamp | 16 | DEER:Indoor_CFL_Ltg | 2.705 | 0.000401 | 0 | Lighting tables, webscraped data | 6.0519 | 2020 | 0 | 0 | 2020 | 0 | 0 | Guidehouse Group B Eval Webscraping | LED Reflector Lamps - Indoor ¦ SDG&E ¦ All | LED Reflector Lamps - Indoor | 2.4546 | 1 | 0.82051 | MICS - Navigant 2015 | 0 | 2012 | 0.91
RES-LIGHTING-61.1 | Res ¦ LED Reflector Lamp Indoor - 90 lpw ¦ SDG&E ¦ All | Res ¦ LED Reflector Lamp Indoor - 90 lpw | SDG&E ¦ All | SDG&E | All | Electric | LED reflector indoor lamp with 90 lpw efficacy | Efficient | 0 | Conventional | Lighting | Res - Single Family | Res | ROB and NEW | 0 | Residential Households | lamp | 16 | DEER:Indoor_CFL_Ltg | 2.3924 | 0.0003471 | 0.0058608 | Lighting tables, webscraped data | 6.5252 | 2020 | 0 | 0 | 2020 | 0 | 0 | Guidehouse Group B Eval Webscraping | LED Reflector Lamps - Indoor ¦ SDG&E ¦ All | LED Reflector Lamps - Indoor | 7.82 | 1 | 0.051282 | MICS - Navigant 2015 | 0 | 2012 | 0.91
RES-LIGHTING-61.2 | Res ¦ LED Reflector Lamp Indoor - 90 lpw ¦ SDG&E ¦ All | Res ¦ LED Reflector Lamp Indoor - 90 lpw | SDG&E ¦ All | SDG&E | All | Electric | LED reflector indoor lamp with 90 lpw efficacy | Efficient | 0 | Conventional | Lighting | Res - Multi Family | Res | ROB and NEW | 0 | Residential Households | lamp | 16 | DEER:Indoor_CFL_Ltg | 2.3894 | 0.00034664 | 0.0038171 | Lighting tables, webscraped data | 6.5252 | 2020 | 0 | 0 | 2020 | 0 | 0 | Guidehouse Group B Eval Webscraping | LED Reflector Lamps - Indoor ¦ SDG&E ¦ All | LED Reflector Lamps - Indoor | 2.4546 | 1 | 0.051282 | MICS - Navigant 2015 | 0 | 2012 | 0.91
RES-LIGHTING-62.1 | Res ¦ LED Reflector Lamp Indoor - 100 lpw ¦ SDG&E ¦ All | Res ¦ LED Reflector Lamp Indoor - 100 lpw | SDG&E ¦ All | SDG&E | All | Electric | LED reflector indoor lamp with 100 lpw efficacy | Efficient | 0 | Conventional | Lighting | Res - Single Family | Res | ROB and NEW | 0 | Residential Households | lamp | 16 | DEER:Indoor_CFL_Ltg | 2.1424 | 0.00030438 | 0.010549 | Lighting tables, webscraped data | 6.9986 | 2020 | 0 | 0 | 2020 | 0 | 0 | Guidehouse Group B Eval Webscraping | LED Reflector Lamps - Indoor ¦ SDG&E ¦ All | LED Reflector Lamps - Indoor | 7.82 | 1 | 0.12821 | MICS - Navigant 2015 | 0 | 2012 | 0.91
RES-LIGHTING-62.2 | Res ¦ LED Reflector Lamp Indoor - 100 lpw ¦ SDG&E ¦ All | Res ¦ LED Reflector Lamp Indoor - 100 lpw | SDG&E ¦ All | SDG&E | All | Electric | LED reflector indoor lamp with 100 lpw efficacy | Efficient | 0 | Conventional | Lighting | Res - Multi Family | Res | ROB and NEW | 0 | Residential Households | lamp | 16 | DEER:Indoor_CFL_Ltg | 2.137 | 0.00030316 | 0.0068707 | Lighting tables, webscraped data | 6.9986 | 2020 | 0 | 0 | 2020 | 0 | 0 | Guidehouse Group B Eval Webscraping | LED Reflector Lamps - Indoor ¦ SDG&E ¦ All | LED Reflector Lamps - Indoor | 2.4546 | 1 | 0.12821 | MICS - Navigant 2015 | 0 | 2012 | 0.91
RES-LIGHTING-70.1 | Res ¦ LED Reflector Lamp Outdoor - 80 lpw ¦ PG&E ¦ All | Res ¦ LED Reflector Lamp Outdoor - 80 lpw | PG&E ¦ All | PG&E | All | Electric | LED reflector outdoor lamp with 80 lpw efficacy | Average Existing and Code | 0 | Conventional | Lighting | Res - Single Family | Res | ROB and NEW | 0 | Residential Households | lamp | 16 | DEER:Indoor_CFL_Ltg | 4.675 | 0.000349 | 0 | Lighting tables, webscraped data | 6.0519 | 2020 | 0 | 0 | 2020 | 0 | 0 | Guidehouse Group B Eval Webscraping | LED Reflector Lamps - Outdoor ¦ PG&E ¦ All | LED Reflector Lamps - Outdoor | 0.82449 | 1 | 0.82051 | MICS - Navigant 2015 | 0 | 2012 | 0.91
RES-LIGHTING-70.2 | Res ¦ LED Reflector Lamp Outdoor - 80 lpw ¦ PG&E ¦ All | Res ¦ LED Reflector Lamp Outdoor - 80 lpw | PG&E ¦ All | PG&E | All | Electric | LED reflector outdoor lamp with 80 lpw efficacy | Average Existing and Code | 0 | Conventional | Lighting | Res - Multi Family | Res | ROB and NEW | 0 | Residential Households | lamp | 16 | DEER:Indoor_CFL_Ltg | 4.675 | 0.0003545 | 0 | Lighting tables, webscraped data | 6.0519 | 2020 | 0 | 0 | 2020 | 0 | 0 | Guidehouse Group B Eval Webscraping | LED Reflector Lamps - Outdoor ¦ PG&E ¦ All | LED Reflector Lamps - Outdoor | 0.03966 | 1 | 0.82051 | MICS - Navigant 2015 | 0 | 2012 | 0.91
RES-LIGHTING-71.1 | Res ¦ LED Reflector Lamp Outdoor - 90 lpw ¦ PG&E ¦ All | Res ¦ LED Reflector Lamp Outdoor - 90 lpw | PG&E ¦ All | PG&E | All | Electric | LED reflector outdoor lamp with 90 lpw efficacy | Efficient | 0 | Conventional | Lighting | Res - Single Family | Res | ROB and NEW | 0 | Residential Households | lamp | 16 | DEER:Indoor_CFL_Ltg | 4.1556 | 0.00031022 | 0 | Lighting tables, webscraped data | 6.5252 | 2020 | 0 | 0 | 2020 | 0 | 0 | Guidehouse Group B Eval Webscraping | LED Reflector Lamps - Outdoor ¦ PG&E ¦ All | LED Reflector Lamps - Outdoor | 0.82449 | 1 | 0.051282 | MICS - Navigant 2015 | 0 | 2012 | 0.91
RES-LIGHTING-71.2 | Res ¦ LED Reflector Lamp Outdoor - 90 lpw ¦ PG&E ¦ All | Res ¦ LED Reflector Lamp Outdoor - 90 lpw | PG&E ¦ All | PG&E | All | Electric | LED reflector outdoor lamp with 90 lpw efficacy | Efficient | 0 | Conventional | Lighting | Res - Multi Family | Res | ROB and NEW | 0 | Residential Households | lamp | 16 | DEER:Indoor_CFL_Ltg | 4.1556 | 0.00031511 | 0 | Lighting tables, webscraped data | 6.5252 | 2020 | 0 | 0 | 2020 | 0 | 0 | Guidehouse Group B Eval Webscraping | LED Reflector Lamps - Outdoor ¦ PG&E ¦ All | LED Reflector Lamps - Outdoor | 0.03966 | 1 | 0.051282 | MICS - Navigant 2015 | 0 | 2012 | 0.91
RES-LIGHTING-72.1 | Res ¦ LED Reflector Lamp Outdoor - 100 lpw ¦ PG&E ¦ All | Res ¦ LED Reflector Lamp Outdoor - 100 lpw | PG&E ¦ All | PG&E | All | Electric | LED reflector outdoor lamp with 100 lpw efficacy | Efficient | 0 | Conventional | Lighting | Res - Single Family | Res | ROB and NEW | 0 | Residential Households | lamp | 16 | DEER:Indoor_CFL_Ltg | 3.74 | 0.0002792 | 0 | Lighting tables, webscraped data | 6.9986 | 2020 | 0 | 0 | 2020 | 0 | 0 | Guidehouse Group B Eval Webscraping | LED Reflector Lamps - Outdoor ¦ PG&E ¦ All | LED Reflector Lamps - Outdoor | 0.82449 | 1 | 0.12821 | MICS - Navigant 2015 | 0 | 2012 | 0.91
RES-LIGHTING-72.2 | Res ¦ LED Reflector Lamp Outdoor - 100 lpw ¦ PG&E ¦ All | Res ¦ LED Reflector Lamp Outdoor - 100 lpw | PG&E ¦ All | PG&E | All | Electric | LED reflector outdoor lamp with 100 lpw efficacy | Efficient | 0 | Conventional | Lighting | Res - Multi Family | Res | ROB and NEW | 0 | Residential Households | lamp | 16 | DEER:Indoor_CFL_Ltg | 3.74 | 0.0002836 | 0 | Lighting tables, webscraped data | 6.9986 | 2020 | 0 | 0 | 2020 | 0 | 0 | Guidehouse Group B Eval Webscraping | LED Reflector Lamps - Outdoor ¦ PG&E ¦ All | LED Reflector Lamps - Outdoor | 0.03966 | 1 | 0.12821 | MICS - Navigant 2015 | 0 | 2012 | 0.91
RES-LIGHTING-70.1 | Res ¦ LED Reflector Lamp Outdoor - 80 lpw ¦ SCE ¦ All | Res ¦ LED Reflector Lamp Outdoor - 80 lpw | SCE ¦ All | SCE | All | Electric | LED reflector outdoor lamp with 80 lpw efficacy | Average Existing and Code | 0 | Conventional | Lighting | Res - Single Family | Res | ROB and NEW | 0 | Residential Households | lamp | 16 | DEER:Indoor_CFL_Ltg | 4.675 | 0.0003935 | 0 | Lighting tables, webscraped data | 6.0519 | 2020 | 0 | 0 | 2020 | 0 | 0 | Guidehouse Group B Eval Webscraping | LED Reflector Lamps - Outdoor ¦ SCE ¦ All | LED Reflector Lamps - Outdoor | 1.4328 | 1 | 0.82051 | MICS - Navigant 2015 | 0 | 2012 | 0.91
RES-LIGHTING-70.2 | Res ¦ LED Reflector Lamp Outdoor - 80 lpw ¦ SCE ¦ All | Res ¦ LED Reflector Lamp Outdoor - 80 lpw | SCE ¦ All | SCE | All | Electric | LED reflector outdoor lamp with 80 lpw efficacy | Average Existing and Code | 0 | Conventional | Lighting | Res - Multi Family | Res | ROB and NEW | 0 | Residential Households | lamp | 16 | DEER:Indoor_CFL_Ltg | 4.675 | 0.0004005 | 0 | Lighting tables, webscraped data | 6.0519 | 2020 | 0 | 0 | 2020 | 0 | 0 | Guidehouse Group B Eval Webscraping | LED Reflector Lamps - Outdoor ¦ SCE ¦ All | LED Reflector Lamps - Outdoor | 0.010747 | 1 | 0.82051 | MICS - Navigant 2015 | 0 | 2012 | 0.91
RES-LIGHTING-71.1 | Res ¦ LED Reflector Lamp Outdoor - 90 lpw ¦ SCE ¦ All | Res ¦ LED Reflector Lamp Outdoor - 90 lpw | SCE ¦ All | SCE | All | Electric | LED reflector outdoor lamp with 90 lpw efficacy | Efficient | 0 | Conventional | Lighting | Res - Single Family | Res | ROB and NEW | 0 | Residential Households | lamp | 16 | DEER:Indoor_CFL_Ltg | 4.1556 | 0.00034978 | 0 | Lighting tables, webscraped data | 6.5252 | 2020 | 0 | 0 | 2020 | 0 | 0 | Guidehouse Group B Eval Webscraping | LED Reflector Lamps - Outdoor ¦ SCE ¦ All | LED Reflector Lamps - Outdoor | 1.4328 | 1 | 0.051282 | MICS - Navigant 2015 | 0 | 2012 | 0.91
RES-LIGHTING-71.2 | Res ¦ LED Reflector Lamp Outdoor - 90 lpw ¦ SCE ¦ All | Res ¦ LED Reflector Lamp Outdoor - 90 lpw | SCE ¦ All | SCE | All | Electric | LED reflector outdoor lamp with 90 lpw efficacy | Efficient | 0 | Conventional | Lighting | Res - Multi Family | Res | ROB and NEW | 0 | Residential Households | lamp | 16 | DEER:Indoor_CFL_Ltg | 4.1556 | 0.000356 | 0 | Lighting tables, webscraped data | 6.5252 | 2020 | 0 | 0 | 2020 | 0 | 0 | Guidehouse Group B Eval Webscraping | LED Reflector Lamps - Outdoor ¦ SCE ¦ All | LED Reflector Lamps - Outdoor | 0.010747 | 1 | 0.051282 | MICS - Navigant 2015 | 0 | 2012 | 0.91
RES-LIGHTING-72.1 | Res ¦ LED Reflector Lamp Outdoor - 100 lpw ¦ SCE ¦ All | Res ¦ LED Reflector Lamp Outdoor - 100 lpw | SCE ¦ All | SCE | All | Electric | LED reflector outdoor lamp with 100 lpw efficacy | Efficient | 0 | Conventional | Lighting | Res - Single Family | Res | ROB and NEW | 0 | Residential Households | lamp | 16 | DEER:Indoor_CFL_Ltg | 3.74 | 0.0003148 | 0 | Lighting tables, webscraped data | 6.9986 | 2020 | 0 | 0 | 2020 | 0 | 0 | Guidehouse Group B Eval Webscraping | LED Reflector Lamps - Outdoor ¦ SCE ¦ All | LED Reflector Lamps - Outdoor | 1.4328 | 1 | 0.12821 | MICS - Navigant 2015 | 0 | 2012 | 0.91
RES-LIGHTING-72.2 | Res ¦ LED Reflector Lamp Outdoor - 100 lpw ¦ SCE ¦ All | Res ¦ LED Reflector Lamp Outdoor - 100 lpw | SCE ¦ All | SCE | All | Electric | LED reflector outdoor lamp with 100 lpw efficacy | Efficient | 0 | Conventional | Lighting | Res - Multi Family | Res | ROB and NEW | 0 | Residential Households | lamp | 16 | DEER:Indoor_CFL_Ltg | 3.74 | 0.0003204 | 0 | Lighting tables, webscraped data | 6.9986 | 2020 | 0 | 0 | 2020 | 0 | 0 | Guidehouse Group B Eval Webscraping | LED Reflector Lamps - Outdoor ¦ SCE ¦ All | LED Reflector Lamps - Outdoor | 0.010747 | 1 | 0.12821 | MICS - Navigant 2015 | 0 | 2012 | 0.91
RES-LIGHTING-70.1 | Res ¦ LED Reflector Lamp Outdoor - 80 lpw ¦ SDG&E ¦ All | Res ¦ LED Reflector Lamp Outdoor - 80 lpw | SDG&E ¦ All | SDG&E | All | Electric | LED reflector outdoor lamp with 80 lpw efficacy | Average Existing and Code | 0 | Conventional | Lighting | Res - Single Family | Res | ROB and NEW | 0 | Residential Households | lamp | 16 | DEER:Indoor_CFL_Ltg | 4.675 | 0.0004005 | 0 | Lighting tables, webscraped data | 6.0519 | 2020 | 0 | 0 | 2020 | 0 | 0 | Guidehouse Group B Eval Webscraping | LED Reflector Lamps - Outdoor ¦ SDG&E ¦ All | LED Reflector Lamps - Outdoor | 0.64109 | 1 | 0.82051 | MICS - Navigant 2015 | 0 | 2012 | 0.91
RES-LIGHTING-70.2 | Res ¦ LED Reflector Lamp Outdoor - 80 lpw ¦ SDG&E ¦ All | Res ¦ LED Reflector Lamp Outdoor - 80 lpw | SDG&E ¦ All | SDG&E | All | Electric | LED reflector outdoor lamp with 80 lpw efficacy | Average Existing and Code | 0 | Conventional | Lighting | Res - Multi Family | Res | ROB and NEW | 0 | Residential Households | lamp | 16 | DEER:Indoor_CFL_Ltg | 4.675 | 0.000401 | 0 | Lighting tables, webscraped data | 6.0519 | 2020 | 0 | 0 | 2020 | 0 | 0 | Guidehouse Group B Eval Webscraping | LED Reflector Lamps - Outdoor ¦ SDG&E ¦ All | LED Reflector Lamps - Outdoor | 0.0093154 | 1 | 0.82051 | MICS - Navigant 2015 | 0 | 2012 | 0.91
RES-LIGHTING-71.1 | Res ¦ LED Reflector Lamp Outdoor - 90 lpw ¦ SDG&E ¦ All | Res ¦ LED Reflector Lamp Outdoor - 90 lpw | SDG&E ¦ All | SDG&E | All | Electric | LED reflector outdoor lamp with 90 lpw efficacy | Efficient | 0 | Conventional | Lighting | Res - Single Family | Res | ROB and NEW | 0 | Residential Households | lamp | 16 | DEER:Indoor_CFL_Ltg | 4.1556 | 0.000356 | 0 | Lighting tables, webscraped data | 6.5252 | 2020 | 0 | 0 | 2020 | 0 | 0 | Guidehouse Group B Eval Webscraping | LED Reflector Lamps - Outdoor ¦ SDG&E ¦ All | LED Reflector Lamps - Outdoor | 0.64109 | 1 | 0.051282 | MICS - Navigant 2015 | 0 | 2012 | 0.91
RES-LIGHTING-71.2 | Res ¦ LED Reflector Lamp Outdoor - 90 lpw ¦ SDG&E ¦ All | Res ¦ LED Reflector Lamp Outdoor - 90 lpw | SDG&E ¦ All | SDG&E | All | Electric | LED reflector outdoor lamp with 90 lpw efficacy | Efficient | 0 | Conventional | Lighting | Res - Multi Family | Res | ROB and NEW | 0 | Residential Households | lamp | 16 | DEER:Indoor_CFL_Ltg | 4.1556 | 0.00035644 | 0 | Lighting tables, webscraped data | 6.5252 | 2020 | 0 | 0 | 2020 | 0 | 0 | Guidehouse Group B Eval Webscraping | LED Reflector Lamps - Outdoor ¦ SDG&E ¦ All | LED Reflector Lamps - Outdoor | 0.0093154 | 1 | 0.051282 | MICS - Navigant 2015 | 0 | 2012 | 0.91
RES-LIGHTING-72.1 | Res ¦ LED Reflector Lamp Outdoor - 100 lpw ¦ SDG&E ¦ All | Res ¦ LED Reflector Lamp Outdoor - 100 lpw | SDG&E ¦ All | SDG&E | All | Electric | LED reflector outdoor lamp with 100 lpw efficacy | Efficient | 0 | Conventional | Lighting | Res - Single Family | Res | ROB and NEW | 0 | Residential Households | lamp | 16 | DEER:Indoor_CFL_Ltg | 3.74 | 0.0003204 | 0 | Lighting tables, webscraped data | 6.9986 | 2020 | 0 | 0 | 2020 | 0 | 0 | Guidehouse Group B Eval Webscraping | LED Reflector Lamps - Outdoor ¦ SDG&E ¦ All | LED Reflector Lamps - Outdoor | 0.64109 | 1 | 0.12821 | MICS - Navigant 2015 | 0 | 2012 | 0.91
RES-LIGHTING-72.2 | Res ¦ LED Reflector Lamp Outdoor - 100 lpw ¦ SDG&E ¦ All | Res ¦ LED Reflector Lamp Outdoor - 100 lpw | SDG&E ¦ All | SDG&E | All | Electric | LED reflector outdoor lamp with 100 lpw efficacy | Efficient | 0 | Conventional | Lighting | Res - Multi Family | Res | ROB and NEW | 0 | Residential Households | lamp | 16 | DEER:Indoor_CFL_Ltg | 3.74 | 0.0003208 | 0 | Lighting tables, webscraped data | 6.9986 | 2020 | 0 | 0 | 2020 | 0 | 0 | Guidehouse Group B Eval Webscraping | LED Reflector Lamps - Outdoor ¦ SDG&E ¦ All | LED Reflector Lamps - Outdoor | 0.0093154 | 1 | 0.12821 | MICS - Navigant 2015 | 0 | 2012 | 0.91
RES-WATERHEAT-10.1 | Res ¦ Res Small Electric Storage Water Heater (0.92 UEF - 50 Gal) - Marine ¦ PG&E ¦ Marine | Res ¦ Res Small Electric Storage Water Heater (0.92 UEF - 50 Gal) - Marine | PG&E ¦ Marine | PG&E | All | Electric | Res electric storage WH, 50 gal (UEF = 0.92) | Average Existing and Code | 0 | Conventional | WaterHeat | Res - Single Family | Res | ROB and NEW | 0 | Residential Households | water heater | 10 | DEER:Res_ClothesDishWasher | 0 | 0 | 0 | eTRM SWWH014-04 | 797.67 | 2022 | 0 | 383.1 | 2022 | 0 | 0 | eTRM SWWH014-04 | Res Elec Water Heaters - Marine ¦ PG&E ¦ Marine | Res Elec Water Heaters - Marine | 0.097215 | 1 | 0.97745 | RASS 2019 | 0 | 2012 | 0.55 | SWWH014-04
RES-WATERHEAT-10.2 | Res ¦ Res Small Electric Storage Water Heater (0.92 UEF - 50 Gal) - Marine ¦ PG&E ¦ Marine | Res ¦ Res Small Electric Storage Water Heater (0.92 UEF - 50 Gal) - Marine | PG&E ¦ Marine | PG&E | All | Electric | Res electric storage WH, 50 gal (UEF = 0.92) | Average Existing and Code | 0 | Conventional | WaterHeat | Res - Multi Family | Res | ROB and NEW | 0 | Residential Households | water heater | 10 | DEER:Res_ClothesDishWasher | 0 | 0 | 0 | eTRM SWWH014-04 | 797.67 | 2022 | 0 | 383.1 | 2022 | 0 | 0 | eTRM SWWH014-04 | Res Elec Water Heaters - Marine ¦ PG&E ¦ Marine | Res Elec Water Heaters - Marine | 0.10428 | 1 | 0.98708 | RASS 2019 | 0 | 2012 | 0.55 | SWWH014-04
RES-WATERHEAT-10.3 | Res ¦ Res Small Electric Storage Water Heater (0.92 UEF - 50 Gal) - Hot-Dry ¦ PG&E ¦ Hot-Dry | Res ¦ Res Small Electric Storage Water Heater (0.92 UEF - 50 Gal) - Hot-Dry | PG&E ¦ Hot-Dry | PG&E | All | Electric | Res electric storage WH, 50 gal (UEF = 0.92) | Average Existing and Code | 0 | Conventional | WaterHeat | Res - Single Family | Res | ROB and NEW | 0 | Residential Households | water heater | 10 | DEER:Res_ClothesDishWasher | 0 | 0 | 0 | eTRM SWWH014-04 | 797.67 | 2022 | 0 | 383.1 | 2022 | 0 | 0 | eTRM SWWH014-04 | Res Elec Water Heaters - Hot-Dry ¦ PG&E ¦ Hot-Dry | Res Elec Water Heaters - Hot-Dry | 0.11821 | 1 | 0.95216 | RASS 2019 | 0 | 2012 | 0.55 | SWWH014-04
RES-WATERHEAT-10.4 | Res ¦ Res Small Electric Storage Water Heater (0.92 UEF - 50 Gal) - Hot-Dry ¦ PG&E ¦ Hot-Dry | Res ¦ Res Small Electric Storage Water Heater (0.92 UEF - 50 Gal) - Hot-Dry | PG&E ¦ Hot-Dry | PG&E | All | Electric | Res electric storage WH, 50 gal (UEF = 0.92) | Average Existing and Code | 0 | Conventional | WaterHeat | Res - Multi Family | Res | ROB and NEW | 0 | Residential Households | water heater | 10 | DEER:Res_ClothesDishWasher | 0 | 0 | 0 | eTRM SWWH014-04 | 797.67 | 2022 | 0 | 383.1 | 2022 | 0 | 0 | eTRM SWWH014-04 | Res Elec Water Heaters - Hot-Dry ¦ PG&E ¦ Hot-Dry | Res Elec Water Heaters - Hot-Dry | 0.092201 | 1 | 0.97828 | RASS 2019 | 0 | 2012 | 0.55 | SWWH014-04
RES-WATERHEAT-10.5 | Res ¦ Res Small Electric Storage Water Heater (0.92 UEF - 50 Gal) - Cold ¦ PG&E ¦ Cold | Res ¦ Res Small Electric Storage Water Heater (0.92 UEF - 50 Gal) - Cold | PG&E ¦ Cold | PG&E | All | Electric | Res electric storage WH, 50 gal (UEF = 0.92) | Average Existing and Code | 0 | Conventional | WaterHeat | Res - Single Family | Res | ROB and NEW | 0 | Residential Households | water heater | 10 | DEER:Res_ClothesDishWasher | 0 | 0 | 0 | eTRM SWWH014-04 | 797.67 | 2022 | 0 | 383.1 | 2022 | 0 | 0 | eTRM SWWH014-04 | Res Elec Water Heaters - Cold ¦ PG&E ¦ Cold | Res Elec Water Heaters - Cold | 0.37761 | 1 | 1 | RASS 2019 | 0 | 2012 | 0.55 | SWWH014-04
RES-WATERHEAT-10.6 | Res ¦ Res Small Electric Storage Water Heater (0.92 UEF - 50 Gal) - Cold ¦ PG&E ¦ Cold | Res ¦ Res Small Electric Storage Water Heater (0.92 UEF - 50 Gal) - Cold | PG&E ¦ Cold | PG&E | All | Electric | Res electric storage WH, 50 gal (UEF = 0.92) | Average Existing and Code | 0 | Conventional | WaterHeat | Res - Multi Family | Res | ROB and NEW | 0 | Residential Households | water heater | 10 | DEER:Res_ClothesDishWasher | 0 | 0 | 0 | eTRM SWWH014-04 | 797.67 | 2022 | 0 | 383.1 | 2022 | 0 | 0 | eTRM SWWH014-04 | Res Elec Water Heaters - Cold ¦ PG&E ¦ Cold | Res Elec Water Heaters - Cold | 0.27004 | 1 | 1 | RASS 2019 | 0 | 2012 | 0.55 | SWWH014-04
RES-WATERHEAT-10.7 | Res ¦ Res Small Electric Storage Water Heater (0.92 UEF - 50 Gal) - Marine ¦ SCE ¦ Marine | Res ¦ Res Small Electric Storage Water Heater (0.92 UEF - 50 Gal) - Marine | SCE ¦ Marine | SCE | All | Electric | Res electric storage WH, 50 gal (UEF = 0.92) | Average Existing and Code | 0 | Conventional | WaterHeat | Res - Single Family | Res | ROB and NEW | 0 | Residential Households | water heater | 10 | DEER:Res_ClothesDishWasher | 0 | 0 | 0 | eTRM SWWH014-04 | 797.67 | 2022 | 0 | 383.1 | 2022 | 0 | 0 | eTRM SWWH014-04 | Res Elec Water Heaters - Marine ¦ SCE ¦ Marine | Res Elec Water Heaters - Marine | 0.072334 | 1 | 0.9059 | RASS 2019 | 0 | 2012 | 0.55 | SWWH014-04
RES-WATERHEAT-10.8 | Res ¦ Res Small Electric Storage Water Heater (0.92 UEF - 50 Gal) - Marine ¦ SCE ¦ Marine | Res ¦ Res Small Electric Storage Water Heater (0.92 UEF - 50 Gal) - Marine | SCE ¦ Marine | SCE | All | Electric | Res electric storage WH, 50 gal (UEF = 0.92) | Average Existing and Code | 0 | Conventional | WaterHeat | Res - Multi Family | Res | ROB and NEW | 0 | Residential Households | water heater | 10 | DEER:Res_ClothesDishWasher | 0 | 0 | 0 | eTRM SWWH014-04 | 797.67 | 2022 | 0 | 383.1 | 2022 | 0 | 0 | eTRM SWWH014-04 | Res Elec Water Heaters - Marine ¦ SCE ¦ Marine | Res Elec Water Heaters - Marine | 0.17875 | 1 | 0.99553 | RASS 2019 | 0 | 2012 | 0.55 | SWWH014-04
RES-WATERHEAT-10.9 | Res ¦ Res Small Electric Storage Water Heater (0.92 UEF - 50 Gal) - Hot-Dry ¦ SCE ¦ Hot-Dry | Res ¦ Res Small Electric Storage Water Heater (0.92 UEF - 50 Gal) - Hot-Dry | SCE ¦ Hot-Dry | SCE | All | Electric | Res electric storage WH, 50 gal (UEF = 0.92) | Average Existing and Code | 0 | Conventional | WaterHeat | Res - Single Family | Res | ROB and NEW | 0 | Residential Households | water heater | 10 | DEER:Res_ClothesDishWasher | 0 | 0 | 0 | eTRM SWWH014-04 | 797.67 | 2022 | 0 | 383.1 | 2022 | 0 | 0 | eTRM SWWH014-04 | Res Elec Water Heaters - Hot-Dry ¦ SCE ¦ Hot-Dry | Res Elec Water Heaters - Hot-Dry | 0.035677 | 1 | 0.98936 | RASS 2019 | 0 | 2012 | 0.55 | SWWH014-04
RES-WATERHEAT-10.10 | Res ¦ Res Small Electric Storage Water Heater (0.92 UEF - 50 Gal) - Hot-Dry ¦ SCE ¦ Hot-Dry | Res ¦ Res Small Electric Storage Water Heater (0.92 UEF - 50 Gal) - Hot-Dry | SCE ¦ Hot-Dry | SCE | All | Electric | Res electric storage WH, 50 gal (UEF = 0.92) | Average Existing and Code | 0 | Conventional | WaterHeat | Res - Multi Family | Res | ROB and NEW | 0 | Residential Households | water heater | 10 | DEER:Res_ClothesDishWasher | 0 | 0 | 0 | eTRM SWWH014-04 | 797.67 | 2022 | 0 | 383.1 | 2022 | 0 | 0 | eTRM SWWH014-04 | Res Elec Water Heaters - Hot-Dry ¦ SCE ¦ Hot-Dry | Res Elec Water Heaters - Hot-Dry | 0.094941 | 1 | 0.83443 | RASS 2019 | 0 | 2012 | 0.55 | SWWH014-04
RES-WATERHEAT-10.11 | Res ¦ Res Small Electric Storage Water Heater (0.92 UEF - 50 Gal) - Cold ¦ SCE ¦ Cold | Res ¦ Res Small Electric Storage Water Heater (0.92 UEF - 50 Gal) - Cold | SCE ¦ Cold | SCE | All | Electric | Res electric storage WH, 50 gal (UEF = 0.92) | Average Existing and Code | 0 | Conventional | WaterHeat | Res - Single Family | Res | ROB and NEW | 0 | Residential Households | water heater | 10 | DEER:Res_ClothesDishWasher | 0 | 0 | 0 | eTRM SWWH014-04 | 797.67 | 2022 | 0 | 383.1 | 2022 | 0 | 0 | eTRM SWWH014-04 | Res Elec Water Heaters - Cold ¦ SCE ¦ Cold | Res Elec Water Heaters - Cold | 0.24389 | 1 | 1 | RASS 2019 | 0 | 2012 | 0.55 | SWWH014-04
RES-WATERHEAT-10.12 | Res ¦ Res Small Electric Storage Water Heater (0.92 UEF - 50 Gal) - Cold ¦ SCE ¦ Cold | Res ¦ Res Small Electric Storage Water Heater (0.92 UEF - 50 Gal) - Cold | SCE ¦ Cold | SCE | All | Electric | Res electric storage WH, 50 gal (UEF = 0.92) | Average Existing and Code | 0 | Conventional | WaterHeat | Res - Multi Family | Res | ROB and NEW | 0 | Residential Households | water heater | 10 | DEER:Res_ClothesDishWasher | 0 | 0 | 0 | eTRM SWWH014-04 | 797.67 | 2022 | 0 | 383.1 | 2022 | 0 | 0 | eTRM SWWH014-04 | Res Elec Water Heaters - Cold ¦ SCE ¦ Cold | Res Elec Water Heaters - Cold | 0.11572 | 1 | 1 | RASS 2019 | 0 | 2012 | 0.55 | SWWH014-04
RES-WATERHEAT-10.13 | Res ¦ Res Small Electric Storage Water Heater (0.92 UEF - 50 Gal) - Marine ¦ SDG&E ¦ Marine | Res ¦ Res Small Electric Storage Water Heater (0.92 UEF - 50 Gal) - Marine | SDG&E ¦ Marine | SDG&E | All | Electric | Res electric storage WH, 50 gal (UEF = 0.92) | Average Existing and Code | 0 | Conventional | WaterHeat | Res - Single Family | Res | ROB and NEW | 0 | Residential Households | water heater | 10 | DEER:Res_ClothesDishWasher | 0 | 0 | 0 | eTRM SWWH014-04 | 797.67 | 2022 | 0 | 383.1 | 2022 | 0 | 0 | eTRM SWWH014-04 | Res Elec Water Heaters - Marine ¦ SDG&E ¦ Marine | Res Elec Water Heaters - Marine | 0.0085107 | 1 | 1 | RASS 2019 | 0 | 2012 | 0.55 | SWWH014-04
RES-WATERHEAT-10.14 | Res ¦ Res Small Electric Storage Water Heater (0.92 UEF - 50 Gal) - Marine ¦ SDG&E ¦ Marine | Res ¦ Res Small Electric Storage Water Heater (0.92 UEF - 50 Gal) - Marine | SDG&E ¦ Marine | SDG&E | All | Electric | Res electric storage WH, 50 gal (UEF = 0.92) | Average Existing and Code | 0 | Conventional | WaterHeat | Res - Multi Family | Res | ROB and NEW | 0 | Residential Households | water heater | 10 | DEER:Res_ClothesDishWasher | 0 | 0 | 0 | eTRM SWWH014-04 | 797.67 | 2022 | 0 | 383.1 | 2022 | 0 | 0 | eTRM SWWH014-04 | Res Elec Water Heaters - Marine ¦ SDG&E ¦ Marine | Res Elec Water Heaters - Marine | 0.032494 | 1 | 1 | RASS 2019 | 0 | 2012 | 0.55 | SWWH014-04
RES-WATERHEAT-10.15 | Res ¦ Res Small Electric Storage Water Heater (0.92 UEF - 50 Gal) - Hot-Dry ¦ SDG&E ¦ Hot-Dry | Res ¦ Res Small Electric Storage Water Heater (0.92 UEF - 50 Gal) - Hot-Dry | SDG&E ¦ Hot-Dry | SDG&E | All | Electric | Res electric storage WH, 50 gal (UEF = 0.92) | Average Existing and Code | 0 | Conventional | WaterHeat | Res - Single Family | Res | ROB and NEW | 0 | Residential Households | water heater | 10 | DEER:Res_ClothesDishWasher | 0 | 0 | 0 | eTRM SWWH014-04 | 797.67 | 2022 | 0 | 383.1 | 2022 | 0 | 0 | eTRM SWWH014-04 | Res Elec Water Heaters - Hot-Dry ¦ SDG&E ¦ Hot-Dry | Res Elec Water Heaters - Hot-Dry | 0.05858 | 1 | 0.91476 | RASS 2019 | 0 | 2012 | 0.55 | SWWH014-04
RES-WATERHEAT-10.16 | Res ¦ Res Small Electric Storage Water Heater (0.92 UEF - 50 Gal) - Hot-Dry ¦ SDG&E ¦ Hot-Dry | Res ¦ Res Small Electric Storage Water Heater (0.92 UEF - 50 Gal) - Hot-Dry | SDG&E ¦ Hot-Dry | SDG&E | All | Electric | Res electric storage WH, 50 gal (UEF = 0.92) | Average Existing and Code | 0 | Conventional | WaterHeat | Res - Multi Family | Res | ROB and NEW | 0 | Residential Households | water heater | 10 | DEER:Res_ClothesDishWasher | 0 | 0 | 0 | eTRM SWWH014-04 | 797.67 | 2022 | 0 | 383.1 | 2022 | 0 | 0 | eTRM SWWH014-04 | Res Elec Water Heaters - Hot-Dry ¦ SDG&E ¦ Hot-Dry | Res Elec Water Heaters - Hot-Dry | 0.19158 | 1 | 0.89666 | RASS 2019 | 0 | 2012 | 0.55 | SWWH014-04
RES-WATERHEAT-11.1 | Res ¦ Res Heat Pump Water Heater (3.30 UEF - 50 Gal) - Marine ¦ PG&E ¦ Marine | Res ¦ Res Heat Pump Water Heater (3.30 UEF - 50 Gal) - Marine | PG&E ¦ Marine | PG&E | All | Electric | Res HPWH, 45 to 55 gal (UEF = 3.30) | Efficient | 0 | Conventional | WaterHeat | Res - Single Family | Res | ROB and NEW | 0 | Residential Households | water heater | 10 | DEER:Res_ClothesDishWasher | -1620 | -0.236 | 0 | eTRM SWWH014-04 | 1837.33 | 2022 | 0 | 383.1 | 2022 | 0 | 0 | eTRM SWWH014-04 | Res Elec Water Heaters - Marine ¦ PG&E ¦ Marine | Res Elec Water Heaters - Marine | 0.097215 | 1 | 0.022554 | RASS 2019 | 509.9217 | 2032 | 0.55 | SWWH014-04
RES-WATERHEAT-11.2 | Res ¦ Res Heat Pump Water Heater (3.30 UEF - 50 Gal) - Marine ¦ PG&E ¦ Marine | Res ¦ Res Heat Pump Water Heater (3.30 UEF - 50 Gal) - Marine | PG&E ¦ Marine | PG&E | All | Electric | Res HPWH, 45 to 55 gal (UEF = 3.30) | Efficient | 0 | Conventional | WaterHeat | Res - Multi Family | Res | ROB and NEW | 0 | Residential Households | water heater | 10 | DEER:Res_ClothesDishWasher | -1670 | -0.302 | 0 | eTRM SWWH014-04 | 1837.33 | 2022 | 0 | 383.1 | 2022 | 0 | 0 | eTRM SWWH014-04 | Res Elec Water Heaters - Marine ¦ PG&E ¦ Marine | Res Elec Water Heaters - Marine | 0.10428 | 1 | 0.012918 | RASS 2019 | 0 | 2012 | 0.55 | SWWH014-04
RES-WATERHEAT-11.3 | Res ¦ Res Heat Pump Water Heater (3.30 UEF - 50 Gal) - Hot-Dry ¦ PG&E ¦ Hot-Dry | Res ¦ Res Heat Pump Water Heater (3.30 UEF - 50 Gal) - Hot-Dry | PG&E ¦ Hot-Dry | PG&E | All | Electric | Res HPWH, 45 to 55 gal (UEF = 3.30) | Efficient | 0 | Conventional | WaterHeat | Res - Single Family | Res | ROB and NEW | 0 | Residential Households | water heater | 10 | DEER:Res_ClothesDishWasher | -1530 | -0.227 | 0 | eTRM SWWH014-04 | 1837.33 | 2022 | 0 | 383.1 | 2022 | 0 | 0 | eTRM SWWH014-04 | Res Elec Water Heaters - Hot-Dry ¦ PG&E ¦ Hot-Dry | Res Elec Water Heaters - Hot-Dry | 0.11821 | 1 | 0.047836 | RASS 2019 | 509.9217 | 2032 | 0.55 | SWWH014-04
RES-WATERHEAT-11.4 | Res ¦ Res Heat Pump Water Heater (3.30 UEF - 50 Gal) - Hot-Dry ¦ PG&E ¦ Hot-Dry | Res ¦ Res Heat Pump Water Heater (3.30 UEF - 50 Gal) - Hot-Dry | PG&E ¦ Hot-Dry | PG&E | All | Electric | Res HPWH, 45 to 55 gal (UEF = 3.30) | Efficient | 0 | Conventional | WaterHeat | Res - Multi Family | Res | ROB and NEW | 0 | Residential Households | water heater | 10 | DEER:Res_ClothesDishWasher | -1580 | -0.27 | 0 | eTRM SWWH014-04 | 1837.33 | 2022 | 0 | 383.1 | 2022 | 0 | 0 | eTRM SWWH014-04 | Res Elec Water Heaters - Hot-Dry ¦ PG&E ¦ Hot-Dry | Res Elec Water Heaters - Hot-Dry | 0.092201 | 1 | 0.021721 | RASS 2019 | 0 | 2012 | 0.55 | SWWH014-04
RES-WATERHEAT-11.5 | Res ¦ Res Heat Pump Water Heater (3.30 UEF - 50 Gal) - Cold ¦ PG&E ¦ Cold | Res ¦ Res Heat Pump Water Heater (3.30 UEF - 50 Gal) - Cold | PG&E ¦ Cold | PG&E | All | Electric | Res HPWH, 45 to 55 gal (UEF = 3.30) | Efficient | 0 | Conventional | WaterHeat | Res - Single Family | Res | ROB and NEW | 0 | Residential Households | water heater | 10 | DEER:Res_ClothesDishWasher | -1050 | -0.237 | 0 | eTRM SWWH014-04 | 1837.33 | 2022 | 0 | 383.1 | 2022 | 0 | 0 | eTRM SWWH014-04 | Res Elec Water Heaters - Cold ¦ PG&E ¦ Cold | Res Elec Water Heaters - Cold | 0.37761 | 1 | 0 | RASS 2019 | 509.9217 | 2032 | 0.55 | SWWH014-04
RES-WATERHEAT-11.6 | Res ¦ Res Heat Pump Water Heater (3.30 UEF - 50 Gal) - Cold ¦ PG&E ¦ Cold | Res ¦ Res Heat Pump Water Heater (3.30 UEF - 50 Gal) - Cold | PG&E ¦ Cold | PG&E | All | Electric | Res HPWH, 45 to 55 gal (UEF = 3.30) | Efficient | 0 | Conventional | WaterHeat | Res - Multi Family | Res | ROB and NEW | 0 | Residential Households | water heater | 10 | DEER:Res_ClothesDishWasher | -1680 | -0.298 | 0 | eTRM SWWH014-04 | 1837.33 | 2022 | 0 | 383.1 | 2022 | 0 | 0 | eTRM SWWH014-04 | Res Elec Water Heaters - Cold ¦ PG&E ¦ Cold | Res Elec Water Heaters - Cold | 0.27004 | 1 | 0 | RASS 2019 | 0 | 2012 | 0.55 | SWWH014-04
RES-WATERHEAT-11.7 | Res ¦ Res Heat Pump Water Heater (3.30 UEF - 50 Gal) - Marine ¦ SCE ¦ Marine | Res ¦ Res Heat Pump Water Heater (3.30 UEF - 50 Gal) - Marine | SCE ¦ Marine | SCE | All | Electric | Res HPWH, 45 to 55 gal (UEF = 3.30) | Efficient | 0 | Conventional | WaterHeat | Res - Single Family | Res | ROB and NEW | 0 | Residential Households | water heater | 10 | DEER:Res_ClothesDishWasher | -1570 | -0.307 | 0 | eTRM SWWH014-04 | 1837.33 | 2022 | 0 | 383.1 | 2022 | 0 | 0 | eTRM SWWH014-04 | Res Elec Water Heaters - Marine ¦ SCE ¦ Marine | Res Elec Water Heaters - Marine | 0.072334 | 1 | 0.094101 | RASS 2019 | 509.9217 | 2032 | 0.55 | SWWH014-04
RES-WATERHEAT-11.8 | Res ¦ Res Heat Pump Water Heater (3.30 UEF - 50 Gal) - Marine ¦ SCE ¦ Marine | Res ¦ Res Heat Pump Water Heater (3.30 UEF - 50 Gal) - Marine | SCE ¦ Marine | SCE | All | Electric | Res HPWH, 45 to 55 gal (UEF = 3.30) | Efficient | 0 | Conventional | WaterHeat | Res - Multi Family | Res | ROB and NEW | 0 | Residential Households | water heater | 10 | DEER:Res_ClothesDishWasher | -1550 | -0.311 | 0 | eTRM SWWH014-04 | 1837.33 | 2022 | 0 | 383.1 | 2022 | 0 | 0 | eTRM SWWH014-04 | Res Elec Water Heaters - Marine ¦ SCE ¦ Marine | Res Elec Water Heaters - Marine | 0.17875 | 1 | 0.004473 | RASS 2019 | 0 | 2012 | 0.55 | SWWH014-04
RES-WATERHEAT-11.9 | Res ¦ Res Heat Pump Water Heater (3.30 UEF - 50 Gal) - Hot-Dry ¦ SCE ¦ Hot-Dry | Res ¦ Res Heat Pump Water Heater (3.30 UEF - 50 Gal) - Hot-Dry | SCE ¦ Hot-Dry | SCE | All | Electric | Res HPWH, 45 to 55 gal (UEF = 3.30) | Efficient | 0 | Conventional | WaterHeat | Res - Single Family | Res | ROB and NEW | 0 | Residential Households | water heater | 10 | DEER:Res_ClothesDishWasher | -1490 | -0.289 | 0 | eTRM SWWH014-04 | 1837.33 | 2022 | 0 | 383.1 | 2022 | 0 | 0 | eTRM SWWH014-04 | Res Elec Water Heaters - Hot-Dry ¦ SCE ¦ Hot-Dry | Res Elec Water Heaters - Hot-Dry | 0.035677 | 1 | 0.010637 | RASS 2019 | 509.9217 | 2032 | 0.55 | SWWH014-04
RES-WATERHEAT-11.10 | Res ¦ Res Heat Pump Water Heater (3.30 UEF - 50 Gal) - Hot-Dry ¦ SCE ¦ Hot-Dry | Res ¦ Res Heat Pump Water Heater (3.30 UEF - 50 Gal) - Hot-Dry | SCE ¦ Hot-Dry | SCE | All | Electric | Res HPWH, 45 to 55 gal (UEF = 3.30) | Efficient | 0 | Conventional | WaterHeat | Res - Multi Family | Res | ROB and NEW | 0 | Residential Households | water heater | 10 | DEER:Res_ClothesDishWasher | -1480 | -0.279 | 0 | eTRM SWWH014-04 | 1837.33 | 2022 | 0 | 383.1 | 2022 | 0 | 0 | eTRM SWWH014-04 | Res Elec Water Heaters - Hot-Dry ¦ SCE ¦ Hot-Dry | Res Elec Water Heaters - Hot-Dry | 0.094941 | 1 | 0.16557 | RASS 2019 | 0 | 2012 | 0.55 | SWWH014-04
RES-WATERHEAT-11.11 | Res ¦ Res Heat Pump Water Heater (3.30 UEF - 50 Gal) - Cold ¦ SCE ¦ Cold | Res ¦ Res Heat Pump Water Heater (3.30 UEF - 50 Gal) - Cold | SCE ¦ Cold | SCE | All | Electric | Res HPWH, 45 to 55 gal (UEF = 3.30) | Efficient | 0 | Conventional | WaterHeat | Res - Single Family | Res | ROB and NEW | 0 | Residential Households | water heater | 10 | DEER:Res_ClothesDishWasher | -1050 | -0.237 | 0 | eTRM SWWH014-04 | 1837.33 | 2022 | 0 | 383.1 | 2022 | 0 | 0 | eTRM SWWH014-04 | Res Elec Water Heaters - Cold ¦ SCE ¦ Cold | Res Elec Water Heaters - Cold | 0.24389 | 1 | 0 | RASS 2019 | 509.9217 | 2032 | 0.55 | SWWH014-04
RES-WATERHEAT-11.12 | Res ¦ Res Heat Pump Water Heater (3.30 UEF - 50 Gal) - Cold ¦ SCE ¦ Cold | Res ¦ Res Heat Pump Water Heater (3.30 UEF - 50 Gal) - Cold | SCE ¦ Cold | SCE | All | Electric | Res HPWH, 45 to 55 gal (UEF = 3.30) | Efficient | 0 | Conventional | WaterHeat | Res - Multi Family | Res | ROB and NEW | 0 | Residential Households | water heater | 10 | DEER:Res_ClothesDishWasher | -1680 | -0.298 | 0 | eTRM SWWH014-04 | 1837.33 | 2022 | 0 | 383.1 | 2022 | 0 | 0 | eTRM SWWH014-04 | Res Elec Water Heaters - Cold ¦ SCE ¦ Cold | Res Elec Water Heaters - Cold | 0.11572 | 1 | 0 | RASS 2019 | 0 | 2012 | 0.55 | SWWH014-04
RES-WATERHEAT-11.13 | Res ¦ Res Heat Pump Water Heater (3.30 UEF - 50 Gal) - Marine ¦ SDG&E ¦ Marine | Res ¦ Res Heat Pump Water Heater (3.30 UEF - 50 Gal) - Marine | SDG&E ¦ Marine | SDG&E | All | Electric | Res HPWH, 45 to 55 gal (UEF = 3.30) | Efficient | 0 | Conventional | WaterHeat | Res - Single Family | Res | ROB and NEW | 0 | Residential Households | water heater | 10 | DEER:Res_ClothesDishWasher | -1570 | -0.307 | 0 | eTRM SWWH014-04 | 1837.33 | 2022 | 0 | 383.1 | 2022 | 0 | 0 | eTRM SWWH014-04 | Res Elec Water Heaters - Marine ¦ SDG&E ¦ Marine | Res Elec Water Heaters - Marine | 0.0085107 | 1 | 0 | RASS 2019 | 509.9217 | 2032 | 0.55 | SWWH014-04
RES-WATERHEAT-11.14 | Res ¦ Res Heat Pump Water Heater (3.30 UEF - 50 Gal) - Marine ¦ SDG&E ¦ Marine | Res ¦ Res Heat Pump Water Heater (3.30 UEF - 50 Gal) - Marine | SDG&E ¦ Marine | SDG&E | All | Electric | Res HPWH, 45 to 55 gal (UEF = 3.30) | Efficient | 0 | Conventional | WaterHeat | Res - Multi Family | Res | ROB and NEW | 0 | Residential Households | water heater | 10 | DEER:Res_ClothesDishWasher | -1550 | -0.311 | 0 | eTRM SWWH014-04 | 1837.33 | 2022 | 0 | 383.1 | 2022 | 0 | 0 | eTRM SWWH014-04 | Res Elec Water Heaters - Marine ¦ SDG&E ¦ Marine | Res Elec Water Heaters - Marine | 0.032494 | 1 | 0 | RASS 2019 | 0 | 2012 | 0.55 | SWWH014-04
RES-WATERHEAT-11.15 | Res ¦ Res Heat Pump Water Heater (3.30 UEF - 50 Gal) - Hot-Dry ¦ SDG&E ¦ Hot-Dry | Res ¦ Res Heat Pump Water Heater (3.30 UEF - 50 Gal) - Hot-Dry | SDG&E ¦ Hot-Dry | SDG&E | All | Electric | Res HPWH, 45 to 55 gal (UEF = 3.30) | Efficient | 0 | Conventional | WaterHeat | Res - Single Family | Res | ROB and NEW | 0 | Residential Households | water heater | 10 | DEER:Res_ClothesDishWasher | -1570 | -0.309 | 0 | eTRM SWWH014-04 | 1837.33 | 2022 | 0 | 383.1 | 2022 | 0 | 0 | eTRM SWWH014-04 | Res Elec Water Heaters - Hot-Dry ¦ SDG&E ¦ Hot-Dry | Res Elec Water Heaters - Hot-Dry | 0.05858 | 1 | 0.08524 | RASS 2019 | 509.9217 | 2032 | 0.55 | SWWH014-04
RES-WATERHEAT-11.16 | Res ¦ Res Heat Pump Water Heater (3.30 UEF - 50 Gal) - Hot-Dry ¦ SDG&E ¦ Hot-Dry | Res ¦ Res Heat Pump Water Heater (3.30 UEF - 50 Gal) - Hot-Dry | SDG&E ¦ Hot-Dry | SDG&E | All | Electric | Res HPWH, 45 to 55 gal (UEF = 3.30) | Efficient | 0 | Conventional | WaterHeat | Res - Multi Family | Res | ROB and NEW | 0 | Residential Households | water heater | 10 | DEER:Res_ClothesDishWasher | -1540 | -0.317 | 0 | eTRM SWWH014-04 | 1837.33 | 2022 | 0 | 383.1 | 2022 | 0 | 0 | eTRM SWWH014-04 | Res Elec Water Heaters - Hot-Dry ¦ SDG&E ¦ Hot-Dry | Res Elec Water Heaters - Hot-Dry | 0.19158 | 1 | 0.10334 | RASS 2019 | 0 | 2012 | 0.55 | SWWH014-04
RES-WATERHEAT-56.1 | Res ¦ Faucet Aerators (Gas WH) ¦ PG&E ¦ All | Res ¦ Faucet Aerators (Gas WH) | PG&E ¦ All | PG&E | All | Gas | Faucet, SFm Lavatory Aerator, 1.0 gpm, Gas, CZ03 | Efficient | 0 | Conventional | WaterHeat | Res - Single Family | Res | RET and NEW | 0 | Residential Households | faucet | 10 | None | 0 | 0 | 3.3507 | California eTRM (https://www.caetrm.com/) | 4.24 | 2020 | 0 | 1.38 | 2020 | 0 | 0 | California eTRM (https://www.caetrm.com/) | Res Faucet Aerators (Gas) ¦ PG&E ¦ All | Res Faucet Aerators (Gas) | 3.5621 | 1 | 0.5605 | RASS 2009; US Census 2010 | 0 | 2012 | 0.59 | N/A
RES-WATERHEAT-56.2 | Res ¦ Faucet Aerators (Gas WH) ¦ PG&E ¦ All | Res ¦ Faucet Aerators (Gas WH) | PG&E ¦ All | PG&E | All | Gas | Faucet, MFm Lavatory Aerator, 1.0 gpm, Gas, CZ03 | Efficient | 0 | Conventional | WaterHeat | Res - Multi Family | Res | RET and NEW | 0 | Residential Households | faucet | 10 | None | 0 | 0 | 2.7878 | California eTRM (https://www.caetrm.com/) | 4.24 | 2020 | 0 | 1.38 | 2020 | 0 | 0 | California eTRM (https://www.caetrm.com/) | Res Faucet Aerators (Gas) ¦ PG&E ¦ All | Res Faucet Aerators (Gas) | 2.1955 | 1 | 0.6245 | RASS 2009; US Census 2010 | 0 | 2012 | 0.65 | N/A
RES-WATERHEAT-31.1 | Res ¦ Water Heating Controls (Gas WH) ¦ PG&E ¦ All | Res ¦ Water Heating Controls (Gas WH) | PG&E ¦ All | PG&E | All | Gas | Programmable Water Heater Timer | Efficient | 0 | Conventional | WaterHeat | Res - Single Family | Res | RET Only | 0 | Residential Households | water heater | 15 | None | 0 | 0 | 208.7843 | NEEP TRM and 2019 Arizona Public Service Metering Study of ~100 Homes | 72.95 | 2020 | 0 | 47.81 | 2020 | 0 | 0 | 2020 RS Means | Water Heating Controls (Gas) ¦ PG&E ¦ All | Water Heating Controls (Gas) | 0.85882 | 1 | 0 | RASS 2019 | 0 | 2012 | 0.55 | N/A
RES-WATERHEAT-31.2 | Res ¦ Water Heating Controls (Gas WH) ¦ PG&E ¦ All | Res ¦ Water Heating Controls (Gas WH) | PG&E ¦ All | PG&E | All | Gas | DHW Loop Controller, Multifamily, 30 Units, Any | Efficient | 0 | Conventional | WaterHeat | Res - Multi Family | Res | RET Only | 0 | Residential Households | boiler | 15 | None | 0 | 0 | 197.3334 | Workpapers: SWWH016-01 MeasureDataSpec - DHW Loop Temp Controller.xlsx | 46.6667 | 2020 | 0 | 0 | 2020 | 0 | 0 | SWWH016-01 DHW Loop Temp Controller, Multifamily 02.28.2019.pdf | Water Heating Controls (Gas) ¦ PG&E ¦ All | Water Heating Controls (Gas) | 0.53729 | 1 | 0.02 | RASS 2019 | 0 | 2012 | 0.55 | N/A
RES-WATERHEAT-55.1 | Res ¦ Normal Flow Faucet (Gas WH) ¦ PG&E ¦ All | Res ¦ Normal Flow Faucet (Gas WH) | PG&E ¦ All | PG&E | All | Gas | Faucet, No Aerator, 2.2 gpm, CZ03 | Average Existing and Code | 0 | Conventional | WaterHeat | Res - Single Family | Res | RET and NEW | 0 | Residential Households | faucet | 6.67 | None | 0 | 0 | 7.3715 | California eTRM (https://www.caetrm.com/) | 0 | 2020 | 0 | 0 | 2020 | 0 | 0 | California eTRM (https://www.caetrm.com/) | Res Faucet Aerators (Gas) ¦ PG&E ¦ All | Res Faucet Aerators (Gas) | 3.5621 | 1 | 0.4395 | RASS 2009; US Census 2010 | 0 | 2012 | 0.59 | N/A
RES-WATERHEAT-55.2 | Res ¦ Normal Flow Faucet (Gas WH) ¦ PG&E ¦ All | Res ¦ Normal Flow Faucet (Gas WH) | PG&E ¦ All | PG&E | All | Gas | Faucet, No Aerator, 2.2 gpm, CZ03 | Average Existing and Code | 0 | Conventional | WaterHeat | Res - Multi Family | Res | RET and NEW | 0 | Residential Households | faucet | 6.67 | None | 0 | 0 | 6.1331 | California eTRM (https://www.caetrm.com/) | 0 | 2020 | 0 | 0 | 2020 | 0 | 0 | California eTRM (https://www.caetrm.com/) | Res Faucet Aerators (Gas) ¦ PG&E ¦ All | Res Faucet Aerators (Gas) | 2.1955 | 1 | 0.3755 | RASS 2009; US Census 2010 | 0 | 2012 | 0.65 | N/A
RES-WATERHEAT-50.1 | Res ¦ Normal Flow Faucet (Elec WH) ¦ PG&E ¦ All | Res ¦ Normal Flow Faucet (Elec WH) | PG&E ¦ All | PG&E | All | Electric | Faucet, No Aerator, 2.2 gpm, CZ03 | Average Existing and Code | 0 | Conventional | WaterHeat | Res - Single Family | Res | RET and NEW | 0 | Residential Households | faucet | 6.67 | DEER:Res_ClothesDishWasher | 169.74 | 0.0344 | 0 | California eTRM (https://www.caetrm.com/) | 0 | 2020 | 0 | 0 | 2020 | 0 | 0 | California eTRM (https://www.caetrm.com/) | Res Faucet Aerators (Elec) ¦ PG&E ¦ All | Res Faucet Aerators (Elec) | 0.041538 | 1 | 0.4395 | RASS 2009; US Census 2010 | 0 | 2012 | 0.59 | N/A
RES-WATERHEAT-50.2 | Res ¦ Normal Flow Faucet (Elec WH) ¦ PG&E ¦ All | Res ¦ Normal Flow Faucet (Elec WH) | PG&E ¦ All | PG&E | All | Electric | Faucet, No Aerator, 2.2 gpm, CZ03 | Average Existing and Code | 0 | Conventional | WaterHeat | Res - Multi Family | Res | RET and NEW | 0 | Residential Households | faucet | 6.67 | DEER:Res_ClothesDishWasher | 141.23 | 0.0286 | 0 | California eTRM (https://www.caetrm.com/) | 0 | 2020 | 0 | 0 | 2020 | 0 | 0 | California eTRM (https://www.caetrm.com/) | Res Faucet Aerators (Elec) ¦ PG&E ¦ All | Res Faucet Aerators (Elec) | 0.1 | 1 | 0.3755 | RASS 2009; US Census 2010 | 0 | 2012 | 0.65 | N/A
RES-WATERHEAT-51.1 | Res ¦ Faucet Aerators (Elec WH) ¦ PG&E ¦ All | Res ¦ Faucet Aerators (Elec WH) | PG&E ¦ All | PG&E | All | Electric | Faucet, SFm Lavatory Aerator, 1.0 gpm, Electric, CZ03 | Efficient | 0 | Conventional | WaterHeat | Res - Single Family | Res | RET and NEW | 0 | Residential Households | faucet | 10 | DEER:Res_ClothesDishWasher | 77.16 | 0.0156 | 0 | California eTRM (https://www.caetrm.com/) | 4.24 | 2020 | 0 | 1.38 | 2020 | 0 | 0 | California eTRM (https://www.caetrm.com/) | Res Faucet Aerators (Elec) ¦ PG&E ¦ All | Res Faucet Aerators (Elec) | 0.041538 | 1 | 0.5605 | RASS 2009; US Census 2010 | 0 | 2012 | 0.59 | N/A
RES-WATERHEAT-51.2 | Res ¦ Faucet Aerators (Elec WH) ¦ PG&E ¦ All | Res ¦ Faucet Aerators (Elec WH) | PG&E ¦ All | PG&E | All | Electric | Faucet, MFm Lavatory Aerator, 1.0 gpm, Electric, CZ03 | Efficient | 0 | Conventional | WaterHeat | Res - Multi Family | Res | RET and NEW | 0 | Residential Households | faucet | 10 | DEER:Res_ClothesDishWasher | 64.19 | 0.013 | 0 | California eTRM (https://www.caetrm.com/) | 4.24 | 2020 | 0 | 1.38 | 2020 | 0 | 0 | California eTRM (https://www.caetrm.com/) | Res Faucet Aerators (Elec) ¦ PG&E ¦ All | Res Faucet Aerators (Elec) | 0.1 | 1 | 0.6245 | RASS 2009; US Census 2010 | 0 | 2012 | 0.65 | N/A
RES-WATERHEAT-76.1 | Res ¦ Low Flow Showerheads (Gas WH) ¦ PG&E ¦ All | Res ¦ Low Flow Showerheads (Gas WH) | PG&E ¦ All | PG&E | All | Gas | Efficient Showerhead, 1.5 gpm, Gas, SFm, NC, CZ03 | Efficient | 0 | Conventional | WaterHeat | Res - Single Family | Res | RET and NEW | 0 | Residential Households | showerhead | 10 | None | 0 | 0 | 17.9715 | California eTRM (https://www.caetrm.com/) | 18.5 | 2020 | 0 | 15.47 | 2020 | 0 | 0 | California eTRM (https://www.caetrm.com/) | Res Showerheads (Gas) ¦ PG&E ¦ All | Res Showerheads (Gas) | 1.4842 | 1 | 0.4575 | RASS 2009; US Census 2010 | 0 | 2012 | 0.55 | N/A
RES-WATERHEAT-76.2 | Res ¦ Low Flow Showerheads (Gas WH) ¦ PG&E ¦ All | Res ¦ Low Flow Showerheads (Gas WH) | PG&E ¦ All | PG&E | All | Gas | Efficient Showerhead, 1.5 gpm, Gas, MFm, NC, CZ03 | Efficient | 0 | Conventional | WaterHeat | Res - Multi Family | Res | RET and NEW | 0 | Residential Households | showerhead | 10 | None | 0 | 0 | 20.0668 | California eTRM (https://www.caetrm.com/) | 18.5 | 2020 | 0 | 15.47 | 2020 | 0 | 0 | California eTRM (https://www.caetrm.com/) | Res Showerheads (Gas) ¦ PG&E ¦ All | Res Showerheads (Gas) | 0.95455 | 1 | 0.5755 | RASS 2009; US Census 2010 | 0 | 2012 | 0.55 | N/A
RES-WATERHEAT-75.1 | Res ¦ Normal Flow Showerheads (Gas WH) ¦ PG&E ¦ All | Res ¦ Normal Flow Showerheads (Gas WH) | PG&E ¦ All | PG&E | All | Gas | Showerhead, 1.8 gpm, Gas, SFm, NC, CZ03 | Average Existing and Code | 0 | Conventional | WaterHeat | Res - Single Family | Res | RET and NEW | 0 | Residential Households | showerhead | 10 | None | 0 | 0 | 21.5658 | California eTRM (https://www.caetrm.com/) | 14.32 | 2020 | 0 | 15.47 | 2020 | 0 | 0 | California eTRM (https://www.caetrm.com/) | Res Showerheads (Gas) ¦ PG&E ¦ All | Res Showerheads (Gas) | 1.4842 | 1 | 0.5425 | RASS 2009; US Census 2010 | 0 | 2012 | 0.55 | N/A
RES-WATERHEAT-75.2 | Res ¦ Normal Flow Showerheads (Gas WH) ¦ PG&E ¦ All | Res ¦ Normal Flow Showerheads (Gas WH) | PG&E ¦ All | PG&E | All | Gas | Showerhead, 1.8 gpm, Gas, MFm, NC, CZ03 | Average Existing and Code | 0 | Conventional | WaterHeat | Res - Multi Family | Res | RET and NEW | 0 | Residential Households | showerhead | 10 | None | 0 | 0 | 24.0801 | California eTRM (https://www.caetrm.com/) | 14.32 | 2020 | 0 | 15.47 | 2020 | 0 | 0 | California eTRM (https://www.caetrm.com/) | Res Showerheads (Gas) ¦ PG&E ¦ All | Res Showerheads (Gas) | 0.95455 | 1 | 0.4245 | RASS 2009; US Census 2010 | 0 | 2012 | 0.55 | N/A
RES-WATERHEAT-70.1 | Res ¦ Normal Flow Showerheads (Elec WH) ¦ PG&E ¦ All | Res ¦ Normal Flow Showerheads (Elec WH) | PG&E ¦ All | PG&E | All | Electric | Showerhead, 1.8 gpm, Electric, SFm, NC, CZ03 | Average Existing and Code | 0 | Conventional | WaterHeat | Res - Single Family | Res | RET and NEW | 0 | Residential Households | showerhead | 10 | DEER:Res_ClothesDishWasher | 496.6 | 0.1007 | 0 | California eTRM (https://www.caetrm.com/) | 14.32 | 2020 | 0 | 15.47 | 2020 | 0 | 0 | California eTRM (https://www.caetrm.com/) | Res Showerheads (Elec) ¦ PG&E ¦ All | Res Showerheads (Elec) | 0.017308 | 1 | 0.5425 | RASS 2009; US Census 2010 | 0 | 2012 | 0.55 | N/A
RES-WATERHEAT-70.2 | Res ¦ Normal Flow Showerheads (Elec WH) ¦ PG&E ¦ All | Res ¦ Normal Flow Showerheads (Elec WH) | PG&E ¦ All | PG&E | All | Electric | Showerhead, 1.8 gpm, Electric, MFm, NC, CZ03 | Average Existing and Code | 0 | Conventional | WaterHeat | Res - Multi Family | Res | RET and NEW | 0 | Residential Households | showerhead | 10 | DEER:Res_ClothesDishWasher | 554.49 | 0.1124 | 0 | California eTRM (https://www.caetrm.com/) | 14.32 | 2020 | 0 | 15.47 | 2020 | 0 | 0 | California eTRM (https://www.caetrm.com/) | Res Showerheads (Elec) ¦ PG&E ¦ All | Res Showerheads (Elec) | 0.043478 | 1 | 0.4245 | RASS 2009; US Census 2010 | 0 | 2012 | 0.55 | N/A
RES-WATERHEAT-71.1 | Res ¦ Low Flow Showerheads (Elec WH) ¦ PG&E ¦ All | Res ¦ Low Flow Showerheads (Elec WH) | PG&E ¦ All | PG&E | All | Electric | Efficient Showerhead, 1.5 gpm, Electric, SFm, NC, CZ03 | Efficient | 0 | Conventional | WaterHeat | Res - Single Family | Res | RET and NEW | 0 | Residential Households | showerhead | 10 | DEER:Res_ClothesDishWasher | 413.83 | 0.0839 | 0 | California eTRM (https://www.caetrm.com/) | 18.5 | 2020 | 0 | 15.47 | 2020 | 0 | 0 | California eTRM (https://www.caetrm.com/) | Res Showerheads (Elec) ¦ PG&E ¦ All | Res Showerheads (Elec) | 0.017308 | 1 | 0.4575 | RASS 2009; US Census 2010 | 0 | 2012 | 0.55 | N/A
RES-WATERHEAT-71.2 | Res ¦ Low Flow Showerheads (Elec WH) ¦ PG&E ¦ All | Res ¦ Low Flow Showerheads (Elec WH) | PG&E ¦ All | PG&E | All | Electric | Efficient Showerhead, 1.5 gpm, Electric, MFm, NC, CZ03 | Efficient | 0 | Conventional | WaterHeat | Res - Multi Family | Res | RET and NEW | 0 | Residential Households | showerhead | 10 | DEER:Res_ClothesDishWasher | 462.08 | 0.0937 | 0 | California eTRM (https://www.caetrm.com/) | 18.5 | 2020 | 0 | 15.47 | 2020 | 0 | 0 | California eTRM (https://www.caetrm.com/) | Res Showerheads (Elec) ¦ PG&E ¦ All | Res Showerheads (Elec) | 0.043478 | 1 | 0.5755 | RASS 2009; US Census 2010 | 0 | 2012 | 0.55 | N/A
RES-WATERHEAT-30.1 | Res ¦ No Water Heating Controls (Gas WH) ¦ PG&E ¦ All | Res ¦ No Water Heating Controls (Gas WH) | PG&E ¦ All | PG&E | All | Gas | No Programmable Water Heater Timer | Average Existing and Code | 0 | Conventional | WaterHeat | Res - Single Family | Res | RET Only | 0 | Residential Households | water heater | 15 | None | 0 | 0 | 231.4565 | NEEP TRM and 2019 Arizona Public Service Metering Study of ~100 Homes | 0 | 2020 | 0 | 0 | 2020 | 0 | 0 | 2020 RS Means | Water Heating Controls (Gas) ¦ PG&E ¦ All | Water Heating Controls (Gas) | 0.85882 | 1 | 1 | RASS 2019 | 0 | 2012 | 0.55 | N/A
RES-WATERHEAT-30.2 | Res ¦ No Water Heating Controls (Gas WH) ¦ PG&E ¦ All | Res ¦ No Water Heating Controls (Gas WH) | PG&E ¦ All | PG&E | All | Gas | No DHW Loop Controller, Multifamily, 30 Units, Any | Average Existing and Code | 0 | Conventional | WaterHeat | Res - Multi Family | Res | RET Only | 0 | Residential Households | boiler | 15 | None | 0 | 0 | 215.7944 | Workpapers: SWWH016-01 MeasureDataSpec - DHW Loop Temp Controller.xlsx | 0 | 2020 | 0 | 0 | 2020 | 0 | 0 | SWWH016-01 DHW Loop Temp Controller, Multifamily 02.28.2019.pdf | Water Heating Controls (Gas) ¦ PG&E ¦ All | Water Heating Controls (Gas) | 0.53729 | 1 | 0.98 | RASS 2019 | 0 | 2012 | 0.55 | N/A
RES-WATERHEAT-60.1 | Res ¦ No Water Heating Controls (Elec WH) ¦ PG&E ¦ All | Res ¦ No Water Heating Controls (Elec WH) | PG&E ¦ All | PG&E | All | Electric | Programmable Water Heater Timer | Average Existing and Code | 0 | Conventional | WaterHeat | Res - Single Family | Res | RET Only | 0 | Residential Households | water heater | 15 | DEER:Res_ClothesDishWasher | 3390.85 | 0.6872 | 0 | NEEP TRM and 2019 Arizona Public Service Metering Study of ~100 Homes | 0 | 2020 | 0 | 0 | 2020 | 0 | 0 | 2020 RS Means | Water Heating Controls (Elec) ¦ PG&E ¦ All | Water Heating Controls (Elec) | 0.10962 | 1 | 1 | RASS 2019 | 0 | 2012 | 0.55 | N/A
RES-WATERHEAT-60.2 | Res ¦ No Water Heating Controls (Elec WH) ¦ PG&E ¦ All | Res ¦ No Water Heating Controls (Elec WH) | PG&E ¦ All | PG&E | All | Electric | DHW Loop Controller, Multifamily, 30 Units, Any | Average Existing and Code | 0 | Conventional | WaterHeat | Res - Multi Family | Res | RET Only | 0 | Residential Households | boiler | 15 | DEER:Res_ClothesDishWasher | 3161.3982 | 0.6407 | 0 | Workpapers: SWWH016-01 MeasureDataSpec - DHW Loop Temp Controller.xlsx | 0 | 2020 | 0 | 0 | 2020 | 0 | 0 | SWWH016-01 DHW Loop Temp Controller, Multifamily 02.28.2019.pdf | Water Heating Controls (Elec) ¦ PG&E ¦ All | Water Heating Controls (Elec) | 0.10119 | 1 | 0.98 | RASS 2019 | 0 | 2012 | 0.55 | N/A
RES-WATERHEAT-61.1 | Res ¦ Water Heating Controls (Elec WH) ¦ PG&E ¦ All | Res ¦ Water Heating Controls (Elec WH) | PG&E ¦ All | PG&E | All | Electric | No Programmable Water Heater Timer | Efficient | 0 | Conventional | WaterHeat | Res - Single Family | Res | RET Only | 0 | Residential Households | water heater | 15 | DEER:Res_ClothesDishWasher | 3058.7 | 0.61989 | 0 | NEEP TRM and 2019 Arizona Public Service Metering Study of ~100 Homes | 72.95 | 2020 | 0 | 47.81 | 2020 | 0 | 0 | 2020 RS Means | Water Heating Controls (Elec) ¦ PG&E ¦ All | Water Heating Controls (Elec) | 0.10962 | 1 | 0 | RASS 2019 | 0 | 2012 | 0.55 | N/A
RES-WATERHEAT-61.2 | Res ¦ Water Heating Controls (Elec WH) ¦ PG&E ¦ All | Res ¦ Water Heating Controls (Elec WH) | PG&E ¦ All | PG&E | All | Electric | No DHW Loop Controller, Multifamily, 30 Units, Any | Efficient | 0 | Conventional | WaterHeat | Res - Multi Family | Res | RET Only | 0 | Residential Households | boiler | 15 | DEER:Res_ClothesDishWasher | 2890.9439 | 0.58589 | 0 | Workpapers: SWWH016-01 MeasureDataSpec - DHW Loop Temp Controller.xlsx | 46.6667 | 2020 | 0 | 0 | 2020 | 0 | 0 | SWWH016-01 DHW Loop Temp Controller, Multifamily 02.28.2019.pdf | Water Heating Controls (Elec) ¦ PG&E ¦ All | Water Heating Controls (Elec) | 0.10119 | 1 | 0.02 | RASS 2019 | 0 | 2012 | 0.55 | N/A
RES-WATERHEAT-50.1 | Res ¦ Normal Flow Faucet (Elec WH) ¦ SCE ¦ All | Res ¦ Normal Flow Faucet (Elec WH) | SCE ¦ All | SCE | All | Electric | Faucet, No Aerator, 2.2 gpm, CZ08 | Average Existing and Code | 0 | Conventional | WaterHeat | Res - Single Family | Res | RET and NEW | 0 | Residential Households | faucet | 6.67 | DEER:Res_ClothesDishWasher | 146.55 | 0.0297 | 0 | California eTRM (https://www.caetrm.com/) | 0 | 2020 | 0 | 0 | 2020 | 0 | 0 | California eTRM (https://www.caetrm.com/) | Res Faucet Aerators (Elec) ¦ SCE ¦ All | Res Faucet Aerators (Elec) | 0.0068441 | 1 | 0.4395 | RASS 2009; US Census 2010 | 0 | 2012 | 0.59 | N/A
RES-WATERHEAT-50.2 | Res ¦ Normal Flow Faucet (Elec WH) ¦ SCE ¦ All | Res ¦ Normal Flow Faucet (Elec WH) | SCE ¦ All | SCE | All | Electric | Faucet, No Aerator, 2.2 gpm, CZ08 | Average Existing and Code | 0 | Conventional | WaterHeat | Res - Multi Family | Res | RET and NEW | 0 | Residential Households | faucet | 6.67 | DEER:Res_ClothesDishWasher | 121.93 | 0.0247 | 0 | California eTRM (https://www.caetrm.com/) | 0 | 2020 | 0 | 0 | 2020 | 0 | 0 | California eTRM (https://www.caetrm.com/) | Res Faucet Aerators (Elec) ¦ SCE ¦ All | Res Faucet Aerators (Elec) | 0.092 | 1 | 0.3755 | RASS 2009; US Census 2010 | 0 | 2012 | 0.65 | N/A
RES-WATERHEAT-51.1 | Res ¦ Faucet Aerators (Elec WH) ¦ SCE ¦ All | Res ¦ Faucet Aerators (Elec WH) | SCE ¦ All | SCE | All | Electric | Faucet, SFm Lavatory Aerator, 1.0 gpm, Electric, CZ08 | Efficient | 0 | Conventional | WaterHeat | Res - Single Family | Res | RET and NEW | 0 | Residential Households | faucet | 10 | DEER:Res_ClothesDishWasher | 66.61 | 0.0135 | 0 | California eTRM (https://www.caetrm.com/) | 4.24 | 2020 | 0 | 1.38 | 2020 | 0 | 0 | California eTRM (https://www.caetrm.com/) | Res Faucet Aerators (Elec) ¦ SCE ¦ All | Res Faucet Aerators (Elec) | 0.0068441 | 1 | 0.5605 | RASS 2009; US Census 2010 | 0 | 2012 | 0.59 | N/A
RES-WATERHEAT-51.2 | Res ¦ Faucet Aerators (Elec WH) ¦ SCE ¦ All | Res ¦ Faucet Aerators (Elec WH) | SCE ¦ All | SCE | All | Electric | Faucet, MFm Lavatory Aerator, 1.0 gpm, Electric, CZ08 | Efficient | 0 | Conventional | WaterHeat | Res - Multi Family | Res | RET and NEW | 0 | Residential Households | faucet | 10 | DEER:Res_ClothesDishWasher | 55.42 | 0.0112 | 0 | California eTRM (https://www.caetrm.com/) | 4.24 | 2020 | 0 | 1.38 | 2020 | 0 | 0 | California eTRM (https://www.caetrm.com/) | Res Faucet Aerators (Elec) ¦ SCE ¦ All | Res Faucet Aerators (Elec) | 0.092 | 1 | 0.6245 | RASS 2009; US Census 2010 | 0 | 2012 | 0.65 | N/A
RES-WATERHEAT-70.1 | Res ¦ Normal Flow Showerheads (Elec WH) ¦ SCE ¦ All | Res ¦ Normal Flow Showerheads (Elec WH) | SCE ¦ All | SCE | All | Electric | Showerhead, 1.8 gpm, Electric, SFm, NC, CZ08 | Average Existing and Code | 0 | Conventional | WaterHeat | Res - Single Family | Res | RET and NEW | 0 | Residential Households | showerhead | 10 | DEER:Res_ClothesDishWasher | 428.73 | 0.0869 | 0 | California eTRM (https://www.caetrm.com/) | 14.32 | 2020 | 0 | 15.47 | 2020 | 0 | 0 | California eTRM (https://www.caetrm.com/) | Res Showerheads (Elec) ¦ SCE ¦ All | Res Showerheads (Elec) | 0.0028517 | 1 | 0.5425 | RASS 2009; US Census 2010 | 0 | 2012 | 0.55 | N/A
RES-WATERHEAT-70.2 | Res ¦ Normal Flow Showerheads (Elec WH) ¦ SCE ¦ All | Res ¦ Normal Flow Showerheads (Elec WH) | SCE ¦ All | SCE | All | Electric | Showerhead, 1.8 gpm, Electric, MFm, NC, CZ08 | Average Existing and Code | 0 | Conventional | WaterHeat | Res - Multi Family | Res | RET and NEW | 0 | Residential Households | showerhead | 10 | DEER:Res_ClothesDishWasher | 478.71 | 0.0971 | 0 | California eTRM (https://www.caetrm.com/) | 14.32 | 2020 | 0 | 15.47 | 2020 | 0 | 0 | California eTRM (https://www.caetrm.com/) | Res Showerheads (Elec) ¦ SCE ¦ All | Res Showerheads (Elec) | 0.04 | 1 | 0.4245 | RASS 2009; US Census 2010 | 0 | 2012 | 0.55 | N/A
RES-WATERHEAT-71.1 | Res ¦ Low Flow Showerheads (Elec WH) ¦ SCE ¦ All | Res ¦ Low Flow Showerheads (Elec WH) | SCE ¦ All | SCE | All | Electric | Efficient Showerhead, 1.5 gpm, Electric, SFm, NC, CZ08 | Efficient | 0 | Conventional | WaterHeat | Res - Single Family | Res | RET and NEW | 0 | Residential Households | showerhead | 10 | DEER:Res_ClothesDishWasher | 357.27 | 0.0724 | 0 | California eTRM (https://www.caetrm.com/) | 18.5 | 2020 | 0 | 15.47 | 2020 | 0 | 0 | California eTRM (https://www.caetrm.com/) | Res Showerheads (Elec) ¦ SCE ¦ All | Res Showerheads (Elec) | 0.0028517 | 1 | 0.4575 | RASS 2009; US Census 2010 | 0 | 2012 | 0.55 | N/A
RES-WATERHEAT-71.2 | Res ¦ Low Flow Showerheads (Elec WH) ¦ SCE ¦ All | Res ¦ Low Flow Showerheads (Elec WH) | SCE ¦ All | SCE | All | Electric | Efficient Showerhead, 1.5 gpm, Electric, MFm, NC, CZ08 | Efficient | 0 | Conventional | WaterHeat | Res - Multi Family | Res | RET and NEW | 0 | Residential Households | showerhead | 10 | DEER:Res_ClothesDishWasher | 398.93 | 0.0809 | 0 | California eTRM (https://www.caetrm.com/) | 18.5 | 2020 | 0 | 15.47 | 2020 | 0 | 0 | California eTRM (https://www.caetrm.com/) | Res Showerheads (Elec) ¦ SCE ¦ All | Res Showerheads (Elec) | 0.04 | 1 | 0.5755 | RASS 2009; US Census 2010 | 0 | 2012 | 0.55 | N/A
RES-WATERHEAT-60.1 | Res ¦ No Water Heating Controls (Elec WH) ¦ SCE ¦ All | Res ¦ No Water Heating Controls (Elec WH) | SCE ¦ All | SCE | All | Electric | Programmable Water Heater Timer | Average Existing and Code | 0 | Conventional | WaterHeat | Res - Single Family | Res | RET Only | 0 | Residential Households | water heater | 15 | DEER:Res_ClothesDishWasher | 3390.85 | 0.6872 | 0 | NEEP TRM and 2019 Arizona Public Service Metering Study of ~100 Homes | 0 | 2020 | 0 | 0 | 2020 | 0 | 0 | 2020 RS Means | Water Heating Controls (Elec) ¦ SCE ¦ All | Water Heating Controls (Elec) | 0.048051 | 1 | 1 | RASS 2019 | 0 | 2012 | 0.55 | N/A
RES-WATERHEAT-60.2 | Res ¦ No Water Heating Controls (Elec WH) ¦ SCE ¦ All | Res ¦ No Water Heating Controls (Elec WH) | SCE ¦ All | SCE | All | Electric | DHW Loop Controller, Multifamily, 30 Units, Any | Average Existing and Code | 0 | Conventional | WaterHeat | Res - Multi Family | Res | RET Only | 0 | Residential Households | boiler | 15 | DEER:Res_ClothesDishWasher | 3161.3982 | 0.6407 | 0 | Workpapers: SWWH016-01 MeasureDataSpec - DHW Loop Temp Controller.xlsx | 0 | 2020 | 0 | 0 | 2020 | 0 | 0 | SWWH016-01 DHW Loop Temp Controller, Multifamily 02.28.2019.pdf | Water Heating Controls (Elec) ¦ SCE ¦ All | Water Heating Controls (Elec) | 0.11627 | 1 | 0.98 | RASS 2019 | 0 | 2012 | 0.55 | N/A
RES-WATERHEAT-61.1 | Res ¦ Water Heating Controls (Elec WH) ¦ SCE ¦ All | Res ¦ Water Heating Controls (Elec WH) | SCE ¦ All | SCE | All | Electric | No Programmable Water Heater Timer | Efficient | 0 | Conventional | WaterHeat | Res - Single Family | Res | RET Only | 0 | Residential Households | water heater | 15 | DEER:Res_ClothesDishWasher | 3058.7 | 0.61989 | 0 | NEEP TRM and 2019 Arizona Public Service Metering Study of ~100 Homes | 72.95 | 2020 | 0 | 47.81 | 2020 | 0 | 0 | 2020 RS Means | Water Heating Controls (Elec) ¦ SCE ¦ All | Water Heating Controls (Elec) | 0.048051 | 1 | 0 | RASS 2019 | 0 | 2012 | 0.55 | N/A
RES-WATERHEAT-61.2 | Res ¦ Water Heating Controls (Elec WH) ¦ SCE ¦ All | Res ¦ Water Heating Controls (Elec WH) | SCE ¦ All | SCE | All | Electric | No DHW Loop Controller, Multifamily, 30 Units, Any | Efficient | 0 | Conventional | WaterHeat | Res - Multi Family | Res | RET Only | 0 | Residential Households | boiler | 15 | DEER:Res_ClothesDishWasher | 2890.9439 | 0.58589 | 0 | Workpapers: SWWH016-01 MeasureDataSpec - DHW Loop Temp Controller.xlsx | 46.6667 | 2020 | 0 | 0 | 2020 | 0 | 0 | SWWH016-01 DHW Loop Temp Controller, Multifamily 02.28.2019.pdf | Water Heating Controls (Elec) ¦ SCE ¦ All | Water Heating Controls (Elec) | 0.11627 | 1 | 0.02 | RASS 2019 | 0 | 2012 | 0.55 | N/A
RES-WATERHEAT-56.1 | Res ¦ Faucet Aerators (Gas WH) ¦ SCG ¦ All | Res ¦ Faucet Aerators (Gas WH) | SCG ¦ All | SCG | All | Gas | Faucet, SFm Lavatory Aerator, 1.0 gpm, Gas, CZ09 | Efficient | 0 | Conventional | WaterHeat | Res - Single Family | Res | RET and NEW | 0 | Residential Households | faucet | 10 | None | 0 | 0 | 2.8873 | California eTRM (https://www.caetrm.com/) | 4.24 | 2020 | 0 | 1.38 | 2020 | 0 | 0 | California eTRM (https://www.caetrm.com/) | Res Faucet Aerators (Gas) ¦ SCG ¦ All | Res Faucet Aerators (Gas) | 3.5881 | 1 | 0.5605 | RASS 2009; US Census 2010 | 0 | 2012 | 0.59 | N/A
RES-WATERHEAT-56.2 | Res ¦ Faucet Aerators (Gas WH) ¦ SCG ¦ All | Res ¦ Faucet Aerators (Gas WH) | SCG ¦ All | SCG | All | Gas | Faucet, MFm Lavatory Aerator, 1.0 gpm, Gas, CZ09 | Efficient | 0 | Conventional | WaterHeat | Res - Multi Family | Res | RET and NEW | 0 | Residential Households | faucet | 10 | None | 0 | 0 | 2.4022 | California eTRM (https://www.caetrm.com/) | 4.24 | 2020 | 0 | 1.38 | 2020 | 0 | 0 | California eTRM (https://www.caetrm.com/) | Res Faucet Aerators (Gas) ¦ SCG ¦ All | Res Faucet Aerators (Gas) | 2.2164 | 1 | 0.6245 | RASS 2009; US Census 2010 | 0 | 2012 | 0.65 | N/A
RES-WATERHEAT-31.1 | Res ¦ Water Heating Controls (Gas WH) ¦ SCG ¦ All | Res ¦ Water Heating Controls (Gas WH) | SCG ¦ All | SCG | All | Gas | Programmable Water Heater Timer | Efficient | 0 | Conventional | WaterHeat | Res - Single Family | Res | RET Only | 0 | Residential Households | water heater | 15 | None | 0 | 0 | 208.7843 | NEEP TRM and 2019 Arizona Public Service Metering Study of ~100 Homes | 72.95 | 2020 | 0 | 47.81 | 2020 | 0 | 0 | 2020 RS Means | Water Heating Controls (Gas) ¦ SCG ¦ All | Water Heating Controls (Gas) | 0.85451 | 1 | 0 | RASS 2019 | 0 | 2012 | 0.55 | N/A
RES-WATERHEAT-31.2 | Res ¦ Water Heating Controls (Gas WH) ¦ SCG ¦ All | Res ¦ Water Heating Controls (Gas WH) | SCG ¦ All | SCG | All | Gas | DHW Loop Controller, Multifamily, 30 Units, Any | Efficient | 0 | Conventional | WaterHeat | Res - Multi Family | Res | RET Only | 0 | Residential Households | boiler | 15 | None | 0 | 0 | 197.3334 | Workpapers: SWWH016-01 MeasureDataSpec - DHW Loop Temp Controller.xlsx | 46.6667 | 2020 | 0 | 0 | 2020 | 0 | 0 | SWWH016-01 DHW Loop Temp Controller, Multifamily 02.28.2019.pdf | Water Heating Controls (Gas) ¦ SCG ¦ All | Water Heating Controls (Gas) | 0.47408 | 1 | 0.02 | RASS 2019 | 0 | 2012 | 0.55 | N/A
RES-WATERHEAT-55.1 | Res ¦ Normal Flow Faucet (Gas WH) ¦ SCG ¦ All | Res ¦ Normal Flow Faucet (Gas WH) | SCG ¦ All | SCG | All | Gas | Faucet, No Aerator, 2.2 gpm, CZ09 | Average Existing and Code | 0 | Conventional | WaterHeat | Res - Single Family | Res | RET and NEW | 0 | Residential Households | faucet | 6.67 | None | 0 | 0 | 6.352 | California eTRM (https://www.caetrm.com/) | 0 | 2020 | 0 | 0 | 2020 | 0 | 0 | California eTRM (https://www.caetrm.com/) | Res Faucet Aerators (Gas) ¦ SCG ¦ All | Res Faucet Aerators (Gas) | 3.5881 | 1 | 0.4395 | RASS 2009; US Census 2010 | 0 | 2012 | 0.59 | N/A
RES-WATERHEAT-55.2 | Res ¦ Normal Flow Faucet (Gas WH) ¦ SCG ¦ All | Res ¦ Normal Flow Faucet (Gas WH) | SCG ¦ All | SCG | All | Gas | Faucet, No Aerator, 2.2 gpm, CZ09 | Average Existing and Code | 0 | Conventional | WaterHeat | Res - Multi Family | Res | RET and NEW | 0 | Residential Households | faucet | 6.67 | None | 0 | 0 | 5.2849 | California eTRM (https://www.caetrm.com/) | 0 | 2020 | 0 | 0 | 2020 | 0 | 0 | California eTRM (https://www.caetrm.com/) | Res Faucet Aerators (Gas) ¦ SCG ¦ All | Res Faucet Aerators (Gas) | 2.2164 | 1 | 0.3755 | RASS 2009; US Census 2010 | 0 | 2012 | 0.65 | N/A
RES-WATERHEAT-76.1 | Res ¦ Low Flow Showerheads (Gas WH) ¦ SCG ¦ All | Res ¦ Low Flow Showerheads (Gas WH) | SCG ¦ All | SCG | All | Gas | Efficient Showerhead, 1.5 gpm, Gas, SFm, NC, CZ09 | Efficient | 0 | Conventional | WaterHeat | Res - Single Family | Res | RET and NEW | 0 | Residential Households | showerhead | 10 | None | 0 | 0 | 15.486 | California eTRM (https://www.caetrm.com/) | 18.5 | 2020 | 0 | 15.47 | 2020 | 0 | 0 | California eTRM (https://www.caetrm.com/) | Res Showerheads (Gas) ¦ SCG ¦ All | Res Showerheads (Gas) | 1.4951 | 1 | 0.4575 | RASS 2009; US Census 2010 | 0 | 2012 | 0.55 | N/A
RES-WATERHEAT-76.2 | Res ¦ Low Flow Showerheads (Gas WH) ¦ SCG ¦ All | Res ¦ Low Flow Showerheads (Gas WH) | SCG ¦ All | SCG | All | Gas | Efficient Showerhead, 1.5 gpm, Gas, MFm, NC, CZ09 | Efficient | 0 | Conventional | WaterHeat | Res - Multi Family | Res | RET and NEW | 0 | Residential Households | showerhead | 10 | None | 0 | 0 | 17.2915 | California eTRM (https://www.caetrm.com/) | 18.5 | 2020 | 0 | 15.47 | 2020 | 0 | 0 | California eTRM (https://www.caetrm.com/) | Res Showerheads (Gas) ¦ SCG ¦ All | Res Showerheads (Gas) | 0.96364 | 1 | 0.5755 | RASS 2009; US Census 2010 | 0 | 2012 | 0.55 | N/A
RES-WATERHEAT-75.1 | Res ¦ Normal Flow Showerheads (Gas WH) ¦ SCG ¦ All | Res ¦ Normal Flow Showerheads (Gas WH) | SCG ¦ All | SCG | All | Gas | Showerhead, 1.8 gpm, Gas, SFm, NC, CZ09 | Average Existing and Code | 0 | Conventional | WaterHeat | Res - Single Family | Res | RET and NEW | 0 | Residential Households | showerhead | 10 | None | 0 | 0 | 18.5832 | California eTRM (https://www.caetrm.com/) | 14.32 | 2020 | 0 | 15.47 | 2020 | 0 | 0 | California eTRM (https://www.caetrm.com/) | Res Showerheads (Gas) ¦ SCG ¦ All | Res Showerheads (Gas) | 1.4951 | 1 | 0.5425 | RASS 2009; US Census 2010 | 0 | 2012 | 0.55 | N/A
RES-WATERHEAT-75.2 | Res ¦ Normal Flow Showerheads (Gas WH) ¦ SCG ¦ All | Res ¦ Normal Flow Showerheads (Gas WH) | SCG ¦ All | SCG | All | Gas | Showerhead, 1.8 gpm, Gas, MFm, NC, CZ09 | Average Existing and Code | 0 | Conventional | WaterHeat | Res - Multi Family | Res | RET and NEW | 0 | Residential Households | showerhead | 10 | None | 0 | 0 | 20.7498 | California eTRM (https://www.caetrm.com/) | 14.32 | 2020 | 0 | 15.47 | 2020 | 0 | 0 | California eTRM (https://www.caetrm.com/) | Res Showerheads (Gas) ¦ SCG ¦ All | Res Showerheads (Gas) | 0.96364 | 1 | 0.4245 | RASS 2009; US Census 2010 | 0 | 2012 | 0.55 | N/A
RES-WATERHEAT-30.1 | Res ¦ No Water Heating Controls (Gas WH) ¦ SCG ¦ All | Res ¦ No Water Heating Controls (Gas WH) | SCG ¦ All | SCG | All | Gas | No Programmable Water Heater Timer | Average Existing and Code | 0 | Conventional | WaterHeat | Res - Single Family | Res | RET Only | 0 | Residential Households | water heater | 15 | None | 0 | 0 | 231.4565 | NEEP TRM and 2019 Arizona Public Service Metering Study of ~100 Homes | 0 | 2020 | 0 | 0 | 2020 | 0 | 0 | 2020 RS Means | Water Heating Controls (Gas) ¦ SCG ¦ All | Water Heating Controls (Gas) | 0.85451 | 1 | 1 | RASS 2019 | 0 | 2012 | 0.55 | N/A
RES-WATERHEAT-30.2 | Res ¦ No Water Heating Controls (Gas WH) ¦ SCG ¦ All | Res ¦ No Water Heating Controls (Gas WH) | SCG ¦ All | SCG | All | Gas | No DHW Loop Controller, Multifamily, 30 Units, Any | Average Existing and Code | 0 | Conventional | WaterHeat | Res - Multi Family | Res | RET Only | 0 | Residential Households | boiler | 15 | None | 0 | 0 | 215.7944 | Workpapers: SWWH016-01 MeasureDataSpec - DHW Loop Temp Controller.xlsx | 0 | 2020 | 0 | 0 | 2020 | 0 | 0 | SWWH016-01 DHW Loop Temp Controller, Multifamily 02.28.2019.pdf | Water Heating Controls (Gas) ¦ SCG ¦ All | Water Heating Controls (Gas) | 0.47408 | 1 | 0.98 | RASS 2019 | 0 | 2012 | 0.55 | N/A
RES-WATERHEAT-56.1 | Res ¦ Faucet Aerators (Gas WH) ¦ SDG&E ¦ All | Res ¦ Faucet Aerators (Gas WH) | SDG&E ¦ All | SDG&E | All | Gas | Faucet, SFm Lavatory Aerator, 1.0 gpm, Gas, CZ07 | Efficient | 0 | Conventional | WaterHeat | Res - Single Family | Res | RET and NEW | 0 | Residential Households | faucet | 10 | None | 0 | 0 | 2.9742 | California eTRM (https://www.caetrm.com/) | 4.24 | 2020 | 0 | 1.38 | 2020 | 0 | 0 | California eTRM (https://www.caetrm.com/) | Res Faucet Aerators (Gas) ¦ SDG&E ¦ All | Res Faucet Aerators (Gas) | 3.5443 | 1 | 0.5605 | RASS 2009; US Census 2010 | 0 | 2012 | 0.59 | N/A
RES-WATERHEAT-56.2 | Res ¦ Faucet Aerators (Gas WH) ¦ SDG&E ¦ All | Res ¦ Faucet Aerators (Gas WH) | SDG&E ¦ All | SDG&E | All | Gas | Faucet, MFm Lavatory Aerator, 1.0 gpm, Gas, CZ07 | Efficient | 0 | Conventional | WaterHeat | Res - Multi Family | Res | RET and NEW | 0 | Residential Households | faucet | 10 | None | 0 | 0 | 2.4745 | California eTRM (https://www.caetrm.com/) | 4.24 | 2020 | 0 | 1.38 | 2020 | 0 | 0 | California eTRM (https://www.caetrm.com/) | Res Faucet Aerators (Gas) ¦ SDG&E ¦ All | Res Faucet Aerators (Gas) | 2.3 | 1 | 0.6245 | RASS 2009; US Census 2010 | 0 | 2012 | 0.65 | N/A
RES-WATERHEAT-31.1 | Res ¦ Water Heating Controls (Gas WH) ¦ SDG&E ¦ All | Res ¦ Water Heating Controls (Gas WH) | SDG&E ¦ All | SDG&E | All | Gas | Programmable Water Heater Timer | Efficient | 0 | Conventional | WaterHeat | Res - Single Family | Res | RET Only | 0 | Residential Households | water heater | 15 | None | 0 | 0 | 208.7843 | NEEP TRM and 2019 Arizona Public Service Metering Study of ~100 Homes | 72.95 | 2020 | 0 | 47.81 | 2020 | 0 | 0 | 2020 RS Means | Water Heating Controls (Gas) ¦ SDG&E ¦ All | Water Heating Controls (Gas) | 0.89175 | 1 | 0 | RASS 2019 | 0 | 2012 | 0.55 | N/A
RES-WATERHEAT-31.2 | Res ¦ Water Heating Controls (Gas WH) ¦ SDG&E ¦ All | Res ¦ Water Heating Controls (Gas WH) | SDG&E ¦ All | SDG&E | All | Gas | DHW Loop Controller, Multifamily, 30 Units, Any | Efficient | 0 | Conventional | WaterHeat | Res - Multi Family | Res | RET Only | 0 | Residential Households | boiler | 15 | None | 0 | 0 | 197.3334 | Workpapers: SWWH016-01 MeasureDataSpec - DHW Loop Temp Controller.xlsx | 46.6667 | 2020 | 0 | 0 | 2020 | 0 | 0 | SWWH016-01 DHW Loop Temp Controller, Multifamily 02.28.2019.pdf | Water Heating Controls (Gas) ¦ SDG&E ¦ All | Water Heating Controls (Gas) | 0.55971 | 1 | 0.02 | RASS 2019 | 0 | 2012 | 0.55 | N/A
RES-WATERHEAT-55.1 | Res ¦ Normal Flow Faucet (Gas WH) ¦ SDG&E ¦ All | Res ¦ Normal Flow Faucet (Gas WH) | SDG&E ¦ All | SDG&E | All | Gas | Faucet, No Aerator, 2.2 gpm, CZ07 | Average Existing and Code | 0 | Conventional | WaterHeat | Res - Single Family | Res | RET and NEW | 0 | Residential Households | faucet | 6.67 | None | 0 | 0 | 6.5433 | California eTRM (https://www.caetrm.com/) | 0 | 2020 | 0 | 0 | 2020 | 0 | 0 | California eTRM (https://www.caetrm.com/) | Res Faucet Aerators (Gas) ¦ SDG&E ¦ All | Res Faucet Aerators (Gas) | 3.5443 | 1 | 0.4395 | RASS 2009; US Census 2010 | 0 | 2012 | 0.59 | N/A
RES-WATERHEAT-55.2 | Res ¦ Normal Flow Faucet (Gas WH) ¦ SDG&E ¦ All | Res ¦ Normal Flow Faucet (Gas WH) | SDG&E ¦ All | SDG&E | All | Gas | Faucet, No Aerator, 2.2 gpm, CZ07 | Average Existing and Code | 0 | Conventional | WaterHeat | Res - Multi Family | Res | RET and NEW | 0 | Residential Households | faucet | 6.67 | None | 0 | 0 | 5.444 | California eTRM (https://www.caetrm.com/) | 0 | 2020 | 0 | 0 | 2020 | 0 | 0 | California eTRM (https://www.caetrm.com/) | Res Faucet Aerators (Gas) ¦ SDG&E ¦ All | Res Faucet Aerators (Gas) | 2.3 | 1 | 0.3755 | RASS 2009; US Census 2010 | 0 | 2012 | 0.65 | N/A
RES-WATERHEAT-50.1 | Res ¦ Normal Flow Faucet (Elec WH) ¦ SDG&E ¦ All | Res ¦ Normal Flow Faucet (Elec WH) | SDG&E ¦ All | SDG&E | All | Electric | Faucet, No Aerator, 2.2 gpm, CZ07 | Average Existing and Code | 0 | Conventional | WaterHeat | Res - Single Family | Res | RET and NEW | 0 | Residential Households | faucet | 6.67 | DEER:Res_ClothesDishWasher | 150.67 | 0.0305 | 0 | California eTRM (https://www.caetrm.com/) | 0 | 2020 | 0 | 0 | 2020 | 0 | 0 | California eTRM (https://www.caetrm.com/) | Res Faucet Aerators (Elec) ¦ SDG&E ¦ All | Res Faucet Aerators (Elec) | 0.046957 | 1 | 0.4395 | RASS 2009; US Census 2010 | 0 | 2012 | 0.59 | N/A
RES-WATERHEAT-50.2 | Res ¦ Normal Flow Faucet (Elec WH) ¦ SDG&E ¦ All | Res ¦ Normal Flow Faucet (Elec WH) | SDG&E ¦ All | SDG&E | All | Electric | Faucet, No Aerator, 2.2 gpm, CZ07 | Average Existing and Code | 0 | Conventional | WaterHeat | Res - Multi Family | Res | RET and NEW | 0 | Residential Households | faucet | 6.67 | DEER:Res_ClothesDishWasher | 125.36 | 0.0254 | 0 | California eTRM (https://www.caetrm.com/) | 0 | 2020 | 0 | 0 | 2020 | 0 | 0 | California eTRM (https://www.caetrm.com/) | Res Faucet Aerators (Elec) ¦ SDG&E ¦ All | Res Faucet Aerators (Elec) | 0.092 | 1 | 0.3755 | RASS 2009; US Census 2010 | 0 | 2012 | 0.65 | N/A
RES-WATERHEAT-51.1 | Res ¦ Faucet Aerators (Elec WH) ¦ SDG&E ¦ All | Res ¦ Faucet Aerators (Elec WH) | SDG&E ¦ All | SDG&E | All | Electric | Faucet, SFm Lavatory Aerator, 1.0 gpm, Electric, CZ07 | Efficient | 0 | Conventional | WaterHeat | Res - Single Family | Res | RET and NEW | 0 | Residential Households | faucet | 10 | DEER:Res_ClothesDishWasher | 68.49 | 0.0139 | 0 | California eTRM (https://www.caetrm.com/) | 4.24 | 2020 | 0 | 1.38 | 2020 | 0 | 0 | California eTRM (https://www.caetrm.com/) | Res Faucet Aerators (Elec) ¦ SDG&E ¦ All | Res Faucet Aerators (Elec) | 0.046957 | 1 | 0.5605 | RASS 2009; US Census 2010 | 0 | 2012 | 0.59 | N/A
RES-WATERHEAT-51.2 | Res ¦ Faucet Aerators (Elec WH) ¦ SDG&E ¦ All | Res ¦ Faucet Aerators (Elec WH) | SDG&E ¦ All | SDG&E | All | Electric | Faucet, MFm Lavatory Aerator, 1.0 gpm, Electric, CZ07 | Efficient | 0 | Conventional | WaterHeat | Res - Multi Family | Res | RET and NEW | 0 | Residential Households | faucet | 10 | DEER:Res_ClothesDishWasher | 56.98 | 0.0116 | 0 | California eTRM (https://www.caetrm.com/) | 4.24 | 2020 | 0 | 1.38 | 2020 | 0 | 0 | California eTRM (https://www.caetrm.com/) | Res Faucet Aerators (Elec) ¦ SDG&E ¦ All | Res Faucet Aerators (Elec) | 0.092 | 1 | 0.6245 | RASS 2009; US Census 2010 | 0 | 2012 | 0.65 | N/A
RES-WATERHEAT-76.1 | Res ¦ Low Flow Showerheads (Gas WH) ¦ SDG&E ¦ All | Res ¦ Low Flow Showerheads (Gas WH) | SDG&E ¦ All | SDG&E | All | Gas | Efficient Showerhead, 1.5 gpm, Gas, SFm, NC, CZ07 | Efficient | 0 | Conventional | WaterHeat | Res - Single Family | Res | RET and NEW | 0 | Residential Households | showerhead | 10 | None | 0 | 0 | 15.9523 | California eTRM (https://www.caetrm.com/) | 18.5 | 2020 | 0 | 15.47 | 2020 | 0 | 0 | California eTRM (https://www.caetrm.com/) | Res Showerheads (Gas) ¦ SDG&E ¦ All | Res Showerheads (Gas) | 1.4768 | 1 | 0.4575 | RASS 2009; US Census 2010 | 0 | 2012 | 0.55 | N/A
RES-WATERHEAT-76.2 | Res ¦ Low Flow Showerheads (Gas WH) ¦ SDG&E ¦ All | Res ¦ Low Flow Showerheads (Gas WH) | SDG&E ¦ All | SDG&E | All | Gas | Efficient Showerhead, 1.5 gpm, Gas, MFm, NC, CZ07 | Efficient | 0 | Conventional | WaterHeat | Res - Multi Family | Res | RET and NEW | 0 | Residential Households | showerhead | 10 | None | 0 | 0 | 17.8121 | California eTRM (https://www.caetrm.com/) | 18.5 | 2020 | 0 | 15.47 | 2020 | 0 | 0 | California eTRM (https://www.caetrm.com/) | Res Showerheads (Gas) ¦ SDG&E ¦ All | Res Showerheads (Gas) | 1 | 1 | 0.5755 | RASS 2009; US Census 2010 | 0 | 2012 | 0.55 | N/A
RES-WATERHEAT-75.1 | Res ¦ Normal Flow Showerheads (Gas WH) ¦ SDG&E ¦ All | Res ¦ Normal Flow Showerheads (Gas WH) | SDG&E ¦ All | SDG&E | All | Gas | Showerhead, 1.8 gpm, Gas, SFm, NC, CZ07 | Average Existing and Code | 0 | Conventional | WaterHeat | Res - Single Family | Res | RET and NEW | 0 | Residential Households | showerhead | 10 | None | 0 | 0 | 19.1427 | California eTRM (https://www.caetrm.com/) | 14.32 | 2020 | 0 | 15.47 | 2020 | 0 | 0 | California eTRM (https://www.caetrm.com/) | Res Showerheads (Gas) ¦ SDG&E ¦ All | Res Showerheads (Gas) | 1.4768 | 1 | 0.5425 | RASS 2009; US Census 2010 | 0 | 2012 | 0.55 | N/A
RES-WATERHEAT-75.2 | Res ¦ Normal Flow Showerheads (Gas WH) ¦ SDG&E ¦ All | Res ¦ Normal Flow Showerheads (Gas WH) | SDG&E ¦ All | SDG&E | All | Gas | Showerhead, 1.8 gpm, Gas, MFm, NC, CZ07 | Average Existing and Code | 0 | Conventional | WaterHeat | Res - Multi Family | Res | RET and NEW | 0 | Residential Households | showerhead | 10 | None | 0 | 0 | 21.3745 | California eTRM (https://www.caetrm.com/) | 14.32 | 2020 | 0 | 15.47 | 2020 | 0 | 0 | California eTRM (https://www.caetrm.com/) | Res Showerheads (Gas) ¦ SDG&E ¦ All | Res Showerheads (Gas) | 1 | 1 | 0.4245 | RASS 2009; US Census 2010 | 0 | 2012 | 0.55 | N/A
RES-WATERHEAT-70.1 | Res ¦ Normal Flow Showerheads (Elec WH) ¦ SDG&E ¦ All | Res ¦ Normal Flow Showerheads (Elec WH) | SDG&E ¦ All | SDG&E | All | Electric | Showerhead, 1.8 gpm, Electric, SFm, NC, CZ07 | Average Existing and Code | 0 | Conventional | WaterHeat | Res - Single Family | Res | RET and NEW | 0 | Residential Households | showerhead | 10 | DEER:Res_ClothesDishWasher | 440.8 | 0.0894 | 0 | California eTRM (https://www.caetrm.com/) | 14.32 | 2020 | 0 | 15.47 | 2020 | 0 | 0 | California eTRM (https://www.caetrm.com/) | Res Showerheads (Elec) ¦ SDG&E ¦ All | Res Showerheads (Elec) | 0.019565 | 1 | 0.5425 | RASS 2009; US Census 2010 | 0 | 2012 | 0.55 | N/A
RES-WATERHEAT-70.2 | Res ¦ Normal Flow Showerheads (Elec WH) ¦ SDG&E ¦ All | Res ¦ Normal Flow Showerheads (Elec WH) | SDG&E ¦ All | SDG&E | All | Electric | Showerhead, 1.8 gpm, Electric, MFm, NC, CZ07 | Average Existing and Code | 0 | Conventional | WaterHeat | Res - Multi Family | Res | RET and NEW | 0 | Residential Households | showerhead | 10 | DEER:Res_ClothesDishWasher | 492.19 | 0.0998 | 0 | California eTRM (https://www.caetrm.com/) | 14.32 | 2020 | 0 | 15.47 | 2020 | 0 | 0 | California eTRM (https://www.caetrm.com/) | Res Showerheads (Elec) ¦ SDG&E ¦ All | Res Showerheads (Elec) | 0.04 | 1 | 0.4245 | RASS 2009; US Census 2010 | 0 | 2012 | 0.55 | N/A
RES-WATERHEAT-71.1 | Res ¦ Low Flow Showerheads (Elec WH) ¦ SDG&E ¦ All | Res ¦ Low Flow Showerheads (Elec WH) | SDG&E ¦ All | SDG&E | All | Electric | Efficient Showerhead, 1.5 gpm, Electric, SFm, NC, CZ07 | Efficient | 0 | Conventional | WaterHeat | Res - Single Family | Res | RET and NEW | 0 | Residential Households | showerhead | 10 | DEER:Res_ClothesDishWasher | 367.33 | 0.0745 | 0 | California eTRM (https://www.caetrm.com/) | 18.5 | 2020 | 0 | 15.47 | 2020 | 0 | 0 | California eTRM (https://www.caetrm.com/) | Res Showerheads (Elec) ¦ SDG&E ¦ All | Res Showerheads (Elec) | 0.019565 | 1 | 0.4575 | RASS 2009; US Census 2010 | 0 | 2012 | 0.55 | N/A
RES-WATERHEAT-71.2 | Res ¦ Low Flow Showerheads (Elec WH) ¦ SDG&E ¦ All | Res ¦ Low Flow Showerheads (Elec WH) | SDG&E ¦ All | SDG&E | All | Electric | Efficient Showerhead, 1.5 gpm, Electric, MFm, NC, CZ07 | Efficient | 0 | Conventional | WaterHeat | Res - Multi Family | Res | RET and NEW | 0 | Residential Households | showerhead | 10 | DEER:Res_ClothesDishWasher | 410.16 | 0.0832 | 0 | California eTRM (https://www.caetrm.com/) | 18.5 | 2020 | 0 | 15.47 | 2020 | 0 | 0 | California eTRM (https://www.caetrm.com/) | Res Showerheads (Elec) ¦ SDG&E ¦ All | Res Showerheads (Elec) | 0.04 | 1 | 0.5755 | RASS 2009; US Census 2010 | 0 | 2012 | 0.55 | N/A
RES-WATERHEAT-30.1 | Res ¦ No Water Heating Controls (Gas WH) ¦ SDG&E ¦ All | Res ¦ No Water Heating Controls (Gas WH) | SDG&E ¦ All | SDG&E | All | Gas | No Programmable Water Heater Timer | Average Existing and Code | 0 | Conventional | WaterHeat | Res - Single Family | Res | RET Only | 0 | Residential Households | water heater | 15 | None | 0 | 0 | 231.4565 | NEEP TRM and 2019 Arizona Public Service Metering Study of ~100 Homes | 0 | 2020 | 0 | 0 | 2020 | 0 | 0 | 2020 RS Means | Water Heating Controls (Gas) ¦ SDG&E ¦ All | Water Heating Controls (Gas) | 0.89175 | 1 | 1 | RASS 2019 | 0 | 2012 | 0.55 | N/A
RES-WATERHEAT-30.2 | Res ¦ No Water Heating Controls (Gas WH) ¦ SDG&E ¦ All | Res ¦ No Water Heating Controls (Gas WH) | SDG&E ¦ All | SDG&E | All | Gas | No DHW Loop Controller, Multifamily, 30 Units, Any | Average Existing and Code | 0 | Conventional | WaterHeat | Res - Multi Family | Res | RET Only | 0 | Residential Households | boiler | 15 | None | 0 | 0 | 215.7944 | Workpapers: SWWH016-01 MeasureDataSpec - DHW Loop Temp Controller.xlsx | 0 | 2020 | 0 | 0 | 2020 | 0 | 0 | SWWH016-01 DHW Loop Temp Controller, Multifamily 02.28.2019.pdf | Water Heating Controls (Gas) ¦ SDG&E ¦ All | Water Heating Controls (Gas) | 0.55971 | 1 | 0.98 | RASS 2019 | 0 | 2012 | 0.55 | N/A
RES-WATERHEAT-60.1 | Res ¦ No Water Heating Controls (Elec WH) ¦ SDG&E ¦ All | Res ¦ No Water Heating Controls (Elec WH) | SDG&E ¦ All | SDG&E | All | Electric | Programmable Water Heater Timer | Average Existing and Code | 0 | Conventional | WaterHeat | Res - Single Family | Res | RET Only | 0 | Residential Households | water heater | 15 | DEER:Res_ClothesDishWasher | 3390.85 | 0.6872 | 0 | NEEP TRM and 2019 Arizona Public Service Metering Study of ~100 Homes | 0 | 2020 | 0 | 0 | 2020 | 0 | 0 | 2020 RS Means | Water Heating Controls (Elec) ¦ SDG&E ¦ All | Water Heating Controls (Elec) | 0.05514 | 1 | 1 | RASS 2019 | 0 | 2012 | 0.55 | N/A
RES-WATERHEAT-60.2 | Res ¦ No Water Heating Controls (Elec WH) ¦ SDG&E ¦ All | Res ¦ No Water Heating Controls (Elec WH) | SDG&E ¦ All | SDG&E | All | Electric | DHW Loop Controller, Multifamily, 30 Units, Any | Average Existing and Code | 0 | Conventional | WaterHeat | Res - Multi Family | Res | RET Only | 0 | Residential Households | boiler | 15 | DEER:Res_ClothesDishWasher | 3161.3982 | 0.6407 | 0 | Workpapers: SWWH016-01 MeasureDataSpec - DHW Loop Temp Controller.xlsx | 0 | 2020 | 0 | 0 | 2020 | 0 | 0 | SWWH016-01 DHW Loop Temp Controller, Multifamily 02.28.2019.pdf | Water Heating Controls (Elec) ¦ SDG&E ¦ All | Water Heating Controls (Elec) | 0.186 | 1 | 0.98 | RASS 2019 | 0 | 2012 | 0.55 | N/A
RES-WATERHEAT-61.1 | Res ¦ Water Heating Controls (Elec WH) ¦ SDG&E ¦ All | Res ¦ Water Heating Controls (Elec WH) | SDG&E ¦ All | SDG&E | All | Electric | No Programmable Water Heater Timer | Efficient | 0 | Conventional | WaterHeat | Res - Single Family | Res | RET Only | 0 | Residential Households | water heater | 15 | DEER:Res_ClothesDishWasher | 3058.7 | 0.61989 | 0 | NEEP TRM and 2019 Arizona Public Service Metering Study of ~100 Homes | 72.95 | 2020 | 0 | 47.81 | 2020 | 0 | 0 | 2020 RS Means | Water Heating Controls (Elec) ¦ SDG&E ¦ All | Water Heating Controls (Elec) | 0.05514 | 1 | 0 | RASS 2019 | 0 | 2012 | 0.55 | N/A
RES-WATERHEAT-61.2 | Res ¦ Water Heating Controls (Elec WH) ¦ SDG&E ¦ All | Res ¦ Water Heating Controls (Elec WH) | SDG&E ¦ All | SDG&E | All | Electric | No DHW Loop Controller, Multifamily, 30 Units, Any | Efficient | 0 | Conventional | WaterHeat | Res - Multi Family | Res | RET Only | 0 | Residential Households | boiler | 15 | DEER:Res_ClothesDishWasher | 2890.9439 | 0.58589 | 0 | Workpapers: SWWH016-01 MeasureDataSpec - DHW Loop Temp Controller.xlsx | 46.6667 | 2020 | 0 | 0 | 2020 | 0 | 0 | SWWH016-01 DHW Loop Temp Controller, Multifamily 02.28.2019.pdf | Water Heating Controls (Elec) ¦ SDG&E ¦ All | Water Heating Controls (Elec) | 0.186 | 1 | 0.02 | RASS 2019 | 0 | 2012 | 0.55 | N/A
RES-WATERHEAT-80.1 | Res ¦ No Drain Water Heat Recovery (Elec WH) - RET ¦ PG&E ¦ All | Res ¦ No Drain Water Heat Recovery (Elec WH) - RET | PG&E ¦ All | PG&E | All | Electric | Res ¦ No Drain Water Heat Recovery (Elec WH) - RET-All | Average Existing and Code | 0 | Conventional | WaterHeat | Res - Single Family | Res | RET Only | 0 | Residential Households | water heater | 20 | DEER:Res_ClothesDishWasher | 931 | 0.18879 | 0 | CEAI Calculator Outputs | 0 | 2020 | 0 | 0 | 2020 | 0 | 0 | CEAI Calculator Outputs | Drain Water Heat Recovery (Elec) - RET ¦ PG&E ¦ All | Drain Water Heat Recovery (Elec) - RET | 0.10962 | 0.1 | 0.98 | RASS 2019 | 0 | 2012 | 0.55 | N/A
RES-WATERHEAT-80.2 | Res ¦ No Drain Water Heat Recovery (Elec WH) - RET ¦ PG&E ¦ All | Res ¦ No Drain Water Heat Recovery (Elec WH) - RET | PG&E ¦ All | PG&E | All | Electric | Res ¦ No Drain Water Heat Recovery (Elec WH) - RET-All | Average Existing and Code | 0 | Conventional | WaterHeat | Res - Multi Family | Res | RET Only | 0 | Residential Households | water heater | 20 | DEER:Res_ClothesDishWasher | 931 | 0.18879 | 0 | CEAI Calculator Outputs | 0 | 2020 | 0 | 0 | 2020 | 0 | 0 | CEAI Calculator Outputs | Drain Water Heat Recovery (Elec) - RET ¦ PG&E ¦ All | Drain Water Heat Recovery (Elec) - RET | 0.10119 | 0.1 | 0.98 | RASS 2019 | 0 | 2012 | 0.55 | N/A
RES-WATERHEAT-40.1 | Res ¦ No Drain Water Heat Recovery (Elec WH) - NEW ¦ PG&E ¦ All | Res ¦ No Drain Water Heat Recovery (Elec WH) - NEW | PG&E ¦ All | PG&E | All | Electric | Res ¦ No Drain Water Heat Recovery (Elec WH) - NEW-All | Average Existing and Code | 0 | Conventional | WaterHeat | Res - Single Family | Res | NEW Only | 0 | Residential Households | water heater | 20 | DEER:Res_ClothesDishWasher | 931 | 0.18879 | 0 | CEAI Calculator Outputs | 0 | 2020 | 0 | 0 | 2020 | 0 | 0 | CEAI Calculator Outputs | Drain Water Heat Recovery (Elec) - NEW ¦ PG&E ¦ All | Drain Water Heat Recovery (Elec) - NEW | 0.10962 | 0.75 | 0.98 | RASS 2019 | 0 | 2012 | 0.55 | N/A
RES-WATERHEAT-40.2 | Res ¦ No Drain Water Heat Recovery (Elec WH) - NEW ¦ PG&E ¦ All | Res ¦ No Drain Water Heat Recovery (Elec WH) - NEW | PG&E ¦ All | PG&E | All | Electric | Res ¦ No Drain Water Heat Recovery (Elec WH) - NEW-All | Average Existing and Code | 0 | Conventional | WaterHeat | Res - Multi Family | Res | NEW Only | 0 | Residential Households | water heater | 20 | DEER:Res_ClothesDishWasher | 931 | 0.18879 | 0 | CEAI Calculator Outputs | 0 | 2020 | 0 | 0 | 2020 | 0 | 0 | CEAI Calculator Outputs | Drain Water Heat Recovery (Elec) - NEW ¦ PG&E ¦ All | Drain Water Heat Recovery (Elec) - NEW | 0.10119 | 0.75 | 0.98 | RASS 2019 | 0 | 2012 | 0.55 | N/A
RES-WATERHEAT-85.1 | Res ¦ No Drain Water Heat Recovery (Gas WH) - RET ¦ PG&E ¦ All | Res ¦ No Drain Water Heat Recovery (Gas WH) - RET | PG&E ¦ All | PG&E | All | Gas | Res ¦ No Drain Water Heat Recovery (Gas WH) - RET-All | Average Existing and Code | 0 | Conventional | WaterHeat | Res - Single Family | Res | RET Only | 0 | Residential Households | water heater | 20 | None | 0 | 0 | 41.1172 | CEAI Calculator Outputs | 0 | 2020 | 0 | 0 | 2020 | 0 | 0 | CEAI Calculator Outputs | Drain Water Heat Recovery (Gas) - RET ¦ PG&E ¦ All | Drain Water Heat Recovery (Gas) - RET | 0.85882 | 0.1 | 0.98 | RASS 2019 | 0 | 2012 | 0.55 | N/A
RES-WATERHEAT-85.2 | Res ¦ No Drain Water Heat Recovery (Gas WH) - RET ¦ PG&E ¦ All | Res ¦ No Drain Water Heat Recovery (Gas WH) - RET | PG&E ¦ All | PG&E | All | Gas | Res ¦ No Drain Water Heat Recovery (Gas WH) - RET-All | Average Existing and Code | 0 | Conventional | WaterHeat | Res - Multi Family | Res | RET Only | 0 | Residential Households | water heater | 20 | None | 0 | 0 | 41.1172 | CEAI Calculator Outputs | 0 | 2020 | 0 | 0 | 2020 | 0 | 0 | CEAI Calculator Outputs | Drain Water Heat Recovery (Gas) - RET ¦ PG&E ¦ All | Drain Water Heat Recovery (Gas) - RET | 0.53729 | 0.1 | 0.98 | RASS 2019 | 0 | 2012 | 0.55 | N/A
RES-WATERHEAT-20.1 | Res ¦ No Drain Water Heat Recovery (Gas WH) - NEW ¦ PG&E ¦ All | Res ¦ No Drain Water Heat Recovery (Gas WH) - NEW | PG&E ¦ All | PG&E | All | Gas | Res ¦ No Drain Water Heat Recovery (Gas WH) - NEW-All | Average Existing and Code | 0 | Conventional | WaterHeat | Res - Single Family | Res | NEW Only | 0 | Residential Households | water heater | 20 | None | 0 | 0 | 41.1172 | CEAI Calculator Outputs | 0 | 2020 | 0 | 0 | 2020 | 0 | 0 | CEAI Calculator Outputs | Drain Water Heat Recovery (Gas) NEW ¦ PG&E ¦ All | Drain Water Heat Recovery (Gas) NEW | 0.85882 | 0.75 | 0.98 | RASS 2019 | 0 | 2012 | 0.55 | N/A
RES-WATERHEAT-20.2 | Res ¦ No Drain Water Heat Recovery (Gas WH) - NEW ¦ PG&E ¦ All | Res ¦ No Drain Water Heat Recovery (Gas WH) - NEW | PG&E ¦ All | PG&E | All | Gas | Res ¦ No Drain Water Heat Recovery (Gas WH) - NEW-All | Average Existing and Code | 0 | Conventional | WaterHeat | Res - Multi Family | Res | NEW Only | 0 | Residential Households | water heater | 20 | None | 0 | 0 | 41.1172 | CEAI Calculator Outputs | 0 | 2020 | 0 | 0 | 2020 | 0 | 0 | CEAI Calculator Outputs | Drain Water Heat Recovery (Gas) NEW ¦ PG&E ¦ All | Drain Water Heat Recovery (Gas) NEW | 0.53729 | 0.75 | 0.98 | RASS 2019 | 0 | 2012 | 0.55 | N/A
RES-WATERHEAT-81.1 | Res ¦ Drain Water Heat Recovery (Elec WH) - RET ¦ PG&E ¦ All | Res ¦ Drain Water Heat Recovery (Elec WH) - RET | PG&E ¦ All | PG&E | All | Electric | Res ¦ Drain Water Heat Recovery (Elec WH) - RET-All | Efficient | 0 | Conventional | WaterHeat | Res - Single Family | Res | RET Only | 0 | Residential Households | water heater | 20 | DEER:Res_ClothesDishWasher | 0 | 0 | 0 | CEAI Calculator Outputs | 716.1952 | 2020 | 0 | 362.5738 | 2020 | 0 | 0 | CEAI Calculator Outputs | Drain Water Heat Recovery (Elec) - RET ¦ PG&E ¦ All | Drain Water Heat Recovery (Elec) - RET | 0.10962 | 0.1 | 0.02 | RASS 2019 | 0 | 2012 | 0.55 | N/A
RES-WATERHEAT-81.2 | Res ¦ Drain Water Heat Recovery (Elec WH) - RET ¦ PG&E ¦ All | Res ¦ Drain Water Heat Recovery (Elec WH) - RET | PG&E ¦ All | PG&E | All | Electric | Res ¦ Drain Water Heat Recovery (Elec WH) - RET-All | Efficient | 0 | Conventional | WaterHeat | Res - Multi Family | Res | RET Only | 0 | Residential Households | water heater | 20 | DEER:Res_ClothesDishWasher | 0 | 0 | 0 | CEAI Calculator Outputs | 716.1952 | 2020 | 0 | 362.5738 | 2020 | 0 | 0 | CEAI Calculator Outputs | Drain Water Heat Recovery (Elec) - RET ¦ PG&E ¦ All | Drain Water Heat Recovery (Elec) - RET | 0.10119 | 0.1 | 0.02 | RASS 2019 | 0 | 2012 | 0.55 | N/A
RES-WATERHEAT-41.1 | Res ¦ Drain Water Heat Recovery (Elec WH) - NEW ¦ PG&E ¦ All | Res ¦ Drain Water Heat Recovery (Elec WH) - NEW | PG&E ¦ All | PG&E | All | Electric | Res ¦ Drain Water Heat Recovery (Elec WH) - NEW-All | Efficient | 0 | Conventional | WaterHeat | Res - Single Family | Res | NEW Only | 0 | Residential Households | water heater | 20 | DEER:Res_ClothesDishWasher | 0 | 0 | 0 | CEAI Calculator Outputs | 716.1952 | 2020 | 0 | 362.5738 | 2020 | 0 | 0 | CEAI Calculator Outputs | Drain Water Heat Recovery (Elec) - NEW ¦ PG&E ¦ All | Drain Water Heat Recovery (Elec) - NEW | 0.10962 | 0.75 | 0.02 | RASS 2019 | 0 | 2012 | 0.55 | N/A
RES-WATERHEAT-41.2 | Res ¦ Drain Water Heat Recovery (Elec WH) - NEW ¦ PG&E ¦ All | Res ¦ Drain Water Heat Recovery (Elec WH) - NEW | PG&E ¦ All | PG&E | All | Electric | Res ¦ Drain Water Heat Recovery (Elec WH) - NEW-All | Efficient | 0 | Conventional | WaterHeat | Res - Multi Family | Res | NEW Only | 0 | Residential Households | water heater | 20 | DEER:Res_ClothesDishWasher | 0 | 0 | 0 | CEAI Calculator Outputs | 716.1952 | 2020 | 0 | 362.5738 | 2020 | 0 | 0 | CEAI Calculator Outputs | Drain Water Heat Recovery (Elec) - NEW ¦ PG&E ¦ All | Drain Water Heat Recovery (Elec) - NEW | 0.10119 | 0.75 | 0.02 | RASS 2019 | 0 | 2012 | 0.55 | N/A
RES-WATERHEAT-96.1 | Res ¦ Drain Water Heat Recovery (Gas WH) - RET ¦ PG&E ¦ All | Res ¦ Drain Water Heat Recovery (Gas WH) - RET | PG&E ¦ All | PG&E | All | Gas | Res ¦ Drain Water Heat Recovery (Gas WH) - RET-All | Efficient | 0 | Conventional | WaterHeat | Res - Single Family | Res | RET Only | 0 | Residential Households | water heater | 20 | None | 0 | 0 | 0 | CEAI Calculator Outputs | 716.1952 | 2020 | 0 | 362.5738 | 2020 | 0 | 0 | CEAI Calculator Outputs | Drain Water Heat Recovery (Gas) - RET ¦ PG&E ¦ All | Drain Water Heat Recovery (Gas) - RET | 0.85882 | 0.1 | 0.02 | RASS 2019 | 0 | 2012 | 0.55 | N/A
RES-WATERHEAT-96.2 | Res ¦ Drain Water Heat Recovery (Gas WH) - RET ¦ PG&E ¦ All | Res ¦ Drain Water Heat Recovery (Gas WH) - RET | PG&E ¦ All | PG&E | All | Gas | Res ¦ Drain Water Heat Recovery (Gas WH) - RET-All | Efficient | 0 | Conventional | WaterHeat | Res - Multi Family | Res | RET Only | 0 | Residential Households | water heater | 20 | None | 0 | 0 | 0 | CEAI Calculator Outputs | 716.1952 | 2020 | 0 | 362.5738 | 2020 | 0 | 0 | CEAI Calculator Outputs | Drain Water Heat Recovery (Gas) - RET ¦ PG&E ¦ All | Drain Water Heat Recovery (Gas) - RET | 0.53729 | 0.1 | 0.02 | RASS 2019 | 0 | 2012 | 0.55 | N/A
RES-WATERHEAT-21.1 | Res ¦ Drain Water Heat Recovery (Gas WH) - NEW ¦ PG&E ¦ All | Res ¦ Drain Water Heat Recovery (Gas WH) - NEW | PG&E ¦ All | PG&E | All | Gas | Res ¦ Drain Water Heat Recovery (Gas WH) - NEW-All | Efficient | 0 | Conventional | WaterHeat | Res - Single Family | Res | NEW Only | 0 | Residential Households | water heater | 20 | None | 0 | 0 | 0 | CEAI Calculator Outputs | 716.1952 | 2020 | 0 | 362.5738 | 2020 | 0 | 0 | CEAI Calculator Outputs | Drain Water Heat Recovery (Gas) NEW ¦ PG&E ¦ All | Drain Water Heat Recovery (Gas) NEW | 0.85882 | 0.75 | 0.02 | RASS 2019 | 0 | 2012 | 0.55 | N/A
RES-WATERHEAT-21.2 | Res ¦ Drain Water Heat Recovery (Gas WH) - NEW ¦ PG&E ¦ All | Res ¦ Drain Water Heat Recovery (Gas WH) - NEW | PG&E ¦ All | PG&E | All | Gas | Res ¦ Drain Water Heat Recovery (Gas WH) - NEW-All | Efficient | 0 | Conventional | WaterHeat | Res - Multi Family | Res | NEW Only | 0 | Residential Households | water heater | 20 | None | 0 | 0 | 0 | CEAI Calculator Outputs | 716.1952 | 2020 | 0 | 362.5738 | 2020 | 0 | 0 | CEAI Calculator Outputs | Drain Water Heat Recovery (Gas) NEW ¦ PG&E ¦ All | Drain Water Heat Recovery (Gas) NEW | 0.53729 | 0.75 | 0.02 | RASS 2019 | 0 | 2012 | 0.55 | N/A
RES-WATERHEAT-80.1 | Res ¦ No Drain Water Heat Recovery (Elec WH) - RET ¦ SCE ¦ All | Res ¦ No Drain Water Heat Recovery (Elec WH) - RET | SCE ¦ All | SCE | All | Electric | Res ¦ No Drain Water Heat Recovery (Elec WH) - RET-All | Average Existing and Code | 0 | Conventional | WaterHeat | Res - Single Family | Res | RET Only | 0 | Residential Households | water heater | 20 | DEER:Res_ClothesDishWasher | 931 | 0.18879 | 0 | CEAI Calculator Outputs | 0 | 2020 | 0 | 0 | 2020 | 0 | 0 | CEAI Calculator Outputs | Drain Water Heat Recovery (Elec) - RET ¦ SCE ¦ All | Drain Water Heat Recovery (Elec) - RET | 0.048051 | 0.1 | 0.98 | RASS 2019 | 0 | 2012 | 0.55 | 20
RES-WATERHEAT-80.2 | Res ¦ No Drain Water Heat Recovery (Elec WH) - RET ¦ SCE ¦ All | Res ¦ No Drain Water Heat Recovery (Elec WH) - RET | SCE ¦ All | SCE | All | Electric | Res ¦ No Drain Water Heat Recovery (Elec WH) - RET-All | Average Existing and Code | 0 | Conventional | WaterHeat | Res - Multi Family | Res | RET Only | 0 | Residential Households | water heater | 20 | DEER:Res_ClothesDishWasher | 931 | 0.18879 | 0 | CEAI Calculator Outputs | 0 | 2020 | 0 | 0 | 2020 | 0 | 0 | CEAI Calculator Outputs | Drain Water Heat Recovery (Elec) - RET ¦ SCE ¦ All | Drain Water Heat Recovery (Elec) - RET | 0.11627 | 0.1 | 0.98 | RASS 2019 | 0 | 2012 | 0.55 | 20
RES-WATERHEAT-40.1 | Res ¦ No Drain Water Heat Recovery (Elec WH) - NEW ¦ SCE ¦ All | Res ¦ No Drain Water Heat Recovery (Elec WH) - NEW | SCE ¦ All | SCE | All | Electric | Res ¦ No Drain Water Heat Recovery (Elec WH) - NEW-All | Average Existing and Code | 0 | Conventional | WaterHeat | Res - Single Family | Res | NEW Only | 0 | Residential Households | water heater | 20 | DEER:Res_ClothesDishWasher | 931 | 0.18879 | 0 | CEAI Calculator Outputs | 0 | 2020 | 0 | 0 | 2020 | 0 | 0 | CEAI Calculator Outputs | Drain Water Heat Recovery (Elec) - NEW ¦ SCE ¦ All | Drain Water Heat Recovery (Elec) - NEW | 0.048051 | 0.75 | 0.98 | RASS 2019 | 0 | 2012 | 0.55 | 20
RES-WATERHEAT-40.2 | Res ¦ No Drain Water Heat Recovery (Elec WH) - NEW ¦ SCE ¦ All | Res ¦ No Drain Water Heat Recovery (Elec WH) - NEW | SCE ¦ All | SCE | All | Electric | Res ¦ No Drain Water Heat Recovery (Elec WH) - NEW-All | Average Existing and Code | 0 | Conventional | WaterHeat | Res - Multi Family | Res | NEW Only | 0 | Residential Households | water heater | 20 | DEER:Res_ClothesDishWasher | 931 | 0.18879 | 0 | CEAI Calculator Outputs | 0 | 2020 | 0 | 0 | 2020 | 0 | 0 | CEAI Calculator Outputs | Drain Water Heat Recovery (Elec) - NEW ¦ SCE ¦ All | Drain Water Heat Recovery (Elec) - NEW | 0.11627 | 0.75 | 0.98 | RASS 2019 | 0 | 2012 | 0.55 | 20
RES-WATERHEAT-81.1 | Res ¦ Drain Water Heat Recovery (Elec WH) - RET ¦ SCE ¦ All | Res ¦ Drain Water Heat Recovery (Elec WH) - RET | SCE ¦ All | SCE | All | Electric | Res ¦ Drain Water Heat Recovery (Elec WH) - RET-All | Efficient | 0 | Conventional | WaterHeat | Res - Single Family | Res | RET Only | 0 | Residential Households | water heater | 20 | DEER:Res_ClothesDishWasher | 0 | 0 | 0 | CEAI Calculator Outputs | 716.1952 | 2020 | 0 | 362.5738 | 2020 | 0 | 0 | CEAI Calculator Outputs | Drain Water Heat Recovery (Elec) - RET ¦ SCE ¦ All | Drain Water Heat Recovery (Elec) - RET | 0.048051 | 0.1 | 0.02 | RASS 2019 | 0 | 2012 | 0.55 | 0
RES-WATERHEAT-81.2 | Res ¦ Drain Water Heat Recovery (Elec WH) - RET ¦ SCE ¦ All | Res ¦ Drain Water Heat Recovery (Elec WH) - RET | SCE ¦ All | SCE | All | Electric | Res ¦ Drain Water Heat Recovery (Elec WH) - RET-All | Efficient | 0 | Conventional | WaterHeat | Res - Multi Family | Res | RET Only | 0 | Residential Households | water heater | 20 | DEER:Res_ClothesDishWasher | 0 | 0 | 0 | CEAI Calculator Outputs | 716.1952 | 2020 | 0 | 362.5738 | 2020 | 0 | 0 | CEAI Calculator Outputs | Drain Water Heat Recovery (Elec) - RET ¦ SCE ¦ All | Drain Water Heat Recovery (Elec) - RET | 0.11627 | 0.1 | 0.02 | RASS 2019 | 0 | 2012 | 0.55 | 0
RES-WATERHEAT-41.1 | Res ¦ Drain Water Heat Recovery (Elec WH) - NEW ¦ SCE ¦ All | Res ¦ Drain Water Heat Recovery (Elec WH) - NEW | SCE ¦ All | SCE | All | Electric | Res ¦ Drain Water Heat Recovery (Elec WH) - NEW-All | Efficient | 0 | Conventional | WaterHeat | Res - Single Family | Res | NEW Only | 0 | Residential Households | water heater | 20 | DEER:Res_ClothesDishWasher | 0 | 0 | 0 | CEAI Calculator Outputs | 716.1952 | 2020 | 0 | 362.5738 | 2020 | 0 | 0 | CEAI Calculator Outputs | Drain Water Heat Recovery (Elec) - NEW ¦ SCE ¦ All | Drain Water Heat Recovery (Elec) - NEW | 0.048051 | 0.75 | 0.02 | RASS 2019 | 0 | 2012 | 0.55 | 0
RES-WATERHEAT-41.2 | Res ¦ Drain Water Heat Recovery (Elec WH) - NEW ¦ SCE ¦ All | Res ¦ Drain Water Heat Recovery (Elec WH) - NEW | SCE ¦ All | SCE | All | Electric | Res ¦ Drain Water Heat Recovery (Elec WH) - NEW-All | Efficient | 0 | Conventional | WaterHeat | Res - Multi Family | Res | NEW Only | 0 | Residential Households | water heater | 20 | DEER:Res_ClothesDishWasher | 0 | 0 | 0 | CEAI Calculator Outputs | 716.1952 | 2020 | 0 | 362.5738 | 2020 | 0 | 0 | CEAI Calculator Outputs | Drain Water Heat Recovery (Elec) - NEW ¦ SCE ¦ All | Drain Water Heat Recovery (Elec) - NEW | 0.11627 | 0.75 | 0.02 | RASS 2019 | 0 | 2012 | 0.55 | 0
RES-WATERHEAT-85.1 | Res ¦ No Drain Water Heat Recovery (Gas WH) - RET ¦ SCG ¦ All | Res ¦ No Drain Water Heat Recovery (Gas WH) - RET | SCG ¦ All | SCG | All | Gas | Res ¦ No Drain Water Heat Recovery (Gas WH) - RET-All | Average Existing and Code | 0 | Conventional | WaterHeat | Res - Single Family | Res | RET Only | 0 | Residential Households | water heater | 20 | None | 0 | 0 | 41.1172 | CEAI Calculator Outputs | 0 | 2020 | 0 | 0 | 2020 | 0 | 0 | CEAI Calculator Outputs | Drain Water Heat Recovery (Gas) - RET ¦ SCG ¦ All | Drain Water Heat Recovery (Gas) - RET | 0.85451 | 0.1 | 0.98 | RASS 2019 | 0 | 2012 | 0.55 | N/A
RES-WATERHEAT-85.2 | Res ¦ No Drain Water Heat Recovery (Gas WH) - RET ¦ SCG ¦ All | Res ¦ No Drain Water Heat Recovery (Gas WH) - RET | SCG ¦ All | SCG | All | Gas | Res ¦ No Drain Water Heat Recovery (Gas WH) - RET-All | Average Existing and Code | 0 | Conventional | WaterHeat | Res - Multi Family | Res | RET Only | 0 | Residential Households | water heater | 20 | None | 0 | 0 | 41.1172 | CEAI Calculator Outputs | 0 | 2020 | 0 | 0 | 2020 | 0 | 0 | CEAI Calculator Outputs | Drain Water Heat Recovery (Gas) - RET ¦ SCG ¦ All | Drain Water Heat Recovery (Gas) - RET | 0.47408 | 0.1 | 0.98 | RASS 2019 | 0 | 2012 | 0.55 | N/A
RES-WATERHEAT-20.1 | Res ¦ No Drain Water Heat Recovery (Gas WH) - NEW ¦ SCG ¦ All | Res ¦ No Drain Water Heat Recovery (Gas WH) - NEW | SCG ¦ All | SCG | All | Gas | Res ¦ No Drain Water Heat Recovery (Gas WH) - NEW-All | Average Existing and Code | 0 | Conventional | WaterHeat | Res - Single Family | Res | NEW Only | 0 | Residential Households | water heater | 20 | None | 0 | 0 | 41.1172 | CEAI Calculator Outputs | 0 | 2020 | 0 | 0 | 2020 | 0 | 0 | CEAI Calculator Outputs | Drain Water Heat Recovery (Gas) NEW ¦ SCG ¦ All | Drain Water Heat Recovery (Gas) NEW | 0.85451 | 0.75 | 0.98 | RASS 2019 | 0 | 2012 | 0.55 | N/A
RES-WATERHEAT-20.2 | Res ¦ No Drain Water Heat Recovery (Gas WH) - NEW ¦ SCG ¦ All | Res ¦ No Drain Water Heat Recovery (Gas WH) - NEW | SCG ¦ All | SCG | All | Gas | Res ¦ No Drain Water Heat Recovery (Gas WH) - NEW-All | Average Existing and Code | 0 | Conventional | WaterHeat | Res - Multi Family | Res | NEW Only | 0 | Residential Households | water heater | 20 | None | 0 | 0 | 41.1172 | CEAI Calculator Outputs | 0 | 2020 | 0 | 0 | 2020 | 0 | 0 | CEAI Calculator Outputs | Drain Water Heat Recovery (Gas) NEW ¦ SCG ¦ All | Drain Water Heat Recovery (Gas) NEW | 0.47408 | 0.75 | 0.98 | RASS 2019 | 0 | 2012 | 0.55 | N/A
RES-WATERHEAT-96.1 | Res ¦ Drain Water Heat Recovery (Gas WH) - RET ¦ SCG ¦ All | Res ¦ Drain Water Heat Recovery (Gas WH) - RET | SCG ¦ All | SCG | All | Gas | Res ¦ Drain Water Heat Recovery (Gas WH) - RET-All | Efficient | 0 | Conventional | WaterHeat | Res - Single Family | Res | RET Only | 0 | Residential Households | water heater | 20 | None | 0 | 0 | 0 | CEAI Calculator Outputs | 716.1952 | 2020 | 0 | 362.5738 | 2020 | 0 | 0 | CEAI Calculator Outputs | Drain Water Heat Recovery (Gas) - RET ¦ SCG ¦ All | Drain Water Heat Recovery (Gas) - RET | 0.85451 | 0.1 | 0.02 | RASS 2019 | 0 | 2012 | 0.55 | N/A
RES-WATERHEAT-96.2 | Res ¦ Drain Water Heat Recovery (Gas WH) - RET ¦ SCG ¦ All | Res ¦ Drain Water Heat Recovery (Gas WH) - RET | SCG ¦ All | SCG | All | Gas | Res ¦ Drain Water Heat Recovery (Gas WH) - RET-All | Efficient | 0 | Conventional | WaterHeat | Res - Multi Family | Res | RET Only | 0 | Residential Households | water heater | 20 | None | 0 | 0 | 0 | CEAI Calculator Outputs | 716.1952 | 2020 | 0 | 362.5738 | 2020 | 0 | 0 | CEAI Calculator Outputs | Drain Water Heat Recovery (Gas) - RET ¦ SCG ¦ All | Drain Water Heat Recovery (Gas) - RET | 0.47408 | 0.1 | 0.02 | RASS 2019 | 0 | 2012 | 0.55 | N/A
RES-WATERHEAT-21.1 | Res ¦ Drain Water Heat Recovery (Gas WH) - NEW ¦ SCG ¦ All | Res ¦ Drain Water Heat Recovery (Gas WH) - NEW | SCG ¦ All | SCG | All | Gas | Res ¦ Drain Water Heat Recovery (Gas WH) - NEW-All | Efficient | 0 | Conventional | WaterHeat | Res - Single Family | Res | NEW Only | 0 | Residential Households | water heater | 20 | None | 0 | 0 | 0 | CEAI Calculator Outputs | 716.1952 | 2020 | 0 | 362.5738 | 2020 | 0 | 0 | CEAI Calculator Outputs | Drain Water Heat Recovery (Gas) NEW ¦ SCG ¦ All | Drain Water Heat Recovery (Gas) NEW | 0.85451 | 0.75 | 0.02 | RASS 2019 | 0 | 2012 | 0.55 | N/A
RES-WATERHEAT-21.2 | Res ¦ Drain Water Heat Recovery (Gas WH) - NEW ¦ SCG ¦ All | Res ¦ Drain Water Heat Recovery (Gas WH) - NEW | SCG ¦ All | SCG | All | Gas | Res ¦ Drain Water Heat Recovery (Gas WH) - NEW-All | Efficient | 0 | Conventional | WaterHeat | Res - Multi Family | Res | NEW Only | 0 | Residential Households | water heater | 20 | None | 0 | 0 | 0 | CEAI Calculator Outputs | 716.1952 | 2020 | 0 | 362.5738 | 2020 | 0 | 0 | CEAI Calculator Outputs | Drain Water Heat Recovery (Gas) NEW ¦ SCG ¦ All | Drain Water Heat Recovery (Gas) NEW | 0.47408 | 0.75 | 0.02 | RASS 2019 | 0 | 2012 | 0.55 | N/A
RES-WATERHEAT-80.1 | Res ¦ No Drain Water Heat Recovery (Elec WH) - RET ¦ SDG&E ¦ All | Res ¦ No Drain Water Heat Recovery (Elec WH) - RET | SDG&E ¦ All | SDG&E | All | Electric | Res ¦ No Drain Water Heat Recovery (Elec WH) - RET-All | Average Existing and Code | 0 | Conventional | WaterHeat | Res - Single Family | Res | RET Only | 0 | Residential Households | water heater | 20 | DEER:Res_ClothesDishWasher | 931 | 0.18879 | 0 | CEAI Calculator Outputs | 0 | 2020 | 0 | 0 | 2020 | 0 | 0 | CEAI Calculator Outputs | Drain Water Heat Recovery (Elec) - RET ¦ SDG&E ¦ All | Drain Water Heat Recovery (Elec) - RET | 0.05514 | 0.1 | 0.98 | RASS 2019 | 0 | 2012 | 0.55 | N/A
RES-WATERHEAT-80.2 | Res ¦ No Drain Water Heat Recovery (Elec WH) - RET ¦ SDG&E ¦ All | Res ¦ No Drain Water Heat Recovery (Elec WH) - RET | SDG&E ¦ All | SDG&E | All | Electric | Res ¦ No Drain Water Heat Recovery (Elec WH) - RET-All | Average Existing and Code | 0 | Conventional | WaterHeat | Res - Multi Family | Res | RET Only | 0 | Residential Households | water heater | 20 | DEER:Res_ClothesDishWasher | 931 | 0.18879 | 0 | CEAI Calculator Outputs | 0 | 2020 | 0 | 0 | 2020 | 0 | 0 | CEAI Calculator Outputs | Drain Water Heat Recovery (Elec) - RET ¦ SDG&E ¦ All | Drain Water Heat Recovery (Elec) - RET | 0.186 | 0.1 | 0.98 | RASS 2019 | 0 | 2012 | 0.55 | N/A
RES-WATERHEAT-40.1 | Res ¦ No Drain Water Heat Recovery (Elec WH) - NEW ¦ SDG&E ¦ All | Res ¦ No Drain Water Heat Recovery (Elec WH) - NEW | SDG&E ¦ All | SDG&E | All | Electric | Res ¦ No Drain Water Heat Recovery (Elec WH) - NEW-All | Average Existing and Code | 0 | Conventional | WaterHeat | Res - Single Family | Res | NEW Only | 0 | Residential Households | water heater | 20 | DEER:Res_ClothesDishWasher | 931 | 0.18879 | 0 | CEAI Calculator Outputs | 0 | 2020 | 0 | 0 | 2020 | 0 | 0 | CEAI Calculator Outputs | Drain Water Heat Recovery (Elec) - NEW ¦ SDG&E ¦ All | Drain Water Heat Recovery (Elec) - NEW | 0.05514 | 0.75 | 0.98 | RASS 2019 | 0 | 2012 | 0.55 | N/A
RES-WATERHEAT-40.2 | Res ¦ No Drain Water Heat Recovery (Elec WH) - NEW ¦ SDG&E ¦ All | Res ¦ No Drain Water Heat Recovery (Elec WH) - NEW | SDG&E ¦ All | SDG&E | All | Electric | Res ¦ No Drain Water Heat Recovery (Elec WH) - NEW-All | Average Existing and Code | 0 | Conventional | WaterHeat | Res - Multi Family | Res | NEW Only | 0 | Residential Households | water heater | 20 | DEER:Res_ClothesDishWasher | 931 | 0.18879 | 0 | CEAI Calculator Outputs | 0 | 2020 | 0 | 0 | 2020 | 0 | 0 | CEAI Calculator Outputs | Drain Water Heat Recovery (Elec) - NEW ¦ SDG&E ¦ All | Drain Water Heat Recovery (Elec) - NEW | 0.186 | 0.75 | 0.98 | RASS 2019 | 0 | 2012 | 0.55 | N/A
RES-WATERHEAT-85.1 | Res ¦ No Drain Water Heat Recovery (Gas WH) - RET ¦ SDG&E ¦ All | Res ¦ No Drain Water Heat Recovery (Gas WH) - RET | SDG&E ¦ All | SDG&E | All | Gas | Res ¦ No Drain Water Heat Recovery (Gas WH) - RET-All | Average Existing and Code | 0 | Conventional | WaterHeat | Res - Single Family | Res | RET Only | 0 | Residential Households | water heater | 20 | None | 0 | 0 | 41.1172 | CEAI Calculator Outputs | 0 | 2020 | 0 | 0 | 2020 | 0 | 0 | CEAI Calculator Outputs | Drain Water Heat Recovery (Gas) - RET ¦ SDG&E ¦ All | Drain Water Heat Recovery (Gas) - RET | 0.89175 | 0.1 | 0.98 | RASS 2019 | 0 | 2012 | 0.55 | N/A
RES-WATERHEAT-85.2 | Res ¦ No Drain Water Heat Recovery (Gas WH) - RET ¦ SDG&E ¦ All | Res ¦ No Drain Water Heat Recovery (Gas WH) - RET | SDG&E ¦ All | SDG&E | All | Gas | Res ¦ No Drain Water Heat Recovery (Gas WH) - RET-All | Average Existing and Code | 0 | Conventional | WaterHeat | Res - Multi Family | Res | RET Only | 0 | Residential Households | water heater | 20 | None | 0 | 0 | 41.1172 | CEAI Calculator Outputs | 0 | 2020 | 0 | 0 | 2020 | 0 | 0 | CEAI Calculator Outputs | Drain Water Heat Recovery (Gas) - RET ¦ SDG&E ¦ All | Drain Water Heat Recovery (Gas) - RET | 0.55971 | 0.1 | 0.98 | RASS 2019 | 0 | 2012 | 0.55 | N/A
RES-WATERHEAT-20.1 | Res ¦ No Drain Water Heat Recovery (Gas WH) - NEW ¦ SDG&E ¦ All | Res ¦ No Drain Water Heat Recovery (Gas WH) - NEW | SDG&E ¦ All | SDG&E | All | Gas | Res ¦ No Drain Water Heat Recovery (Gas WH) - NEW-All | Average Existing and Code | 0 | Conventional | WaterHeat | Res - Single Family | Res | NEW Only | 0 | Residential Households | water heater | 20 | None | 0 | 0 | 41.1172 | CEAI Calculator Outputs | 0 | 2020 | 0 | 0 | 2020 | 0 | 0 | CEAI Calculator Outputs | Drain Water Heat Recovery (Gas) NEW ¦ SDG&E ¦ All | Drain Water Heat Recovery (Gas) NEW | 0.89175 | 0.75 | 0.98 | RASS 2019 | 0 | 2012 | 0.55 | N/A
RES-WATERHEAT-20.2 | Res ¦ No Drain Water Heat Recovery (Gas WH) - NEW ¦ SDG&E ¦ All | Res ¦ No Drain Water Heat Recovery (Gas WH) - NEW | SDG&E ¦ All | SDG&E | All | Gas | Res ¦ No Drain Water Heat Recovery (Gas WH) - NEW-All | Average Existing and Code | 0 | Conventional | WaterHeat | Res - Multi Family | Res | NEW Only | 0 | Residential Households | water heater | 20 | None | 0 | 0 | 41.1172 | CEAI Calculator Outputs | 0 | 2020 | 0 | 0 | 2020 | 0 | 0 | CEAI Calculator Outputs | Drain Water Heat Recovery (Gas) NEW ¦ SDG&E ¦ All | Drain Water Heat Recovery (Gas) NEW | 0.55971 | 0.75 | 0.98 | RASS 2019 | 0 | 2012 | 0.55 | N/A
RES-WATERHEAT-81.1 | Res ¦ Drain Water Heat Recovery (Elec WH) - RET ¦ SDG&E ¦ All | Res ¦ Drain Water Heat Recovery (Elec WH) - RET | SDG&E ¦ All | SDG&E | All | Electric | Res ¦ Drain Water Heat Recovery (Elec WH) - RET-All | Efficient | 0 | Conventional | WaterHeat | Res - Single Family | Res | RET Only | 0 | Residential Households | water heater | 20 | DEER:Res_ClothesDishWasher | 0 | 0 | 0 | CEAI Calculator Outputs | 716.1952 | 2020 | 0 | 362.5738 | 2020 | 0 | 0 | CEAI Calculator Outputs | Drain Water Heat Recovery (Elec) - RET ¦ SDG&E ¦ All | Drain Water Heat Recovery (Elec) - RET | 0.05514 | 0.1 | 0.02 | RASS 2019 | 0 | 2012 | 0.55 | N/A
RES-WATERHEAT-81.2 | Res ¦ Drain Water Heat Recovery (Elec WH) - RET ¦ SDG&E ¦ All | Res ¦ Drain Water Heat Recovery (Elec WH) - RET | SDG&E ¦ All | SDG&E | All | Electric | Res ¦ Drain Water Heat Recovery (Elec WH) - RET-All | Efficient | 0 | Conventional | WaterHeat | Res - Multi Family | Res | RET Only | 0 | Residential Households | water heater | 20 | DEER:Res_ClothesDishWasher | 0 | 0 | 0 | CEAI Calculator Outputs | 716.1952 | 2020 | 0 | 362.5738 | 2020 | 0 | 0 | CEAI Calculator Outputs | Drain Water Heat Recovery (Elec) - RET ¦ SDG&E ¦ All | Drain Water Heat Recovery (Elec) - RET | 0.186 | 0.1 | 0.02 | RASS 2019 | 0 | 2012 | 0.55 | N/A
RES-WATERHEAT-41.1 | Res ¦ Drain Water Heat Recovery (Elec WH) - NEW ¦ SDG&E ¦ All | Res ¦ Drain Water Heat Recovery (Elec WH) - NEW | SDG&E ¦ All | SDG&E | All | Electric | Res ¦ Drain Water Heat Recovery (Elec WH) - NEW-All | Efficient | 0 | Conventional | WaterHeat | Res - Single Family | Res | NEW Only | 0 | Residential Households | water heater | 20 | DEER:Res_ClothesDishWasher | 0 | 0 | 0 | CEAI Calculator Outputs | 716.1952 | 2020 | 0 | 362.5738 | 2020 | 0 | 0 | CEAI Calculator Outputs | Drain Water Heat Recovery (Elec) - NEW ¦ SDG&E ¦ All | Drain Water Heat Recovery (Elec) - NEW | 0.05514 | 0.75 | 0.02 | RASS 2019 | 0 | 2012 | 0.55 | N/A
RES-WATERHEAT-41.2 | Res ¦ Drain Water Heat Recovery (Elec WH) - NEW ¦ SDG&E ¦ All | Res ¦ Drain Water Heat Recovery (Elec WH) - NEW | SDG&E ¦ All | SDG&E | All | Electric | Res ¦ Drain Water Heat Recovery (Elec WH) - NEW-All | Efficient | 0 | Conventional | WaterHeat | Res - Multi Family | Res | NEW Only | 0 | Residential Households | water heater | 20 | DEER:Res_ClothesDishWasher | 0 | 0 | 0 | CEAI Calculator Outputs | 716.1952 | 2020 | 0 | 362.5738 | 2020 | 0 | 0 | CEAI Calculator Outputs | Drain Water Heat Recovery (Elec) - NEW ¦ SDG&E ¦ All | Drain Water Heat Recovery (Elec) - NEW | 0.186 | 0.75 | 0.02 | RASS 2019 | 0 | 2012 | 0.55 | N/A
RES-WATERHEAT-96.1 | Res ¦ Drain Water Heat Recovery (Gas WH) - RET ¦ SDG&E ¦ All | Res ¦ Drain Water Heat Recovery (Gas WH) - RET | SDG&E ¦ All | SDG&E | All | Gas | Res ¦ Drain Water Heat Recovery (Gas WH) - RET-All | Efficient | 0 | Conventional | WaterHeat | Res - Single Family | Res | RET Only | 0 | Residential Households | water heater | 20 | None | 0 | 0 | 0 | CEAI Calculator Outputs | 716.1952 | 2020 | 0 | 362.5738 | 2020 | 0 | 0 | CEAI Calculator Outputs | Drain Water Heat Recovery (Gas) - RET ¦ SDG&E ¦ All | Drain Water Heat Recovery (Gas) - RET | 0.89175 | 0.1 | 0.02 | RASS 2019 | 0 | 2012 | 0.55 | N/A
RES-WATERHEAT-96.2 | Res ¦ Drain Water Heat Recovery (Gas WH) - RET ¦ SDG&E ¦ All | Res ¦ Drain Water Heat Recovery (Gas WH) - RET | SDG&E ¦ All | SDG&E | All | Gas | Res ¦ Drain Water Heat Recovery (Gas WH) - RET-All | Efficient | 0 | Conventional | WaterHeat | Res - Multi Family | Res | RET Only | 0 | Residential Households | water heater | 20 | None | 0 | 0 | 0 | CEAI Calculator Outputs | 716.1952 | 2020 | 0 | 362.5738 | 2020 | 0 | 0 | CEAI Calculator Outputs | Drain Water Heat Recovery (Gas) - RET ¦ SDG&E ¦ All | Drain Water Heat Recovery (Gas) - RET | 0.55971 | 0.1 | 0.02 | RASS 2019 | 0 | 2012 | 0.55 | N/A
RES-WATERHEAT-21.1 | Res ¦ Drain Water Heat Recovery (Gas WH) - NEW ¦ SDG&E ¦ All | Res ¦ Drain Water Heat Recovery (Gas WH) - NEW | SDG&E ¦ All | SDG&E | All | Gas | Res ¦ Drain Water Heat Recovery (Gas WH) - NEW-All | Efficient | 0 | Conventional | WaterHeat | Res - Single Family | Res | NEW Only | 0 | Residential Households | water heater | 20 | None | 0 | 0 | 0 | CEAI Calculator Outputs | 716.1952 | 2020 | 0 | 362.5738 | 2020 | 0 | 0 | CEAI Calculator Outputs | Drain Water Heat Recovery (Gas) NEW ¦ SDG&E ¦ All | Drain Water Heat Recovery (Gas) NEW | 0.89175 | 0.75 | 0.02 | RASS 2019 | 0 | 2012 | 0.55 | N/A
RES-WATERHEAT-21.2 | Res ¦ Drain Water Heat Recovery (Gas WH) - NEW ¦ SDG&E ¦ All | Res ¦ Drain Water Heat Recovery (Gas WH) - NEW | SDG&E ¦ All | SDG&E | All | Gas | Res ¦ Drain Water Heat Recovery (Gas WH) - NEW-All | Efficient | 0 | Conventional | WaterHeat | Res - Multi Family | Res | NEW Only | 0 | Residential Households | water heater | 20 | None | 0 | 0 | 0 | CEAI Calculator Outputs | 716.1952 | 2020 | 0 | 362.5738 | 2020 | 0 | 0 | CEAI Calculator Outputs | Drain Water Heat Recovery (Gas) NEW ¦ SDG&E ¦ All | Drain Water Heat Recovery (Gas) NEW | 0.55971 | 0.75 | 0.02 | RASS 2019 | 0 | 2012 | 0.55 | N/A
RES-WATERHEAT-FS-10-PU.1 | Res ¦ Res Small Gas Storage Water Heater (0.63 UEF - 50 Gal) - Panel Upgrade - Marine ¦ PG&E ¦ Marine | Res ¦ Res Small Gas Storage Water Heater (0.63 UEF - 50 Gal) - Panel Upgrade - Marine | PG&E ¦ Marine | PG&E | All | Electric & Gas | Res code small gas WH, 50 gal (UEF = 0.63) - Panel Upgrade Group | Average Existing and Code | 0 | Conventional | WaterHeat | Res - Single Family | Res | ROB and NEW | 0 | Residential Households | water heater | 10 | DEER:Res_ClothesDishWasher | -1630 | 0 | 213 | eTRM SWWH025-05 | 1090.33 | 2022 | 0 | 409.45 | 2022 | 0 | 0 | eTRM SWWH025-05 | Res Gas Water Heaters - Panel Upgrade - Marine ¦ PG&E ¦ Marine | Res Gas Water Heaters - Panel Upgrade - Marine | 0.25644 | 1 | 0.91769 | RASS 2019 | 0 | 2012 | 1 | SWWH025-05
RES-WATERHEAT-FS-10-PU.2 | Res ¦ Res Small Gas Storage Water Heater (0.63 UEF - 50 Gal) - Panel Upgrade - Marine ¦ PG&E ¦ Marine | Res ¦ Res Small Gas Storage Water Heater (0.63 UEF - 50 Gal) - Panel Upgrade - Marine | PG&E ¦ Marine | PG&E | All | Electric & Gas | Res code small gas WH, 50 gal (UEF = 0.63) - Panel Upgrade Group | Average Existing and Code | 0 | Conventional | WaterHeat | Res - Multi Family | Res | ROB and NEW | 0 | Residential Households | water heater | 10 | DEER:Res_ClothesDishWasher | -1240 | 0 | 185 | eTRM SWWH025-05 | 1090.33 | 2022 | 0 | 409.45 | 2022 | 0 | 0 | eTRM SWWH025-05 | Res Gas Water Heaters - Panel Upgrade - Marine ¦ PG&E ¦ Marine | Res Gas Water Heaters - Panel Upgrade - Marine | 0.10659 | 1 | 0.82106 | RASS 2019 | 0 | 2012 | 1 | SWWH025-05
RES-WATERHEAT-FS-10-PU.3 | Res ¦ Res Small Gas Storage Water Heater (0.63 UEF - 50 Gal) - Panel Upgrade - Hot-Dry ¦ PG&E ¦ Hot-Dry | Res ¦ Res Small Gas Storage Water Heater (0.63 UEF - 50 Gal) - Panel Upgrade - Hot-Dry | PG&E ¦ Hot-Dry | PG&E | All | Electric & Gas | Res code small gas WH, 50 gal (UEF = 0.63) - Panel Upgrade Group | Average Existing and Code | 0 | Conventional | WaterHeat | Res - Single Family | Res | ROB and NEW | 0 | Residential Households | water heater | 10 | DEER:Res_ClothesDishWasher | -1570 | 0 | 202 | eTRM SWWH025-05 | 1090.33 | 2022 | 0 | 409.45 | 2022 | 0 | 0 | eTRM SWWH025-05 | Res Gas Water Heaters - Panel Upgrade - Hot-Dry ¦ PG&E ¦ Hot-Dry | Res Gas Water Heaters - Panel Upgrade - Hot-Dry | 0.2588 | 1 | 0.89954 | RASS 2019 | 0 | 2012 | 1 | SWWH025-05
RES-WATERHEAT-FS-10-PU.4 | Res ¦ Res Small Gas Storage Water Heater (0.63 UEF - 50 Gal) - Panel Upgrade - Hot-Dry ¦ PG&E ¦ Hot-Dry | Res ¦ Res Small Gas Storage Water Heater (0.63 UEF - 50 Gal) - Panel Upgrade - Hot-Dry | PG&E ¦ Hot-Dry | PG&E | All | Electric & Gas | Res code small gas WH, 50 gal (UEF = 0.63) - Panel Upgrade Group | Average Existing and Code | 0 | Conventional | WaterHeat | Res - Multi Family | Res | ROB and NEW | 0 | Residential Households | water heater | 10 | DEER:Res_ClothesDishWasher | -1200 | 0 | 177 | eTRM SWWH025-05 | 1090.33 | 2022 | 0 | 409.45 | 2022 | 0 | 0 | eTRM SWWH025-05 | Res Gas Water Heaters - Panel Upgrade - Hot-Dry ¦ PG&E ¦ Hot-Dry | Res Gas Water Heaters - Panel Upgrade - Hot-Dry | 0.12364 | 1 | 0.91648 | RASS 2019 | 0 | 2012 | 1 | SWWH025-05
RES-WATERHEAT-FS-10-PU.5 | Res ¦ Res Small Gas Storage Water Heater (0.63 UEF - 50 Gal) - Panel Upgrade - Cold ¦ PG&E ¦ Cold | Res ¦ Res Small Gas Storage Water Heater (0.63 UEF - 50 Gal) - Panel Upgrade - Cold | PG&E ¦ Cold | PG&E | All | Electric & Gas | Res code small gas WH, 50 gal (UEF = 0.63) - Panel Upgrade Group | Average Existing and Code | 0 | Conventional | WaterHeat | Res - Single Family | Res | ROB and NEW | 0 | Residential Households | water heater | 10 | DEER:Res_ClothesDishWasher | -2430 | 0 | 227 | eTRM SWWH025-05 | 1090.33 | 2022 | 0 | 409.45 | 2022 | 0 | 0 | eTRM SWWH025-05 | Res Gas Water Heaters - Panel Upgrade - Cold ¦ PG&E ¦ Cold | Res Gas Water Heaters - Panel Upgrade - Cold | 0.23184 | 1 | 0.97547 | RASS 2019 | 0 | 2012 | 1 | SWWH025-05
RES-WATERHEAT-FS-10-PU.6 | Res ¦ Res Small Gas Storage Water Heater (0.63 UEF - 50 Gal) - Panel Upgrade - Cold ¦ PG&E ¦ Cold | Res ¦ Res Small Gas Storage Water Heater (0.63 UEF - 50 Gal) - Panel Upgrade - Cold | PG&E ¦ Cold | PG&E | All | Electric & Gas | Res code small gas WH, 50 gal (UEF = 0.63) - Panel Upgrade Group | Average Existing and Code | 0 | Conventional | WaterHeat | Res - Multi Family | Res | ROB and NEW | 0 | Residential Households | water heater | 10 | DEER:Res_ClothesDishWasher | -1420 | 0 | 193 | eTRM SWWH025-05 | 1090.33 | 2022 | 0 | 409.45 | 2022 | 0 | 0 | eTRM SWWH025-05 | Res Gas Water Heaters - Panel Upgrade - Cold ¦ PG&E ¦ Cold | Res Gas Water Heaters - Panel Upgrade - Cold | 0.067726 | 1 | 0.9128 | RASS 2019 | 0 | 2012 | 1 | SWWH025-05
RES-WATERHEAT-FS-10-PU.7 | Res ¦ Res Small Gas Storage Water Heater (0.63 UEF - 50 Gal) - Panel Upgrade - Marine ¦ SCG ¦ Marine | Res ¦ Res Small Gas Storage Water Heater (0.63 UEF - 50 Gal) - Panel Upgrade - Marine | SCG ¦ Marine | SCG | All | Electric & Gas | Res code small gas WH, 50 gal (UEF = 0.63) - Panel Upgrade Group | Average Existing and Code | 0 | Conventional | WaterHeat | Res - Single Family | Res | ROB and NEW | 0 | Residential Households | water heater | 10 | DEER:Res_ClothesDishWasher | -1430 | 0 | 196 | eTRM SWWH025-05 | 1090.33 | 2022 | 0 | 409.45 | 2022 | 0 | 0 | eTRM SWWH025-05 | Res Gas Water Heaters - Panel Upgrade - Marine ¦ SCG ¦ Marine | Res Gas Water Heaters - Panel Upgrade - Marine | 0.25366 | 1 | 0.88052 | RASS 2019 | 0 | 2012 | 1 | SWWH025-05
RES-WATERHEAT-FS-10-PU.8 | Res ¦ Res Small Gas Storage Water Heater (0.63 UEF - 50 Gal) - Panel Upgrade - Marine ¦ SCG ¦ Marine | Res ¦ Res Small Gas Storage Water Heater (0.63 UEF - 50 Gal) - Panel Upgrade - Marine | SCG ¦ Marine | SCG | All | Electric & Gas | Res code small gas WH, 50 gal (UEF = 0.63) - Panel Upgrade Group | Average Existing and Code | 0 | Conventional | WaterHeat | Res - Multi Family | Res | ROB and NEW | 0 | Residential Households | water heater | 10 | DEER:Res_ClothesDishWasher | -1140 | 0 | 172 | eTRM SWWH025-05 | 1090.33 | 2022 | 0 | 409.45 | 2022 | 0 | 0 | eTRM SWWH025-05 | Res Gas Water Heaters - Panel Upgrade - Marine ¦ SCG ¦ Marine | Res Gas Water Heaters - Panel Upgrade - Marine | 0.11738 | 1 | 0.98187 | RASS 2019 | 0 | 2012 | 1 | SWWH025-05
RES-WATERHEAT-FS-10-PU.9 | Res ¦ Res Small Gas Storage Water Heater (0.63 UEF - 50 Gal) - Panel Upgrade - Hot-Dry ¦ SCG ¦ Hot-Dry | Res ¦ Res Small Gas Storage Water Heater (0.63 UEF - 50 Gal) - Panel Upgrade - Hot-Dry | SCG ¦ Hot-Dry | SCG | All | Electric & Gas | Res code small gas WH, 50 gal (UEF = 0.63) - Panel Upgrade Group | Average Existing and Code | 0 | Conventional | WaterHeat | Res - Single Family | Res | ROB and NEW | 0 | Residential Households | water heater | 10 | DEER:Res_ClothesDishWasher | -1440 | 0 | 192 | eTRM SWWH025-05 | 1090.33 | 2022 | 0 | 409.45 | 2022 | 0 | 0 | eTRM SWWH025-05 | Res Gas Water Heaters - Panel Upgrade - Hot-Dry ¦ SCG ¦ Hot-Dry | Res Gas Water Heaters - Panel Upgrade - Hot-Dry | 0.25892 | 1 | 0.89883 | RASS 2019 | 0 | 2012 | 1 | SWWH025-05
RES-WATERHEAT-FS-10-PU.10 | Res ¦ Res Small Gas Storage Water Heater (0.63 UEF - 50 Gal) - Panel Upgrade - Hot-Dry ¦ SCG ¦ Hot-Dry | Res ¦ Res Small Gas Storage Water Heater (0.63 UEF - 50 Gal) - Panel Upgrade - Hot-Dry | SCG ¦ Hot-Dry | SCG | All | Electric & Gas | Res code small gas WH, 50 gal (UEF = 0.63) - Panel Upgrade Group | Average Existing and Code | 0 | Conventional | WaterHeat | Res - Multi Family | Res | ROB and NEW | 0 | Residential Households | water heater | 10 | DEER:Res_ClothesDishWasher | -1160 | 0 | 169 | eTRM SWWH025-05 | 1090.33 | 2022 | 0 | 409.45 | 2022 | 0 | 0 | eTRM SWWH025-05 | Res Gas Water Heaters - Panel Upgrade - Hot-Dry ¦ SCG ¦ Hot-Dry | Res Gas Water Heaters - Panel Upgrade - Hot-Dry | 0.095254 | 1 | 0.89352 | RASS 2019 | 0 | 2012 | 1 | SWWH025-05
RES-WATERHEAT-FS-10-PU.11 | Res ¦ Res Small Gas Storage Water Heater (0.63 UEF - 50 Gal) - Panel Upgrade - Cold ¦ SCG ¦ Cold | Res ¦ Res Small Gas Storage Water Heater (0.63 UEF - 50 Gal) - Panel Upgrade - Cold | SCG ¦ Cold | SCG | All | Electric & Gas | Res code small gas WH, 50 gal (UEF = 0.63) - Panel Upgrade Group | Average Existing and Code | 0 | Conventional | WaterHeat | Res - Single Family | Res | ROB and NEW | 0 | Residential Households | water heater | 10 | DEER:Res_ClothesDishWasher | -2430 | 0 | 227 | eTRM SWWH025-05 | 1090.33 | 2022 | 0 | 409.45 | 2022 | 0 | 0 | eTRM SWWH025-05 | Res Gas Water Heaters - Panel Upgrade - Cold ¦ SCG ¦ Cold | Res Gas Water Heaters - Panel Upgrade - Cold | 0.17273 | 1 | 0.9128 | RASS 2019 | 0 | 2012 | 1 | SWWH025-05
RES-WATERHEAT-FS-10-PU.12 | Res ¦ Res Small Gas Storage Water Heater (0.63 UEF - 50 Gal) - Panel Upgrade - Cold ¦ SCG ¦ Cold | Res ¦ Res Small Gas Storage Water Heater (0.63 UEF - 50 Gal) - Panel Upgrade - Cold | SCG ¦ Cold | SCG | All | Electric & Gas | Res code small gas WH, 50 gal (UEF = 0.63) - Panel Upgrade Group | Average Existing and Code | 0 | Conventional | WaterHeat | Res - Multi Family | Res | ROB and NEW | 0 | Residential Households | water heater | 10 | DEER:Res_ClothesDishWasher | -1420 | 0 | 193 | eTRM SWWH025-05 | 1090.33 | 2022 | 0 | 409.45 | 2022 | 0 | 0 | eTRM SWWH025-05 | Res Gas Water Heaters - Panel Upgrade - Cold ¦ SCG ¦ Cold | Res Gas Water Heaters - Panel Upgrade - Cold | 0.067726 | 1 | 1 | RASS 2019 | 0 | 2012 | 1 | SWWH025-05
RES-WATERHEAT-FS-10-PU.13 | Res ¦ Res Small Gas Storage Water Heater (0.63 UEF - 50 Gal) - Panel Upgrade - Marine ¦ SDG&E ¦ Marine | Res ¦ Res Small Gas Storage Water Heater (0.63 UEF - 50 Gal) - Panel Upgrade - Marine | SDG&E ¦ Marine | SDG&E | All | Electric & Gas | Res code small gas WH, 50 gal (UEF = 0.63) - Panel Upgrade Group | Average Existing and Code | 0 | Conventional | WaterHeat | Res - Single Family | Res | ROB and NEW | 0 | Residential Households | water heater | 10 | DEER:Res_ClothesDishWasher | -1430 | 0 | 196 | eTRM SWWH025-05 | 1090.33 | 2022 | 0 | 409.45 | 2022 | 0 | 0 | eTRM SWWH025-05 | Res Gas Water Heaters - Panel Upgrade - Marine ¦ SDG&E ¦ Marine | Res Gas Water Heaters - Panel Upgrade - Marine | 0.27747 | 1 | 0.87248 | RASS 2019 | 0 | 2012 | 1 | SWWH025-05
RES-WATERHEAT-FS-10-PU.14 | Res ¦ Res Small Gas Storage Water Heater (0.63 UEF - 50 Gal) - Panel Upgrade - Marine ¦ SDG&E ¦ Marine | Res ¦ Res Small Gas Storage Water Heater (0.63 UEF - 50 Gal) - Panel Upgrade - Marine | SDG&E ¦ Marine | SDG&E | All | Electric & Gas | Res code small gas WH, 50 gal (UEF = 0.63) - Panel Upgrade Group | Average Existing and Code | 0 | Conventional | WaterHeat | Res - Multi Family | Res | ROB and NEW | 0 | Residential Households | water heater | 10 | DEER:Res_ClothesDishWasher | -1140 | 0 | 172 | eTRM SWWH025-05 | 1090.33 | 2022 | 0 | 409.45 | 2022 | 0 | 0 | eTRM SWWH025-05 | Res Gas Water Heaters - Panel Upgrade - Marine ¦ SDG&E ¦ Marine | Res Gas Water Heaters - Panel Upgrade - Marine | 0.18351 | 1 | 0.97694 | RASS 2019 | 0 | 2012 | 1 | SWWH025-05
RES-WATERHEAT-FS-10-PU.15 | Res ¦ Res Small Gas Storage Water Heater (0.63 UEF - 50 Gal) - Panel Upgrade - Hot-Dry ¦ SDG&E ¦ Hot-Dry | Res ¦ Res Small Gas Storage Water Heater (0.63 UEF - 50 Gal) - Panel Upgrade - Hot-Dry | SDG&E ¦ Hot-Dry | SDG&E | All | Electric & Gas | Res code small gas WH, 50 gal (UEF = 0.63) - Panel Upgrade Group | Average Existing and Code | 0 | Conventional | WaterHeat | Res - Single Family | Res | ROB and NEW | 0 | Residential Households | water heater | 10 | DEER:Res_ClothesDishWasher | -1420 | 0 | 196 | eTRM SWWH025-05 | 1090.33 | 2022 | 0 | 409.45 | 2022 | 0 | 0 | eTRM SWWH025-05 | Res Gas Water Heaters - Panel Upgrade - Hot-Dry ¦ SDG&E ¦ Hot-Dry | Res Gas Water Heaters - Panel Upgrade - Hot-Dry | 0.26662 | 1 | 0.91113 | RASS 2019 | 0 | 2012 | 1 | SWWH025-05
RES-WATERHEAT-FS-10-PU.16 | Res ¦ Res Small Gas Storage Water Heater (0.63 UEF - 50 Gal) - Panel Upgrade - Hot-Dry ¦ SDG&E ¦ Hot-Dry | Res ¦ Res Small Gas Storage Water Heater (0.63 UEF - 50 Gal) - Panel Upgrade - Hot-Dry | SDG&E ¦ Hot-Dry | SDG&E | All | Electric & Gas | Res code small gas WH, 50 gal (UEF = 0.63) - Panel Upgrade Group | Average Existing and Code | 0 | Conventional | WaterHeat | Res - Multi Family | Res | ROB and NEW | 0 | Residential Households | water heater | 10 | DEER:Res_ClothesDishWasher | -1140 | 0 | 171 | eTRM SWWH025-05 | 1090.33 | 2022 | 0 | 409.45 | 2022 | 0 | 0 | eTRM SWWH025-05 | Res Gas Water Heaters - Panel Upgrade - Hot-Dry ¦ SDG&E ¦ Hot-Dry | Res Gas Water Heaters - Panel Upgrade - Hot-Dry | 0.11387 | 1 | 0.80749 | RASS 2019 | 0 | 2012 | 1 | SWWH025-05
RES-WATERHEAT-FS-11-PU.1 | Res ¦ Res Condensing Eff. Small Gas Storage Water Heater (0.78 UEF - 50 Gal) - Panel Upgrade - Marine ¦ PG&E ¦ Marine | Res ¦ Res Condensing Eff. Small Gas Storage Water Heater (0.78 UEF - 50 Gal) - Panel Upgrade - Marine | PG&E ¦ Marine | PG&E | All | Electric & Gas | Res efficient gas WH, 50 gal (UEF = 0.78) - Panel Upgrade Group | Efficient | 0 | Conventional | WaterHeat | Res - Single Family | Res | ROB and NEW | 0 | Residential Households | water heater | 11 | DEER:Res_ClothesDishWasher | -1618.1 | 0.0016 | 154.1 | eTRM SWWH012-03, relative to SWWH025-05 | 2123.04 | 2022 | 0 | 777.99 | 2022 | 0 | 0 | eTRM SWWH012-03, relative to SWWH025-05 | Res Gas Water Heaters - Panel Upgrade - Marine ¦ PG&E ¦ Marine | Res Gas Water Heaters - Panel Upgrade - Marine | 0.25644 | 1 | 0.015014 | RASS 2019 | 459.3 | 2032 | 0.4 | SWWH012-03 relative to SWWH025-05
RES-WATERHEAT-FS-11-PU.2 | Res ¦ Res Condensing Eff. Small Gas Storage Water Heater (0.78 UEF - 50 Gal) - Panel Upgrade - Marine ¦ PG&E ¦ Marine | Res ¦ Res Condensing Eff. Small Gas Storage Water Heater (0.78 UEF - 50 Gal) - Panel Upgrade - Marine | PG&E ¦ Marine | PG&E | All | Electric & Gas | Res efficient gas WH, 50 gal (UEF = 0.78) - Panel Upgrade Group | Efficient | 0 | Conventional | WaterHeat | Res - Multi Family | Res | ROB and NEW | 0 | Residential Households | water heater | 11 | DEER:Res_ClothesDishWasher | -1229 | 0.00198 | 137.7 | eTRM SWWH012-03, relative to SWWH025-05 | 2123.04 | 2022 | 0 | 777.99 | 2022 | 0 | 0 | eTRM SWWH012-03, relative to SWWH025-05 | Res Gas Water Heaters - Panel Upgrade - Marine ¦ PG&E ¦ Marine | Res Gas Water Heaters - Panel Upgrade - Marine | 0.10659 | 1 | 0.04962 | RASS 2019 | 0 | 2012 | 0.4 | SWWH012-03 relative to SWWH025-05
RES-WATERHEAT-FS-11-PU.3 | Res ¦ Res Condensing Eff. Small Gas Storage Water Heater (0.78 UEF - 50 Gal) - Panel Upgrade - Hot-Dry ¦ PG&E ¦ Hot-Dry | Res ¦ Res Condensing Eff. Small Gas Storage Water Heater (0.78 UEF - 50 Gal) - Panel Upgrade - Hot-Dry | PG&E ¦ Hot-Dry | PG&E | All | Electric & Gas | Res efficient gas WH, 50 gal (UEF = 0.78) - Panel Upgrade Group | Efficient | 0 | Conventional | WaterHeat | Res - Single Family | Res | ROB and NEW | 0 | Residential Households | water heater | 11 | DEER:Res_ClothesDishWasher | -1558.8 | 0.00135 | 146.9 | eTRM SWWH012-03, relative to SWWH025-05 | 2123.04 | 2022 | 0 | 777.99 | 2022 | 0 | 0 | eTRM SWWH012-03, relative to SWWH025-05 | Res Gas Water Heaters - Panel Upgrade - Hot-Dry ¦ PG&E ¦ Hot-Dry | Res Gas Water Heaters - Panel Upgrade - Hot-Dry | 0.2588 | 1 | 0.018731 | RASS 2019 | 459.3 | 2032 | 0.4 | SWWH012-03 relative to SWWH025-05
RES-WATERHEAT-FS-11-PU.4 | Res ¦ Res Condensing Eff. Small Gas Storage Water Heater (0.78 UEF - 50 Gal) - Panel Upgrade - Hot-Dry ¦ PG&E ¦ Hot-Dry | Res ¦ Res Condensing Eff. Small Gas Storage Water Heater (0.78 UEF - 50 Gal) - Panel Upgrade - Hot-Dry | PG&E ¦ Hot-Dry | PG&E | All | Electric & Gas | Res efficient gas WH, 50 gal (UEF = 0.78) - Panel Upgrade Group | Efficient | 0 | Conventional | WaterHeat | Res - Multi Family | Res | ROB and NEW | 0 | Residential Households | water heater | 11 | DEER:Res_ClothesDishWasher | -1189.6 | 0.00173 | 131.7 | eTRM SWWH012-03, relative to SWWH025-05 | 2123.04 | 2022 | 0 | 777.99 | 2022 | 0 | 0 | eTRM SWWH012-03, relative to SWWH025-05 | Res Gas Water Heaters - Panel Upgrade - Hot-Dry ¦ PG&E ¦ Hot-Dry | Res Gas Water Heaters - Panel Upgrade - Hot-Dry | 0.12364 | 1 | 0.013093 | RASS 2019 | 0 | 2012 | 0.4 | SWWH012-03 relative to SWWH025-05
RES-WATERHEAT-FS-11-PU.5 | Res ¦ Res Condensing Eff. Small Gas Storage Water Heater (0.78 UEF - 50 Gal) - Panel Upgrade - Cold ¦ PG&E ¦ Cold | Res ¦ Res Condensing Eff. Small Gas Storage Water Heater (0.78 UEF - 50 Gal) - Panel Upgrade - Cold | PG&E ¦ Cold | PG&E | All | Electric & Gas | Res efficient gas WH, 50 gal (UEF = 0.78) - Panel Upgrade Group | Efficient | 0 | Conventional | WaterHeat | Res - Single Family | Res | ROB and NEW | 0 | Residential Households | water heater | 11 | DEER:Res_ClothesDishWasher | -2417.1 | 0.00157 | 164.5 | eTRM SWWH012-03, relative to SWWH025-05 | 2123.04 | 2022 | 0 | 777.99 | 2022 | 0 | 0 | eTRM SWWH012-03, relative to SWWH025-05 | Res Gas Water Heaters - Panel Upgrade - Cold ¦ PG&E ¦ Cold | Res Gas Water Heaters - Panel Upgrade - Cold | 0.23184 | 1 | 0 | RASS 2019 | 459.3 | 2032 | 0.4 | SWWH012-03 relative to SWWH025-05
RES-WATERHEAT-FS-11-PU.6 | Res ¦ Res Condensing Eff. Small Gas Storage Water Heater (0.78 UEF - 50 Gal) - Panel Upgrade - Cold ¦ PG&E ¦ Cold | Res ¦ Res Condensing Eff. Small Gas Storage Water Heater (0.78 UEF - 50 Gal) - Panel Upgrade - Cold | PG&E ¦ Cold | PG&E | All | Electric & Gas | Res efficient gas WH, 50 gal (UEF = 0.78) - Panel Upgrade Group | Efficient | 0 | Conventional | WaterHeat | Res - Multi Family | Res | ROB and NEW | 0 | Residential Households | water heater | 11 | DEER:Res_ClothesDishWasher | -1408.3 | 0.00197 | 144.8 | eTRM SWWH012-03, relative to SWWH025-05 | 2123.04 | 2022 | 0 | 777.99 | 2022 | 0 | 0 | eTRM SWWH012-03, relative to SWWH025-05 | Res Gas Water Heaters - Panel Upgrade - Cold ¦ PG&E ¦ Cold | Res Gas Water Heaters - Panel Upgrade - Cold | 0.067726 | 1 | 0.0026631 | RASS 2019 | 0 | 2012 | 0.4 | SWWH012-03 relative to SWWH025-05
RES-WATERHEAT-FS-11-PU.7 | Res ¦ Res Condensing Eff. Small Gas Storage Water Heater (0.78 UEF - 50 Gal) - Panel Upgrade - Marine ¦ SCG ¦ Marine | Res ¦ Res Condensing Eff. Small Gas Storage Water Heater (0.78 UEF - 50 Gal) - Panel Upgrade - Marine | SCG ¦ Marine | SCG | All | Electric & Gas | Res efficient gas WH, 50 gal (UEF = 0.78) - Panel Upgrade Group | Efficient | 0 | Conventional | WaterHeat | Res - Single Family | Res | ROB and NEW | 0 | Residential Households | water heater | 11 | DEER:Res_ClothesDishWasher | -1419.2 | 0.00187 | 142.3 | eTRM SWWH012-03, relative to SWWH025-05 | 2123.04 | 2022 | 0 | 777.99 | 2022 | 0 | 0 | eTRM SWWH012-03, relative to SWWH025-05 | Res Gas Water Heaters - Panel Upgrade - Marine ¦ SCG ¦ Marine | Res Gas Water Heaters - Panel Upgrade - Marine | 0.25366 | 1 | 0.0086841 | RASS 2019 | 459.3 | 2032 | 0.4 | SWWH012-03 relative to SWWH025-05
RES-WATERHEAT-FS-11-PU.8 | Res ¦ Res Condensing Eff. Small Gas Storage Water Heater (0.78 UEF - 50 Gal) - Panel Upgrade - Marine ¦ SCG ¦ Marine | Res ¦ Res Condensing Eff. Small Gas Storage Water Heater (0.78 UEF - 50 Gal) - Panel Upgrade - Marine | SCG ¦ Marine | SCG | All | Electric & Gas | Res efficient gas WH, 50 gal (UEF = 0.78) - Panel Upgrade Group | Efficient | 0 | Conventional | WaterHeat | Res - Multi Family | Res | ROB and NEW | 0 | Residential Households | water heater | 11 | DEER:Res_ClothesDishWasher | -1130 | 0.00198 | 128.2 | eTRM SWWH012-03, relative to SWWH025-05 | 2123.04 | 2022 | 0 | 777.99 | 2022 | 0 | 0 | eTRM SWWH012-03, relative to SWWH025-05 | Res Gas Water Heaters - Panel Upgrade - Marine ¦ SCG ¦ Marine | Res Gas Water Heaters - Panel Upgrade - Marine | 0.11738 | 1 | 0.0022691 | RASS 2019 | 0 | 2012 | 0.4 | SWWH012-03 relative to SWWH025-05
RES-WATERHEAT-FS-11-PU.9 | Res ¦ Res Condensing Eff. Small Gas Storage Water Heater (0.78 UEF - 50 Gal) - Panel Upgrade - Hot-Dry ¦ SCG ¦ Hot-Dry | Res ¦ Res Condensing Eff. Small Gas Storage Water Heater (0.78 UEF - 50 Gal) - Panel Upgrade - Hot-Dry | SCG ¦ Hot-Dry | SCG | All | Electric & Gas | Res efficient gas WH, 50 gal (UEF = 0.78) - Panel Upgrade Group | Efficient | 0 | Conventional | WaterHeat | Res - Single Family | Res | ROB and NEW | 0 | Residential Households | water heater | 11 | DEER:Res_ClothesDishWasher | -1429.5 | 0.00172 | 140 | eTRM SWWH012-03, relative to SWWH025-05 | 2123.04 | 2022 | 0 | 777.99 | 2022 | 0 | 0 | eTRM SWWH012-03, relative to SWWH025-05 | Res Gas Water Heaters - Panel Upgrade - Hot-Dry ¦ SCG ¦ Hot-Dry | Res Gas Water Heaters - Panel Upgrade - Hot-Dry | 0.25892 | 1 | 0.018956 | RASS 2019 | 459.3 | 2032 | 0.4 | SWWH012-03 relative to SWWH025-05
RES-WATERHEAT-FS-11-PU.10 | Res ¦ Res Condensing Eff. Small Gas Storage Water Heater (0.78 UEF - 50 Gal) - Panel Upgrade - Hot-Dry ¦ SCG ¦ Hot-Dry | Res ¦ Res Condensing Eff. Small Gas Storage Water Heater (0.78 UEF - 50 Gal) - Panel Upgrade - Hot-Dry | SCG ¦ Hot-Dry | SCG | All | Electric & Gas | Res efficient gas WH, 50 gal (UEF = 0.78) - Panel Upgrade Group | Efficient | 0 | Conventional | WaterHeat | Res - Multi Family | Res | ROB and NEW | 0 | Residential Households | water heater | 11 | DEER:Res_ClothesDishWasher | -1150.2 | 0.00187 | 126 | eTRM SWWH012-03, relative to SWWH025-05 | 2123.04 | 2022 | 0 | 777.99 | 2022 | 0 | 0 | eTRM SWWH012-03, relative to SWWH025-05 | Res Gas Water Heaters - Panel Upgrade - Hot-Dry ¦ SCG ¦ Hot-Dry | Res Gas Water Heaters - Panel Upgrade - Hot-Dry | 0.095254 | 1 | 0.023386 | RASS 2019 | 0 | 2012 | 0.4 | SWWH012-03 relative to SWWH025-05
RES-WATERHEAT-FS-11-PU.11 | Res ¦ Res Condensing Eff. Small Gas Storage Water Heater (0.78 UEF - 50 Gal) - Panel Upgrade - Cold ¦ SCG ¦ Cold | Res ¦ Res Condensing Eff. Small Gas Storage Water Heater (0.78 UEF - 50 Gal) - Panel Upgrade - Cold | SCG ¦ Cold | SCG | All | Electric & Gas | Res efficient gas WH, 50 gal (UEF = 0.78) - Panel Upgrade Group | Efficient | 0 | Conventional | WaterHeat | Res - Single Family | Res | ROB and NEW | 0 | Residential Households | water heater | 11 | DEER:Res_ClothesDishWasher | -2417.1 | 0.00157 | 164.5 | eTRM SWWH012-03, relative to SWWH025-05 | 2123.04 | 2022 | 0 | 777.99 | 2022 | 0 | 0 | eTRM SWWH012-03, relative to SWWH025-05 | Res Gas Water Heaters - Panel Upgrade - Cold ¦ SCG ¦ Cold | Res Gas Water Heaters - Panel Upgrade - Cold | 0.17273 | 1 | 0.0026631 | RASS 2019 | 459.3 | 2032 | 0.4 | SWWH012-03 relative to SWWH025-05
RES-WATERHEAT-FS-11-PU.12 | Res ¦ Res Condensing Eff. Small Gas Storage Water Heater (0.78 UEF - 50 Gal) - Panel Upgrade - Cold ¦ SCG ¦ Cold | Res ¦ Res Condensing Eff. Small Gas Storage Water Heater (0.78 UEF - 50 Gal) - Panel Upgrade - Cold | SCG ¦ Cold | SCG | All | Electric & Gas | Res efficient gas WH, 50 gal (UEF = 0.78) - Panel Upgrade Group | Efficient | 0 | Conventional | WaterHeat | Res - Multi Family | Res | ROB and NEW | 0 | Residential Households | water heater | 11 | DEER:Res_ClothesDishWasher | -1408.3 | 0.00197 | 144.8 | eTRM SWWH012-03, relative to SWWH025-05 | 2123.04 | 2022 | 0 | 777.99 | 2022 | 0 | 0 | eTRM SWWH012-03, relative to SWWH025-05 | Res Gas Water Heaters - Panel Upgrade - Cold ¦ SCG ¦ Cold | Res Gas Water Heaters - Panel Upgrade - Cold | 0.067726 | 1 | 0 | RASS 2019 | 0 | 2012 | 0.4 | SWWH012-03 relative to SWWH025-05
RES-WATERHEAT-FS-11-PU.13 | Res ¦ Res Condensing Eff. Small Gas Storage Water Heater (0.78 UEF - 50 Gal) - Panel Upgrade - Marine ¦ SDG&E ¦ Marine | Res ¦ Res Condensing Eff. Small Gas Storage Water Heater (0.78 UEF - 50 Gal) - Panel Upgrade - Marine | SDG&E ¦ Marine | SDG&E | All | Electric & Gas | Res efficient gas WH, 50 gal (UEF = 0.78) - Panel Upgrade Group | Efficient | 0 | Conventional | WaterHeat | Res - Single Family | Res | ROB and NEW | 0 | Residential Households | water heater | 11 | DEER:Res_ClothesDishWasher | -1419.2 | 0.00187 | 142.3 | eTRM SWWH012-03, relative to SWWH025-05 | 2123.04 | 2022 | 0 | 777.99 | 2022 | 0 | 0 | eTRM SWWH012-03, relative to SWWH025-05 | Res Gas Water Heaters - Panel Upgrade - Marine ¦ SDG&E ¦ Marine | Res Gas Water Heaters - Panel Upgrade - Marine | 0.27747 | 1 | 0.0037976 | RASS 2019 | 459.3 | 2032 | 0.4 | SWWH012-03 relative to SWWH025-05
RES-WATERHEAT-FS-11-PU.14 | Res ¦ Res Condensing Eff. Small Gas Storage Water Heater (0.78 UEF - 50 Gal) - Panel Upgrade - Marine ¦ SDG&E ¦ Marine | Res ¦ Res Condensing Eff. Small Gas Storage Water Heater (0.78 UEF - 50 Gal) - Panel Upgrade - Marine | SDG&E ¦ Marine | SDG&E | All | Electric & Gas | Res efficient gas WH, 50 gal (UEF = 0.78) - Panel Upgrade Group | Efficient | 0 | Conventional | WaterHeat | Res - Multi Family | Res | ROB and NEW | 0 | Residential Households | water heater | 11 | DEER:Res_ClothesDishWasher | -1130 | 0.00198 | 128.2 | eTRM SWWH012-03, relative to SWWH025-05 | 2123.04 | 2022 | 0 | 777.99 | 2022 | 0 | 0 | eTRM SWWH012-03, relative to SWWH025-05 | Res Gas Water Heaters - Panel Upgrade - Marine ¦ SDG&E ¦ Marine | Res Gas Water Heaters - Panel Upgrade - Marine | 0.18351 | 1 | 0 | RASS 2019 | 0 | 2012 | 0.4 | SWWH012-03 relative to SWWH025-05
RES-WATERHEAT-FS-11-PU.15 | Res ¦ Res Condensing Eff. Small Gas Storage Water Heater (0.78 UEF - 50 Gal) - Panel Upgrade - Hot-Dry ¦ SDG&E ¦ Hot-Dry | Res ¦ Res Condensing Eff. Small Gas Storage Water Heater (0.78 UEF - 50 Gal) - Panel Upgrade - Hot-Dry | SDG&E ¦ Hot-Dry | SDG&E | All | Electric & Gas | Res efficient gas WH, 50 gal (UEF = 0.78) - Panel Upgrade Group | Efficient | 0 | Conventional | WaterHeat | Res - Single Family | Res | ROB and NEW | 0 | Residential Households | water heater | 11 | DEER:Res_ClothesDishWasher | -1409.2 | 0.00187 | 142.4 | eTRM SWWH012-03, relative to SWWH025-05 | 2123.04 | 2022 | 0 | 777.99 | 2022 | 0 | 0 | eTRM SWWH012-03, relative to SWWH025-05 | Res Gas Water Heaters - Panel Upgrade - Hot-Dry ¦ SDG&E ¦ Hot-Dry | Res Gas Water Heaters - Panel Upgrade - Hot-Dry | 0.26662 | 1 | 0.0032064 | RASS 2019 | 459.3 | 2032 | 0.4 | SWWH012-03 relative to SWWH025-05
RES-WATERHEAT-FS-11-PU.16 | Res ¦ Res Condensing Eff. Small Gas Storage Water Heater (0.78 UEF - 50 Gal) - Panel Upgrade - Hot-Dry ¦ SDG&E ¦ Hot-Dry | Res ¦ Res Condensing Eff. Small Gas Storage Water Heater (0.78 UEF - 50 Gal) - Panel Upgrade - Hot-Dry | SDG&E ¦ Hot-Dry | SDG&E | All | Electric & Gas | Res efficient gas WH, 50 gal (UEF = 0.78) - Panel Upgrade Group | Efficient | 0 | Conventional | WaterHeat | Res - Multi Family | Res | ROB and NEW | 0 | Residential Households | water heater | 11 | DEER:Res_ClothesDishWasher | -1130.01 | 0.00197 | 127.3 | eTRM SWWH012-03, relative to SWWH025-05 | 2123.04 | 2022 | 0 | 777.99 | 2022 | 0 | 0 | eTRM SWWH012-03, relative to SWWH025-05 | Res Gas Water Heaters - Panel Upgrade - Hot-Dry ¦ SDG&E ¦ Hot-Dry | Res Gas Water Heaters - Panel Upgrade - Hot-Dry | 0.11387 | 1 | 0.039592 | RASS 2019 | 0 | 2012 | 0.4 | SWWH012-03 relative to SWWH025-05
RES-WATERHEAT-FS-12-PU.1 | Res ¦ Res Tankless Gas Water Heater (0.81 UEF - High Draw) - Panel Upgrade - Marine ¦ PG&E ¦ Marine | Res ¦ Res Tankless Gas Water Heater (0.81 UEF - High Draw) - Panel Upgrade - Marine | PG&E ¦ Marine | PG&E | All | Electric & Gas | Res tankless WH, high draw (UEF = 0.81) - Panel Upgrade Group | Efficient | 0 | Conventional | WaterHeat | Res - Single Family | Res | ROB and NEW | 0 | Residential Households | water heater | 20 | DEER:Res_ClothesDishWasher | -1618.7 | 0.00155 | 132.2 | eTRM SWWH013-03, relative to SWWH025-05 | 1153.56 | 2022 | 0 | 430.55 | 2022 | 0 | 0 | eTRM SWWH013-03, relative to SWWH025-05 | Res Gas Water Heaters - Panel Upgrade - Marine ¦ PG&E ¦ Marine | Res Gas Water Heaters - Panel Upgrade - Marine | 0.25644 | 1 | 0.067293 | RASS 2019 | 363.7909 | 2032 | 0.4 | SWWH013-03, SWWH025-05
RES-WATERHEAT-FS-12-PU.2 | Res ¦ Res Tankless Gas Water Heater (0.81 UEF - High Draw) - Panel Upgrade - Marine ¦ PG&E ¦ Marine | Res ¦ Res Tankless Gas Water Heater (0.81 UEF - High Draw) - Panel Upgrade - Marine | PG&E ¦ Marine | PG&E | All | Electric & Gas | Res tankless WH, high draw (UEF = 0.81) - Panel Upgrade Group | Efficient | 0 | Conventional | WaterHeat | Res - Multi Family | Res | ROB and NEW | 0 | Residential Households | water heater | 20 | DEER:Res_ClothesDishWasher | -1229 | 0.00197 | 118.8 | eTRM SWWH013-03, relative to SWWH025-05 | 1153.56 | 2022 | 0 | 430.55 | 2022 | 0 | 0 | eTRM SWWH013-03, relative to SWWH025-05 | Res Gas Water Heaters - Panel Upgrade - Marine ¦ PG&E ¦ Marine | Res Gas Water Heaters - Panel Upgrade - Marine | 0.10659 | 1 | 0.12932 | RASS 2019 | 0 | 2012 | 0.4 | SWWH013-03, SWWH025-05
RES-WATERHEAT-FS-12-PU.3 | Res ¦ Res Tankless Gas Water Heater (0.81 UEF - High Draw) - Panel Upgrade - Hot-Dry ¦ PG&E ¦ Hot-Dry | Res ¦ Res Tankless Gas Water Heater (0.81 UEF - High Draw) - Panel Upgrade - Hot-Dry | PG&E ¦ Hot-Dry | PG&E | All | Electric & Gas | Res tankless WH, high draw (UEF = 0.81) - Panel Upgrade Group | Efficient | 0 | Conventional | WaterHeat | Res - Single Family | Res | ROB and NEW | 0 | Residential Households | water heater | 20 | DEER:Res_ClothesDishWasher | -1559.2 | 0.00138 | 125.6 | eTRM SWWH013-03, relative to SWWH025-05 | 1153.56 | 2022 | 0 | 430.55 | 2022 | 0 | 0 | eTRM SWWH013-03, relative to SWWH025-05 | Res Gas Water Heaters - Panel Upgrade - Hot-Dry ¦ PG&E ¦ Hot-Dry | Res Gas Water Heaters - Panel Upgrade - Hot-Dry | 0.2588 | 1 | 0.081726 | RASS 2019 | 363.7909 | 2032 | 0.4 | SWWH013-03, SWWH025-05
RES-WATERHEAT-FS-12-PU.4 | Res ¦ Res Tankless Gas Water Heater (0.81 UEF - High Draw) - Panel Upgrade - Hot-Dry ¦ PG&E ¦ Hot-Dry | Res ¦ Res Tankless Gas Water Heater (0.81 UEF - High Draw) - Panel Upgrade - Hot-Dry | PG&E ¦ Hot-Dry | PG&E | All | Electric & Gas | Res tankless WH, high draw (UEF = 0.81) - Panel Upgrade Group | Efficient | 0 | Conventional | WaterHeat | Res - Multi Family | Res | ROB and NEW | 0 | Residential Households | water heater | 20 | DEER:Res_ClothesDishWasher | -1189.6 | 0.00176 | 113 | eTRM SWWH013-03, relative to SWWH025-05 | 1153.56 | 2022 | 0 | 430.55 | 2022 | 0 | 0 | eTRM SWWH013-03, relative to SWWH025-05 | Res Gas Water Heaters - Panel Upgrade - Hot-Dry ¦ PG&E ¦ Hot-Dry | Res Gas Water Heaters - Panel Upgrade - Hot-Dry | 0.12364 | 1 | 0.070424 | RASS 2019 | 0 | 2012 | 0.4 | SWWH013-03, SWWH025-05
RES-WATERHEAT-FS-12-PU.5 | Res ¦ Res Tankless Gas Water Heater (0.81 UEF - High Draw) - Panel Upgrade - Cold ¦ PG&E ¦ Cold | Res ¦ Res Tankless Gas Water Heater (0.81 UEF - High Draw) - Panel Upgrade - Cold | PG&E ¦ Cold | PG&E | All | Electric & Gas | Res tankless WH, high draw (UEF = 0.81) - Panel Upgrade Group | Efficient | 0 | Conventional | WaterHeat | Res - Single Family | Res | ROB and NEW | 0 | Residential Households | water heater | 20 | DEER:Res_ClothesDishWasher | -2417.9 | 0.00156 | 141.6 | eTRM SWWH013-03, relative to SWWH025-05 | 1153.56 | 2022 | 0 | 430.55 | 2022 | 0 | 0 | eTRM SWWH013-03, relative to SWWH025-05 | Res Gas Water Heaters - Panel Upgrade - Cold ¦ PG&E ¦ Cold | Res Gas Water Heaters - Panel Upgrade - Cold | 0.23184 | 1 | 0.024526 | RASS 2019 | 363.7909 | 2032 | 0.4 | SWWH013-03, SWWH025-05
RES-WATERHEAT-FS-12-PU.6 | Res ¦ Res Tankless Gas Water Heater (0.81 UEF - High Draw) - Panel Upgrade - Cold ¦ PG&E ¦ Cold | Res ¦ Res Tankless Gas Water Heater (0.81 UEF - High Draw) - Panel Upgrade - Cold | PG&E ¦ Cold | PG&E | All | Electric & Gas | Res tankless WH, high draw (UEF = 0.81) - Panel Upgrade Group | Efficient | 0 | Conventional | WaterHeat | Res - Multi Family | Res | ROB and NEW | 0 | Residential Households | water heater | 20 | DEER:Res_ClothesDishWasher | -1408.3 | 0.00199 | 125.8 | eTRM SWWH013-03, relative to SWWH025-05 | 1153.56 | 2022 | 0 | 430.55 | 2022 | 0 | 0 | eTRM SWWH013-03, relative to SWWH025-05 | Res Gas Water Heaters - Panel Upgrade - Cold ¦ PG&E ¦ Cold | Res Gas Water Heaters - Panel Upgrade - Cold | 0.067726 | 1 | 0.084537 | RASS 2019 | 0 | 2012 | 0.4 | SWWH013-03, SWWH025-05
RES-WATERHEAT-FS-12-PU.7 | Res ¦ Res Tankless Gas Water Heater (0.81 UEF - High Draw) - Panel Upgrade - Marine ¦ SCG ¦ Marine | Res ¦ Res Tankless Gas Water Heater (0.81 UEF - High Draw) - Panel Upgrade - Marine | SCG ¦ Marine | SCG | All | Electric & Gas | Res tankless WH, high draw (UEF = 0.81) - Panel Upgrade Group | Efficient | 0 | Conventional | WaterHeat | Res - Single Family | Res | ROB and NEW | 0 | Residential Households | water heater | 20 | DEER:Res_ClothesDishWasher | -1419.6 | 0.00188 | 121.6 | eTRM SWWH013-03, relative to SWWH025-05 | 1153.56 | 2022 | 0 | 430.55 | 2022 | 0 | 0 | eTRM SWWH013-03, relative to SWWH025-05 | Res Gas Water Heaters - Panel Upgrade - Marine ¦ SCG ¦ Marine | Res Gas Water Heaters - Panel Upgrade - Marine | 0.25366 | 1 | 0.1108 | RASS 2019 | 363.7909 | 2032 | 0.4 | SWWH013-03, SWWH025-05
RES-WATERHEAT-FS-12-PU.8 | Res ¦ Res Tankless Gas Water Heater (0.81 UEF - High Draw) - Panel Upgrade - Marine ¦ SCG ¦ Marine | Res ¦ Res Tankless Gas Water Heater (0.81 UEF - High Draw) - Panel Upgrade - Marine | SCG ¦ Marine | SCG | All | Electric & Gas | Res tankless WH, high draw (UEF = 0.81) - Panel Upgrade Group | Efficient | 0 | Conventional | WaterHeat | Res - Multi Family | Res | ROB and NEW | 0 | Residential Households | water heater | 20 | DEER:Res_ClothesDishWasher | -1129.9 | 0.00201 | 109.6 | eTRM SWWH013-03, relative to SWWH025-05 | 1153.56 | 2022 | 0 | 430.55 | 2022 | 0 | 0 | eTRM SWWH013-03, relative to SWWH025-05 | Res Gas Water Heaters - Panel Upgrade - Marine ¦ SCG ¦ Marine | Res Gas Water Heaters - Panel Upgrade - Marine | 0.11738 | 1 | 0.015858 | RASS 2019 | 0 | 2012 | 0.4 | SWWH013-03, SWWH025-05
RES-WATERHEAT-FS-12-PU.9 | Res ¦ Res Tankless Gas Water Heater (0.81 UEF - High Draw) - Panel Upgrade - Hot-Dry ¦ SCG ¦ Hot-Dry | Res ¦ Res Tankless Gas Water Heater (0.81 UEF - High Draw) - Panel Upgrade - Hot-Dry | SCG ¦ Hot-Dry | SCG | All | Electric & Gas | Res tankless WH, high draw (UEF = 0.81) - Panel Upgrade Group | Efficient | 0 | Conventional | WaterHeat | Res - Single Family | Res | ROB and NEW | 0 | Residential Households | water heater | 20 | DEER:Res_ClothesDishWasher | -1429.8 | 0.00179 | 119.5 | eTRM SWWH013-03, relative to SWWH025-05 | 1153.56 | 2022 | 0 | 430.55 | 2022 | 0 | 0 | eTRM SWWH013-03, relative to SWWH025-05 | Res Gas Water Heaters - Panel Upgrade - Hot-Dry ¦ SCG ¦ Hot-Dry | Res Gas Water Heaters - Panel Upgrade - Hot-Dry | 0.25892 | 1 | 0.082217 | RASS 2019 | 363.7909 | 2032 | 0.4 | SWWH013-03, SWWH025-05
RES-WATERHEAT-FS-12-PU.10 | Res ¦ Res Tankless Gas Water Heater (0.81 UEF - High Draw) - Panel Upgrade - Hot-Dry ¦ SCG ¦ Hot-Dry | Res ¦ Res Tankless Gas Water Heater (0.81 UEF - High Draw) - Panel Upgrade - Hot-Dry | SCG ¦ Hot-Dry | SCG | All | Electric & Gas | Res tankless WH, high draw (UEF = 0.81) - Panel Upgrade Group | Efficient | 0 | Conventional | WaterHeat | Res - Multi Family | Res | ROB and NEW | 0 | Residential Households | water heater | 20 | DEER:Res_ClothesDishWasher | -1150.11 | 0.00191 | 107.5 | eTRM SWWH013-03, relative to SWWH025-05 | 1153.56 | 2022 | 0 | 430.55 | 2022 | 0 | 0 | eTRM SWWH013-03, relative to SWWH025-05 | Res Gas Water Heaters - Panel Upgrade - Hot-Dry ¦ SCG ¦ Hot-Dry | Res Gas Water Heaters - Panel Upgrade - Hot-Dry | 0.095254 | 1 | 0.083099 | RASS 2019 | 0 | 2012 | 0.4 | SWWH013-03, SWWH025-05
RES-WATERHEAT-FS-12-PU.11 | Res ¦ Res Tankless Gas Water Heater (0.81 UEF - High Draw) - Panel Upgrade - Cold ¦ SCG ¦ Cold | Res ¦ Res Tankless Gas Water Heater (0.81 UEF - High Draw) - Panel Upgrade - Cold | SCG ¦ Cold | SCG | All | Electric & Gas | Res tankless WH, high draw (UEF = 0.81) - Panel Upgrade Group | Efficient | 0 | Conventional | WaterHeat | Res - Single Family | Res | ROB and NEW | 0 | Residential Households | water heater | 20 | DEER:Res_ClothesDishWasher | -2417.9 | 0.00156 | 141.6 | eTRM SWWH013-03, relative to SWWH025-05 | 1153.56 | 2022 | 0 | 430.55 | 2022 | 0 | 0 | eTRM SWWH013-03, relative to SWWH025-05 | Res Gas Water Heaters - Panel Upgrade - Cold ¦ SCG ¦ Cold | Res Gas Water Heaters - Panel Upgrade - Cold | 0.17273 | 1 | 0.084537 | RASS 2019 | 363.7909 | 2032 | 0.4 | SWWH013-03, SWWH025-05
RES-WATERHEAT-FS-12-PU.12 | Res ¦ Res Tankless Gas Water Heater (0.81 UEF - High Draw) - Panel Upgrade - Cold ¦ SCG ¦ Cold | Res ¦ Res Tankless Gas Water Heater (0.81 UEF - High Draw) - Panel Upgrade - Cold | SCG ¦ Cold | SCG | All | Electric & Gas | Res tankless WH, high draw (UEF = 0.81) - Panel Upgrade Group | Efficient | 0 | Conventional | WaterHeat | Res - Multi Family | Res | ROB and NEW | 0 | Residential Households | water heater | 20 | DEER:Res_ClothesDishWasher | -1408.3 | 0.00199 | 125.8 | eTRM SWWH013-03, relative to SWWH025-05 | 1153.56 | 2022 | 0 | 430.55 | 2022 | 0 | 0 | eTRM SWWH013-03, relative to SWWH025-05 | Res Gas Water Heaters - Panel Upgrade - Cold ¦ SCG ¦ Cold | Res Gas Water Heaters - Panel Upgrade - Cold | 0.067726 | 1 | 0 | RASS 2019 | 0 | 2012 | 0.4 | SWWH013-03, SWWH025-05
RES-WATERHEAT-FS-12-PU.13 | Res ¦ Res Tankless Gas Water Heater (0.81 UEF - High Draw) - Panel Upgrade - Marine ¦ SDG&E ¦ Marine | Res ¦ Res Tankless Gas Water Heater (0.81 UEF - High Draw) - Panel Upgrade - Marine | SDG&E ¦ Marine | SDG&E | All | Electric & Gas | Res tankless WH, high draw (UEF = 0.81) - Panel Upgrade Group | Efficient | 0 | Conventional | WaterHeat | Res - Single Family | Res | ROB and NEW | 0 | Residential Households | water heater | 20 | DEER:Res_ClothesDishWasher | -1419.6 | 0.00188 | 121.6 | eTRM SWWH013-03, relative to SWWH025-05 | 1153.56 | 2022 | 0 | 430.55 | 2022 | 0 | 0 | eTRM SWWH013-03, relative to SWWH025-05 | Res Gas Water Heaters - Panel Upgrade - Marine ¦ SDG&E ¦ Marine | Res Gas Water Heaters - Panel Upgrade - Marine | 0.27747 | 1 | 0.12372 | RASS 2019 | 363.7909 | 2032 | 0.4 | SWWH013-03, SWWH025-05
RES-WATERHEAT-FS-12-PU.14 | Res ¦ Res Tankless Gas Water Heater (0.81 UEF - High Draw) - Panel Upgrade - Marine ¦ SDG&E ¦ Marine | Res ¦ Res Tankless Gas Water Heater (0.81 UEF - High Draw) - Panel Upgrade - Marine | SDG&E ¦ Marine | SDG&E | All | Electric & Gas | Res tankless WH, high draw (UEF = 0.81) - Panel Upgrade Group | Efficient | 0 | Conventional | WaterHeat | Res - Multi Family | Res | ROB and NEW | 0 | Residential Households | water heater | 20 | DEER:Res_ClothesDishWasher | -1129.9 | 0.00201 | 109.6 | eTRM SWWH013-03, relative to SWWH025-05 | 1153.56 | 2022 | 0 | 430.55 | 2022 | 0 | 0 | eTRM SWWH013-03, relative to SWWH025-05 | Res Gas Water Heaters - Panel Upgrade - Marine ¦ SDG&E ¦ Marine | Res Gas Water Heaters - Panel Upgrade - Marine | 0.18351 | 1 | 0.02306 | RASS 2019 | 0 | 2012 | 0.4 | SWWH013-03, SWWH025-05
RES-WATERHEAT-FS-12-PU.15 | Res ¦ Res Tankless Gas Water Heater (0.81 UEF - High Draw) - Panel Upgrade - Hot-Dry ¦ SDG&E ¦ Hot-Dry | Res ¦ Res Tankless Gas Water Heater (0.81 UEF - High Draw) - Panel Upgrade - Hot-Dry | SDG&E ¦ Hot-Dry | SDG&E | All | Electric & Gas | Res tankless WH, high draw (UEF = 0.81) - Panel Upgrade Group | Efficient | 0 | Conventional | WaterHeat | Res - Single Family | Res | ROB and NEW | 0 | Residential Households | water heater | 20 | DEER:Res_ClothesDishWasher | -1409.6 | 0.00187 | 121.8 | eTRM SWWH013-03, relative to SWWH025-05 | 1153.56 | 2022 | 0 | 430.55 | 2022 | 0 | 0 | eTRM SWWH013-03, relative to SWWH025-05 | Res Gas Water Heaters - Panel Upgrade - Hot-Dry ¦ SDG&E ¦ Hot-Dry | Res Gas Water Heaters - Panel Upgrade - Hot-Dry | 0.26662 | 1 | 0.085662 | RASS 2019 | 363.7909 | 2032 | 0.4 | SWWH013-03, SWWH025-05
RES-WATERHEAT-FS-12-PU.16 | Res ¦ Res Tankless Gas Water Heater (0.81 UEF - High Draw) - Panel Upgrade - Hot-Dry ¦ SDG&E ¦ Hot-Dry | Res ¦ Res Tankless Gas Water Heater (0.81 UEF - High Draw) - Panel Upgrade - Hot-Dry | SDG&E ¦ Hot-Dry | SDG&E | All | Electric & Gas | Res tankless WH, high draw (UEF = 0.81) - Panel Upgrade Group | Efficient | 0 | Conventional | WaterHeat | Res - Multi Family | Res | ROB and NEW | 0 | Residential Households | water heater | 20 | DEER:Res_ClothesDishWasher | -1129.9 | 0.002 | 108.7 | eTRM SWWH013-03, relative to SWWH025-05 | 1153.56 | 2022 | 0 | 430.55 | 2022 | 0 | 0 | eTRM SWWH013-03, relative to SWWH025-05 | Res Gas Water Heaters - Panel Upgrade - Hot-Dry ¦ SDG&E ¦ Hot-Dry | Res Gas Water Heaters - Panel Upgrade - Hot-Dry | 0.11387 | 1 | 0.15292 | RASS 2019 | 0 | 2012 | 0.4 | SWWH013-03, SWWH025-05
RES-WATERHEAT-FS-010-PU.1 | Res ¦ Res Small Electric Storage Water Heater (0.92 UEF - 50 Gal) - Fuel Sub Future Baseline - Panel Upgrade - Marine ¦ PG&E ¦ Marine | Res ¦ Res Small Electric Storage Water Heater (0.92 UEF - 50 Gal) - Fuel Sub Future Baseline - Panel Upgrade - Marine | PG&E ¦ Marine | PG&E | All | Electric & Gas | Res electric storage WH, 50 gal (UEF = 0.92) - future baseline - Panel Upgrade Group | Efficient | 2030 | Conventional | WaterHeat | Res - Single Family | Res | ROB and NEW | 0 | Residential Households | water heater | 10 | DEER:Res_ClothesDishWasher | 1620 | 0.236 | 0 | eTRM SWWH014-05 | 855.64 | 2022 | 0 | 596.2 | 2022 | 0 | 0 | eTRM SWWH014-05 | Res Gas Water Heaters - Panel Upgrade - Marine ¦ PG&E ¦ Marine | Res Gas Water Heaters - Panel Upgrade - Marine | 0.25644 | 1 | 0 | RASS 2019 | 0 | 2012 | 0.55 | SWWH014-015
RES-WATERHEAT-FS-010-PU.2 | Res ¦ Res Small Electric Storage Water Heater (0.92 UEF - 50 Gal) - Fuel Sub Future Baseline - Panel Upgrade - Marine ¦ PG&E ¦ Marine | Res ¦ Res Small Electric Storage Water Heater (0.92 UEF - 50 Gal) - Fuel Sub Future Baseline - Panel Upgrade - Marine | PG&E ¦ Marine | PG&E | All | Electric & Gas | Res electric storage WH, 50 gal (UEF = 0.92) - future baseline - Panel Upgrade Group | Efficient | 2030 | Conventional | WaterHeat | Res - Multi Family | Res | ROB and NEW | 0 | Residential Households | water heater | 10 | DEER:Res_ClothesDishWasher | 1670 | 0.302 | 0 | eTRM SWWH014-05 | 855.64 | 2022 | 0 | 596.2 | 2022 | 0 | 0 | eTRM SWWH014-05 | Res Gas Water Heaters - Panel Upgrade - Marine ¦ PG&E ¦ Marine | Res Gas Water Heaters - Panel Upgrade - Marine | 0.10659 | 1 | 0 | RASS 2019 | 0 | 2012 | 0.55 | SWWH014-015
RES-WATERHEAT-FS-010-PU.3 | Res ¦ Res Small Electric Storage Water Heater (0.92 UEF - 50 Gal) - Fuel Sub Future Baseline - Panel Upgrade - Hot-Dry ¦ PG&E ¦ Hot-Dry | Res ¦ Res Small Electric Storage Water Heater (0.92 UEF - 50 Gal) - Fuel Sub Future Baseline - Panel Upgrade - Hot-Dry | PG&E ¦ Hot-Dry | PG&E | All | Electric & Gas | Res electric storage WH, 50 gal (UEF = 0.92) - future baseline - Panel Upgrade Group | Efficient | 2030 | Conventional | WaterHeat | Res - Single Family | Res | ROB and NEW | 0 | Residential Households | water heater | 10 | DEER:Res_ClothesDishWasher | 1530 | 0.227 | 0 | eTRM SWWH014-05 | 855.64 | 2022 | 0 | 596.2 | 2022 | 0 | 0 | eTRM SWWH014-05 | Res Gas Water Heaters - Panel Upgrade - Hot-Dry ¦ PG&E ¦ Hot-Dry | Res Gas Water Heaters - Panel Upgrade - Hot-Dry | 0.2588 | 1 | 0 | RASS 2019 | 0 | 2012 | 0.55 | SWWH014-015
RES-WATERHEAT-FS-010-PU.4 | Res ¦ Res Small Electric Storage Water Heater (0.92 UEF - 50 Gal) - Fuel Sub Future Baseline - Panel Upgrade - Hot-Dry ¦ PG&E ¦ Hot-Dry | Res ¦ Res Small Electric Storage Water Heater (0.92 UEF - 50 Gal) - Fuel Sub Future Baseline - Panel Upgrade - Hot-Dry | PG&E ¦ Hot-Dry | PG&E | All | Electric & Gas | Res electric storage WH, 50 gal (UEF = 0.92) - future baseline - Panel Upgrade Group | Efficient | 2030 | Conventional | WaterHeat | Res - Multi Family | Res | ROB and NEW | 0 | Residential Households | water heater | 10 | DEER:Res_ClothesDishWasher | 1580 | 0.27 | 0 | eTRM SWWH014-05 | 855.64 | 2022 | 0 | 596.2 | 2022 | 0 | 0 | eTRM SWWH014-05 | Res Gas Water Heaters - Panel Upgrade - Hot-Dry ¦ PG&E ¦ Hot-Dry | Res Gas Water Heaters - Panel Upgrade - Hot-Dry | 0.12364 | 1 | 0 | RASS 2019 | 0 | 2012 | 0.55 | SWWH014-015
RES-WATERHEAT-FS-010-PU.5 | Res ¦ Res Small Electric Storage Water Heater (0.92 UEF - 50 Gal) - Fuel Sub Future Baseline - Panel Upgrade - Cold ¦ PG&E ¦ Cold | Res ¦ Res Small Electric Storage Water Heater (0.92 UEF - 50 Gal) - Fuel Sub Future Baseline - Panel Upgrade - Cold | PG&E ¦ Cold | PG&E | All | Electric & Gas | Res electric storage WH, 50 gal (UEF = 0.92) - future baseline - Panel Upgrade Group | Efficient | 2030 | Conventional | WaterHeat | Res - Single Family | Res | ROB and NEW | 0 | Residential Households | water heater | 10 | DEER:Res_ClothesDishWasher | 1050 | 0.237 | 0 | eTRM SWWH014-05 | 855.64 | 2022 | 0 | 596.2 | 2022 | 0 | 0 | eTRM SWWH014-05 | Res Gas Water Heaters - Panel Upgrade - Cold ¦ PG&E ¦ Cold | Res Gas Water Heaters - Panel Upgrade - Cold | 0.23184 | 1 | 0 | RASS 2019 | 0 | 2012 | 0.55 | SWWH014-015
RES-WATERHEAT-FS-010-PU.6 | Res ¦ Res Small Electric Storage Water Heater (0.92 UEF - 50 Gal) - Fuel Sub Future Baseline - Panel Upgrade - Cold ¦ PG&E ¦ Cold | Res ¦ Res Small Electric Storage Water Heater (0.92 UEF - 50 Gal) - Fuel Sub Future Baseline - Panel Upgrade - Cold | PG&E ¦ Cold | PG&E | All | Electric & Gas | Res electric storage WH, 50 gal (UEF = 0.92) - future baseline - Panel Upgrade Group | Efficient | 2030 | Conventional | WaterHeat | Res - Multi Family | Res | ROB and NEW | 0 | Residential Households | water heater | 10 | DEER:Res_ClothesDishWasher | 1680 | 0.298 | 0 | eTRM SWWH014-05 | 855.64 | 2022 | 0 | 596.2 | 2022 | 0 | 0 | eTRM SWWH014-05 | Res Gas Water Heaters - Panel Upgrade - Cold ¦ PG&E ¦ Cold | Res Gas Water Heaters - Panel Upgrade - Cold | 0.067726 | 1 | 0 | RASS 2019 | 0 | 2012 | 0.55 | SWWH014-015
RES-WATERHEAT-FS-010-PU.7 | Res ¦ Res Small Electric Storage Water Heater (0.92 UEF - 50 Gal) - Fuel Sub Future Baseline - Panel Upgrade - Marine ¦ SCG ¦ Marine | Res ¦ Res Small Electric Storage Water Heater (0.92 UEF - 50 Gal) - Fuel Sub Future Baseline - Panel Upgrade - Marine | SCG ¦ Marine | SCG | All | Electric & Gas | Res electric storage WH, 50 gal (UEF = 0.92) - future baseline - Panel Upgrade Group | Efficient | 2030 | Conventional | WaterHeat | Res - Single Family | Res | ROB and NEW | 0 | Residential Households | water heater | 10 | DEER:Res_ClothesDishWasher | 1570 | 0.307 | 0 | eTRM SWWH014-05 | 855.64 | 2022 | 0 | 596.2 | 2022 | 0 | 0 | eTRM SWWH014-05 | Res Gas Water Heaters - Panel Upgrade - Marine ¦ SCG ¦ Marine | Res Gas Water Heaters - Panel Upgrade - Marine | 0.25366 | 1 | 0 | RASS 2019 | 0 | 2012 | 0.55 | SWWH014-015
RES-WATERHEAT-FS-010-PU.8 | Res ¦ Res Small Electric Storage Water Heater (0.92 UEF - 50 Gal) - Fuel Sub Future Baseline - Panel Upgrade - Marine ¦ SCG ¦ Marine | Res ¦ Res Small Electric Storage Water Heater (0.92 UEF - 50 Gal) - Fuel Sub Future Baseline - Panel Upgrade - Marine | SCG ¦ Marine | SCG | All | Electric & Gas | Res electric storage WH, 50 gal (UEF = 0.92) - future baseline - Panel Upgrade Group | Efficient | 2030 | Conventional | WaterHeat | Res - Multi Family | Res | ROB and NEW | 0 | Residential Households | water heater | 10 | DEER:Res_ClothesDishWasher | 1550 | 0.311 | 0 | eTRM SWWH014-05 | 855.64 | 2022 | 0 | 596.2 | 2022 | 0 | 0 | eTRM SWWH014-05 | Res Gas Water Heaters - Panel Upgrade - Marine ¦ SCG ¦ Marine | Res Gas Water Heaters - Panel Upgrade - Marine | 0.11738 | 1 | 0 | RASS 2019 | 0 | 2012 | 0.55 | SWWH014-015
RES-WATERHEAT-FS-010-PU.9 | Res ¦ Res Small Electric Storage Water Heater (0.92 UEF - 50 Gal) - Fuel Sub Future Baseline - Panel Upgrade - Hot-Dry ¦ SCG ¦ Hot-Dry | Res ¦ Res Small Electric Storage Water Heater (0.92 UEF - 50 Gal) - Fuel Sub Future Baseline - Panel Upgrade - Hot-Dry | SCG ¦ Hot-Dry | SCG | All | Electric & Gas | Res electric storage WH, 50 gal (UEF = 0.92) - future baseline - Panel Upgrade Group | Efficient | 2030 | Conventional | WaterHeat | Res - Single Family | Res | ROB and NEW | 0 | Residential Households | water heater | 10 | DEER:Res_ClothesDishWasher | 1490 | 0.289 | 0 | eTRM SWWH014-05 | 855.64 | 2022 | 0 | 596.2 | 2022 | 0 | 0 | eTRM SWWH014-05 | Res Gas Water Heaters - Panel Upgrade - Hot-Dry ¦ SCG ¦ Hot-Dry | Res Gas Water Heaters - Panel Upgrade - Hot-Dry | 0.25892 | 1 | 0 | RASS 2019 | 0 | 2012 | 0.55 | SWWH014-015
RES-WATERHEAT-FS-010-PU.10 | Res ¦ Res Small Electric Storage Water Heater (0.92 UEF - 50 Gal) - Fuel Sub Future Baseline - Panel Upgrade - Hot-Dry ¦ SCG ¦ Hot-Dry | Res ¦ Res Small Electric Storage Water Heater (0.92 UEF - 50 Gal) - Fuel Sub Future Baseline - Panel Upgrade - Hot-Dry | SCG ¦ Hot-Dry | SCG | All | Electric & Gas | Res electric storage WH, 50 gal (UEF = 0.92) - future baseline - Panel Upgrade Group | Efficient | 2030 | Conventional | WaterHeat | Res - Multi Family | Res | ROB and NEW | 0 | Residential Households | water heater | 10 | DEER:Res_ClothesDishWasher | 1480 | 0.279 | 0 | eTRM SWWH014-05 | 855.64 | 2022 | 0 | 596.2 | 2022 | 0 | 0 | eTRM SWWH014-05 | Res Gas Water Heaters - Panel Upgrade - Hot-Dry ¦ SCG ¦ Hot-Dry | Res Gas Water Heaters - Panel Upgrade - Hot-Dry | 0.095254 | 1 | 0 | RASS 2019 | 0 | 2012 | 0.55 | SWWH014-015
RES-WATERHEAT-FS-010-PU.11 | Res ¦ Res Small Electric Storage Water Heater (0.92 UEF - 50 Gal) - Fuel Sub Future Baseline - Panel Upgrade - Cold ¦ SCG ¦ Cold | Res ¦ Res Small Electric Storage Water Heater (0.92 UEF - 50 Gal) - Fuel Sub Future Baseline - Panel Upgrade - Cold | SCG ¦ Cold | SCG | All | Electric & Gas | Res electric storage WH, 50 gal (UEF = 0.92) - future baseline - Panel Upgrade Group | Efficient | 2030 | Conventional | WaterHeat | Res - Single Family | Res | ROB and NEW | 0 | Residential Households | water heater | 10 | DEER:Res_ClothesDishWasher | 1050 | 0.237 | 0 | eTRM SWWH014-05 | 855.64 | 2022 | 0 | 596.2 | 2022 | 0 | 0 | eTRM SWWH014-05 | Res Gas Water Heaters - Panel Upgrade - Cold ¦ SCG ¦ Cold | Res Gas Water Heaters - Panel Upgrade - Cold | 0.17273 | 1 | 0 | RASS 2019 | 0 | 2012 | 0.55 | SWWH014-015
RES-WATERHEAT-FS-010-PU.12 | Res ¦ Res Small Electric Storage Water Heater (0.92 UEF - 50 Gal) - Fuel Sub Future Baseline - Panel Upgrade - Cold ¦ SCG ¦ Cold | Res ¦ Res Small Electric Storage Water Heater (0.92 UEF - 50 Gal) - Fuel Sub Future Baseline - Panel Upgrade - Cold | SCG ¦ Cold | SCG | All | Electric & Gas | Res electric storage WH, 50 gal (UEF = 0.92) - future baseline - Panel Upgrade Group | Efficient | 2030 | Conventional | WaterHeat | Res - Multi Family | Res | ROB and NEW | 0 | Residential Households | water heater | 10 | DEER:Res_ClothesDishWasher | 1680 | 0.298 | 0 | eTRM SWWH014-05 | 855.64 | 2022 | 0 | 596.2 | 2022 | 0 | 0 | eTRM SWWH014-05 | Res Gas Water Heaters - Panel Upgrade - Cold ¦ SCG ¦ Cold | Res Gas Water Heaters - Panel Upgrade - Cold | 0.067726 | 1 | 0 | RASS 2019 | 0 | 2012 | 0.55 | SWWH014-015
RES-WATERHEAT-FS-010-PU.13 | Res ¦ Res Small Electric Storage Water Heater (0.92 UEF - 50 Gal) - Fuel Sub Future Baseline - Panel Upgrade - Marine ¦ SDG&E ¦ Marine | Res ¦ Res Small Electric Storage Water Heater (0.92 UEF - 50 Gal) - Fuel Sub Future Baseline - Panel Upgrade - Marine | SDG&E ¦ Marine | SDG&E | All | Electric & Gas | Res electric storage WH, 50 gal (UEF = 0.92) - future baseline - Panel Upgrade Group | Efficient | 2030 | Conventional | WaterHeat | Res - Single Family | Res | ROB and NEW | 0 | Residential Households | water heater | 10 | DEER:Res_ClothesDishWasher | 1570 | 0.307 | 0 | eTRM SWWH014-05 | 855.64 | 2022 | 0 | 596.2 | 2022 | 0 | 0 | eTRM SWWH014-05 | Res Gas Water Heaters - Panel Upgrade - Marine ¦ SDG&E ¦ Marine | Res Gas Water Heaters - Panel Upgrade - Marine | 0.27747 | 1 | 0 | RASS 2019 | 0 | 2012 | 0.55 | SWWH014-015
RES-WATERHEAT-FS-010-PU.14 | Res ¦ Res Small Electric Storage Water Heater (0.92 UEF - 50 Gal) - Fuel Sub Future Baseline - Panel Upgrade - Marine ¦ SDG&E ¦ Marine | Res ¦ Res Small Electric Storage Water Heater (0.92 UEF - 50 Gal) - Fuel Sub Future Baseline - Panel Upgrade - Marine | SDG&E ¦ Marine | SDG&E | All | Electric & Gas | Res electric storage WH, 50 gal (UEF = 0.92) - future baseline - Panel Upgrade Group | Efficient | 2030 | Conventional | WaterHeat | Res - Multi Family | Res | ROB and NEW | 0 | Residential Households | water heater | 10 | DEER:Res_ClothesDishWasher | 1550 | 0.311 | 0 | eTRM SWWH014-05 | 855.64 | 2022 | 0 | 596.2 | 2022 | 0 | 0 | eTRM SWWH014-05 | Res Gas Water Heaters - Panel Upgrade - Marine ¦ SDG&E ¦ Marine | Res Gas Water Heaters - Panel Upgrade - Marine | 0.18351 | 1 | 0 | RASS 2019 | 0 | 2012 | 0.55 | SWWH014-015
RES-WATERHEAT-FS-010-PU.15 | Res ¦ Res Small Electric Storage Water Heater (0.92 UEF - 50 Gal) - Fuel Sub Future Baseline - Panel Upgrade - Hot-Dry ¦ SDG&E ¦ Hot-Dry | Res ¦ Res Small Electric Storage Water Heater (0.92 UEF - 50 Gal) - Fuel Sub Future Baseline - Panel Upgrade - Hot-Dry | SDG&E ¦ Hot-Dry | SDG&E | All | Electric & Gas | Res electric storage WH, 50 gal (UEF = 0.92) - future baseline - Panel Upgrade Group | Efficient | 2030 | Conventional | WaterHeat | Res - Single Family | Res | ROB and NEW | 0 | Residential Households | water heater | 10 | DEER:Res_ClothesDishWasher | 1570 | 0.309 | 0 | eTRM SWWH014-05 | 855.64 | 2022 | 0 | 596.2 | 2022 | 0 | 0 | eTRM SWWH014-05 | Res Gas Water Heaters - Panel Upgrade - Hot-Dry ¦ SDG&E ¦ Hot-Dry | Res Gas Water Heaters - Panel Upgrade - Hot-Dry | 0.26662 | 1 | 0 | RASS 2019 | 0 | 2012 | 0.55 | SWWH014-015
RES-WATERHEAT-FS-010-PU.16 | Res ¦ Res Small Electric Storage Water Heater (0.92 UEF - 50 Gal) - Fuel Sub Future Baseline - Panel Upgrade - Hot-Dry ¦ SDG&E ¦ Hot-Dry | Res ¦ Res Small Electric Storage Water Heater (0.92 UEF - 50 Gal) - Fuel Sub Future Baseline - Panel Upgrade - Hot-Dry | SDG&E ¦ Hot-Dry | SDG&E | All | Electric & Gas | Res electric storage WH, 50 gal (UEF = 0.92) - future baseline - Panel Upgrade Group | Efficient | 2030 | Conventional | WaterHeat | Res - Multi Family | Res | ROB and NEW | 0 | Residential Households | water heater | 10 | DEER:Res_ClothesDishWasher | 1540 | 0.317 | 0 | eTRM SWWH014-05 | 855.64 | 2022 | 0 | 596.2 | 2022 | 0 | 0 | eTRM SWWH014-05 | Res Gas Water Heaters - Panel Upgrade - Hot-Dry ¦ SDG&E ¦ Hot-Dry | Res Gas Water Heaters - Panel Upgrade - Hot-Dry | 0.11387 | 1 | 0 | RASS 2019 | 0 | 2012 | 0.55 | SWWH014-015
RES-WATERHEAT-FS-13-PU.1 | Res ¦ Res Heat Pump Water Heater (3.30 UEF - 50 Gal) - Fuel Sub - Panel Upgrade - Marine ¦ PG&E ¦ Marine | Res ¦ Res Heat Pump Water Heater (3.30 UEF - 50 Gal) - Fuel Sub - Panel Upgrade - Marine | PG&E ¦ Marine | PG&E | All | Electric & Gas | Res HPWH, 45 to 55 gal (UEF = 3.30) - Fuel Sub - Panel Upgrade Group | Efficient | 0 | Conventional | WaterHeat | Res - Single Family | Res | ROB Only | 1 | Residential Households | water heater | 10 | DEER:Res_ClothesDishWasher | 0 | 0 | 0 | eTRM SWWH025-05 | 1895.3 | 2022 | 0 | 596.2 | 2022 | 4600 | -48.89 | eTRM SWWH025-05 | Res Gas Water Heaters - Panel Upgrade - Marine ¦ PG&E ¦ Marine | Res Gas Water Heaters - Panel Upgrade - Marine | 0.25644 | 1 | 0 | RASS 2019 | 572.173 | 2032 | 1 | SWWH025-05
RES-WATERHEAT-FS-13-PU.2 | Res ¦ Res Heat Pump Water Heater (3.30 UEF - 50 Gal) - Fuel Sub - Panel Upgrade - Marine ¦ PG&E ¦ Marine | Res ¦ Res Heat Pump Water Heater (3.30 UEF - 50 Gal) - Fuel Sub - Panel Upgrade - Marine | PG&E ¦ Marine | PG&E | All | Electric & Gas | Res HPWH, 45 to 55 gal (UEF = 3.30) - Fuel Sub - Panel Upgrade Group | Efficient | 0 | Conventional | WaterHeat | Res - Multi Family | Res | ROB Only | 1 | Residential Households | water heater | 10 | DEER:Res_ClothesDishWasher | 0 | 0 | 0 | eTRM SWWH025-05 | 1895.3 | 2022 | 0 | 596.2 | 2022 | 9200 | -48.89 | eTRM SWWH025-05 | Res Gas Water Heaters - Panel Upgrade - Marine ¦ PG&E ¦ Marine | Res Gas Water Heaters - Panel Upgrade - Marine | 0.10659 | 1 | 0 | RASS 2019 | 0 | 2012 | 1 | SWWH025-05
RES-WATERHEAT-FS-13-PU.3 | Res ¦ Res Heat Pump Water Heater (3.30 UEF - 50 Gal) - Fuel Sub - Panel Upgrade - Hot-Dry ¦ PG&E ¦ Hot-Dry | Res ¦ Res Heat Pump Water Heater (3.30 UEF - 50 Gal) - Fuel Sub - Panel Upgrade - Hot-Dry | PG&E ¦ Hot-Dry | PG&E | All | Electric & Gas | Res HPWH, 45 to 55 gal (UEF = 3.30) - Fuel Sub - Panel Upgrade Group | Efficient | 0 | Conventional | WaterHeat | Res - Single Family | Res | ROB Only | 1 | Residential Households | water heater | 10 | DEER:Res_ClothesDishWasher | 0 | 0 | 0 | eTRM SWWH025-05 | 1895.3 | 2022 | 0 | 596.2 | 2022 | 4600 | -48.89 | eTRM SWWH025-05 | Res Gas Water Heaters - Panel Upgrade - Hot-Dry ¦ PG&E ¦ Hot-Dry | Res Gas Water Heaters - Panel Upgrade - Hot-Dry | 0.2588 | 1 | 0 | RASS 2019 | 572.173 | 2032 | 1 | SWWH025-05
RES-WATERHEAT-FS-13-PU.4 | Res ¦ Res Heat Pump Water Heater (3.30 UEF - 50 Gal) - Fuel Sub - Panel Upgrade - Hot-Dry ¦ PG&E ¦ Hot-Dry | Res ¦ Res Heat Pump Water Heater (3.30 UEF - 50 Gal) - Fuel Sub - Panel Upgrade - Hot-Dry | PG&E ¦ Hot-Dry | PG&E | All | Electric & Gas | Res HPWH, 45 to 55 gal (UEF = 3.30) - Fuel Sub - Panel Upgrade Group | Efficient | 0 | Conventional | WaterHeat | Res - Multi Family | Res | ROB Only | 1 | Residential Households | water heater | 10 | DEER:Res_ClothesDishWasher | 0 | 0 | 0 | eTRM SWWH025-05 | 1895.3 | 2022 | 0 | 596.2 | 2022 | 9200 | -48.89 | eTRM SWWH025-05 | Res Gas Water Heaters - Panel Upgrade - Hot-Dry ¦ PG&E ¦ Hot-Dry | Res Gas Water Heaters - Panel Upgrade - Hot-Dry | 0.12364 | 1 | 0 | RASS 2019 | 0 | 2012 | 1 | SWWH025-05
RES-WATERHEAT-FS-13-PU.5 | Res ¦ Res Heat Pump Water Heater (3.30 UEF - 50 Gal) - Fuel Sub - Panel Upgrade - Cold ¦ PG&E ¦ Cold | Res ¦ Res Heat Pump Water Heater (3.30 UEF - 50 Gal) - Fuel Sub - Panel Upgrade - Cold | PG&E ¦ Cold | PG&E | All | Electric & Gas | Res HPWH, 45 to 55 gal (UEF = 3.30) - Fuel Sub - Panel Upgrade Group | Efficient | 0 | Conventional | WaterHeat | Res - Single Family | Res | ROB Only | 1 | Residential Households | water heater | 10 | DEER:Res_ClothesDishWasher | 0 | 0 | 0 | eTRM SWWH025-05 | 1895.3 | 2022 | 0 | 596.2 | 2022 | 4600 | -48.89 | eTRM SWWH025-05 | Res Gas Water Heaters - Panel Upgrade - Cold ¦ PG&E ¦ Cold | Res Gas Water Heaters - Panel Upgrade - Cold | 0.23184 | 1 | 0 | RASS 2019 | 572.173 | 2032 | 1 | SWWH025-05
RES-WATERHEAT-FS-13-PU.6 | Res ¦ Res Heat Pump Water Heater (3.30 UEF - 50 Gal) - Fuel Sub - Panel Upgrade - Cold ¦ PG&E ¦ Cold | Res ¦ Res Heat Pump Water Heater (3.30 UEF - 50 Gal) - Fuel Sub - Panel Upgrade - Cold | PG&E ¦ Cold | PG&E | All | Electric & Gas | Res HPWH, 45 to 55 gal (UEF = 3.30) - Fuel Sub - Panel Upgrade Group | Efficient | 0 | Conventional | WaterHeat | Res - Multi Family | Res | ROB Only | 1 | Residential Households | water heater | 10 | DEER:Res_ClothesDishWasher | 0 | 0 | 0 | eTRM SWWH025-05 | 1895.3 | 2022 | 0 | 596.2 | 2022 | 9200 | -48.89 | eTRM SWWH025-05 | Res Gas Water Heaters - Panel Upgrade - Cold ¦ PG&E ¦ Cold | Res Gas Water Heaters - Panel Upgrade - Cold | 0.067726 | 1 | 0 | RASS 2019 | 0 | 2012 | 1 | SWWH025-05
RES-WATERHEAT-FS-13-PU.7 | Res ¦ Res Heat Pump Water Heater (3.30 UEF - 50 Gal) - Fuel Sub - Panel Upgrade - Marine ¦ SCG ¦ Marine | Res ¦ Res Heat Pump Water Heater (3.30 UEF - 50 Gal) - Fuel Sub - Panel Upgrade - Marine | SCG ¦ Marine | SCG | All | Electric & Gas | Res HPWH, 45 to 55 gal (UEF = 3.30) - Fuel Sub - Panel Upgrade Group | Efficient | 0 | Conventional | WaterHeat | Res - Single Family | Res | ROB Only | 1 | Residential Households | water heater | 10 | DEER:Res_ClothesDishWasher | 0 | 0 | 0 | eTRM SWWH025-05 | 1895.3 | 2022 | 0 | 596.2 | 2022 | 4600 | -48.89 | eTRM SWWH025-05 | Res Gas Water Heaters - Panel Upgrade - Marine ¦ SCG ¦ Marine | Res Gas Water Heaters - Panel Upgrade - Marine | 0.25366 | 1 | 0 | RASS 2019 | 572.173 | 2032 | 1 | SWWH025-05
RES-WATERHEAT-FS-13-PU.8 | Res ¦ Res Heat Pump Water Heater (3.30 UEF - 50 Gal) - Fuel Sub - Panel Upgrade - Marine ¦ SCG ¦ Marine | Res ¦ Res Heat Pump Water Heater (3.30 UEF - 50 Gal) - Fuel Sub - Panel Upgrade - Marine | SCG ¦ Marine | SCG | All | Electric & Gas | Res HPWH, 45 to 55 gal (UEF = 3.30) - Fuel Sub - Panel Upgrade Group | Efficient | 0 | Conventional | WaterHeat | Res - Multi Family | Res | ROB Only | 1 | Residential Households | water heater | 10 | DEER:Res_ClothesDishWasher | 0 | 0 | 0 | eTRM SWWH025-05 | 1895.3 | 2022 | 0 | 596.2 | 2022 | 9200 | -48.89 | eTRM SWWH025-05 | Res Gas Water Heaters - Panel Upgrade - Marine ¦ SCG ¦ Marine | Res Gas Water Heaters - Panel Upgrade - Marine | 0.11738 | 1 | 0 | RASS 2019 | 0 | 2012 | 1 | SWWH025-05
RES-WATERHEAT-FS-13-PU.9 | Res ¦ Res Heat Pump Water Heater (3.30 UEF - 50 Gal) - Fuel Sub - Panel Upgrade - Hot-Dry ¦ SCG ¦ Hot-Dry | Res ¦ Res Heat Pump Water Heater (3.30 UEF - 50 Gal) - Fuel Sub - Panel Upgrade - Hot-Dry | SCG ¦ Hot-Dry | SCG | All | Electric & Gas | Res HPWH, 45 to 55 gal (UEF = 3.30) - Fuel Sub - Panel Upgrade Group | Efficient | 0 | Conventional | WaterHeat | Res - Single Family | Res | ROB Only | 1 | Residential Households | water heater | 10 | DEER:Res_ClothesDishWasher | 0 | 0 | 0 | eTRM SWWH025-05 | 1895.3 | 2022 | 0 | 596.2 | 2022 | 4600 | -48.89 | eTRM SWWH025-05 | Res Gas Water Heaters - Panel Upgrade - Hot-Dry ¦ SCG ¦ Hot-Dry | Res Gas Water Heaters - Panel Upgrade - Hot-Dry | 0.25892 | 1 | 0 | RASS 2019 | 572.173 | 2032 | 1 | SWWH025-05
RES-WATERHEAT-FS-13-PU.10 | Res ¦ Res Heat Pump Water Heater (3.30 UEF - 50 Gal) - Fuel Sub - Panel Upgrade - Hot-Dry ¦ SCG ¦ Hot-Dry | Res ¦ Res Heat Pump Water Heater (3.30 UEF - 50 Gal) - Fuel Sub - Panel Upgrade - Hot-Dry | SCG ¦ Hot-Dry | SCG | All | Electric & Gas | Res HPWH, 45 to 55 gal (UEF = 3.30) - Fuel Sub - Panel Upgrade Group | Efficient | 0 | Conventional | WaterHeat | Res - Multi Family | Res | ROB Only | 1 | Residential Households | water heater | 10 | DEER:Res_ClothesDishWasher | 0 | 0 | 0 | eTRM SWWH025-05 | 1895.3 | 2022 | 0 | 596.2 | 2022 | 9200 | -48.89 | eTRM SWWH025-05 | Res Gas Water Heaters - Panel Upgrade - Hot-Dry ¦ SCG ¦ Hot-Dry | Res Gas Water Heaters - Panel Upgrade - Hot-Dry | 0.095254 | 1 | 0 | RASS 2019 | 0 | 2012 | 1 | SWWH025-05
RES-WATERHEAT-FS-13-PU.11 | Res ¦ Res Heat Pump Water Heater (3.30 UEF - 50 Gal) - Fuel Sub - Panel Upgrade - Cold ¦ SCG ¦ Cold | Res ¦ Res Heat Pump Water Heater (3.30 UEF - 50 Gal) - Fuel Sub - Panel Upgrade - Cold | SCG ¦ Cold | SCG | All | Electric & Gas | Res HPWH, 45 to 55 gal (UEF = 3.30) - Fuel Sub - Panel Upgrade Group | Efficient | 0 | Conventional | WaterHeat | Res - Single Family | Res | ROB Only | 1 | Residential Households | water heater | 10 | DEER:Res_ClothesDishWasher | 0 | 0 | 0 | eTRM SWWH025-05 | 1895.3 | 2022 | 0 | 596.2 | 2022 | 4600 | -48.89 | eTRM SWWH025-05 | Res Gas Water Heaters - Panel Upgrade - Cold ¦ SCG ¦ Cold | Res Gas Water Heaters - Panel Upgrade - Cold | 0.17273 | 1 | 0 | RASS 2019 | 572.173 | 2032 | 1 | SWWH025-05
RES-WATERHEAT-FS-13-PU.12 | Res ¦ Res Heat Pump Water Heater (3.30 UEF - 50 Gal) - Fuel Sub - Panel Upgrade - Cold ¦ SCG ¦ Cold | Res ¦ Res Heat Pump Water Heater (3.30 UEF - 50 Gal) - Fuel Sub - Panel Upgrade - Cold | SCG ¦ Cold | SCG | All | Electric & Gas | Res HPWH, 45 to 55 gal (UEF = 3.30) - Fuel Sub - Panel Upgrade Group | Efficient | 0 | Conventional | WaterHeat | Res - Multi Family | Res | ROB Only | 1 | Residential Households | water heater | 10 | DEER:Res_ClothesDishWasher | 0 | 0 | 0 | eTRM SWWH025-05 | 1895.3 | 2022 | 0 | 596.2 | 2022 | 9200 | -48.89 | eTRM SWWH025-05 | Res Gas Water Heaters - Panel Upgrade - Cold ¦ SCG ¦ Cold | Res Gas Water Heaters - Panel Upgrade - Cold | 0.067726 | 1 | 0 | RASS 2019 | 0 | 2012 | 1 | SWWH025-05
RES-WATERHEAT-FS-13-PU.13 | Res ¦ Res Heat Pump Water Heater (3.30 UEF - 50 Gal) - Fuel Sub - Panel Upgrade - Marine ¦ SDG&E ¦ Marine | Res ¦ Res Heat Pump Water Heater (3.30 UEF - 50 Gal) - Fuel Sub - Panel Upgrade - Marine | SDG&E ¦ Marine | SDG&E | All | Electric & Gas | Res HPWH, 45 to 55 gal (UEF = 3.30) - Fuel Sub - Panel Upgrade Group | Efficient | 0 | Conventional | WaterHeat | Res - Single Family | Res | ROB Only | 1 | Residential Households | water heater | 10 | DEER:Res_ClothesDishWasher | 0 | 0 | 0 | eTRM SWWH025-05 | 1895.3 | 2022 | 0 | 596.2 | 2022 | 4600 | -48.89 | eTRM SWWH025-05 | Res Gas Water Heaters - Panel Upgrade - Marine ¦ SDG&E ¦ Marine | Res Gas Water Heaters - Panel Upgrade - Marine | 0.27747 | 1 | 0 | RASS 2019 | 572.173 | 2032 | 1 | SWWH025-05
RES-WATERHEAT-FS-13-PU.14 | Res ¦ Res Heat Pump Water Heater (3.30 UEF - 50 Gal) - Fuel Sub - Panel Upgrade - Marine ¦ SDG&E ¦ Marine | Res ¦ Res Heat Pump Water Heater (3.30 UEF - 50 Gal) - Fuel Sub - Panel Upgrade - Marine | SDG&E ¦ Marine | SDG&E | All | Electric & Gas | Res HPWH, 45 to 55 gal (UEF = 3.30) - Fuel Sub - Panel Upgrade Group | Efficient | 0 | Conventional | WaterHeat | Res - Multi Family | Res | ROB Only | 1 | Residential Households | water heater | 10 | DEER:Res_ClothesDishWasher | 0 | 0 | 0 | eTRM SWWH025-05 | 1895.3 | 2022 | 0 | 596.2 | 2022 | 9200 | -48.89 | eTRM SWWH025-05 | Res Gas Water Heaters - Panel Upgrade - Marine ¦ SDG&E ¦ Marine | Res Gas Water Heaters - Panel Upgrade - Marine | 0.18351 | 1 | 0 | RASS 2019 | 0 | 2012 | 1 | SWWH025-05
RES-WATERHEAT-FS-13-PU.15 | Res ¦ Res Heat Pump Water Heater (3.30 UEF - 50 Gal) - Fuel Sub - Panel Upgrade - Hot-Dry ¦ SDG&E ¦ Hot-Dry | Res ¦ Res Heat Pump Water Heater (3.30 UEF - 50 Gal) - Fuel Sub - Panel Upgrade - Hot-Dry | SDG&E ¦ Hot-Dry | SDG&E | All | Electric & Gas | Res HPWH, 45 to 55 gal (UEF = 3.30) - Fuel Sub - Panel Upgrade Group | Efficient | 0 | Conventional | WaterHeat | Res - Single Family | Res | ROB Only | 1 | Residential Households | water heater | 10 | DEER:Res_ClothesDishWasher | 0 | 0 | 0 | eTRM SWWH025-05 | 1895.3 | 2022 | 0 | 596.2 | 2022 | 4600 | -48.89 | eTRM SWWH025-05 | Res Gas Water Heaters - Panel Upgrade - Hot-Dry ¦ SDG&E ¦ Hot-Dry | Res Gas Water Heaters - Panel Upgrade - Hot-Dry | 0.26662 | 1 | 0 | RASS 2019 | 572.173 | 2032 | 1 | SWWH025-05
RES-WATERHEAT-FS-13-PU.16 | Res ¦ Res Heat Pump Water Heater (3.30 UEF - 50 Gal) - Fuel Sub - Panel Upgrade - Hot-Dry ¦ SDG&E ¦ Hot-Dry | Res ¦ Res Heat Pump Water Heater (3.30 UEF - 50 Gal) - Fuel Sub - Panel Upgrade - Hot-Dry | SDG&E ¦ Hot-Dry | SDG&E | All | Electric & Gas | Res HPWH, 45 to 55 gal (UEF = 3.30) - Fuel Sub - Panel Upgrade Group | Efficient | 0 | Conventional | WaterHeat | Res - Multi Family | Res | ROB Only | 1 | Residential Households | water heater | 10 | DEER:Res_ClothesDishWasher | 0 | 0 | 0 | eTRM SWWH025-05 | 1895.3 | 2022 | 0 | 596.2 | 2022 | 9200 | -48.89 | eTRM SWWH025-05 | Res Gas Water Heaters - Panel Upgrade - Hot-Dry ¦ SDG&E ¦ Hot-Dry | Res Gas Water Heaters - Panel Upgrade - Hot-Dry | 0.11387 | 1 | 0 | RASS 2019 | 0 | 2012 | 1 | SWWH025-05
RES-WATERHEAT-FS-20-PU.2 | Res ¦ Res Code Central Gas Water Heater (0.84 Et, 150+ kBtuh) - Panel Upgrade - Marine ¦ PG&E ¦ Marine | Res ¦ Res Code Central Gas Water Heater (0.84 Et, 150+ kBtuh) - Panel Upgrade - Marine | PG&E ¦ Marine | PG&E | All | Electric & Gas | Central MFm gas boiler, > 150 kBtu/hr, Et = 0.84 - Panel Upgrade Group | Average Existing and Code | 0 | Conventional | WaterHeat | Res - Multi Family | Res | ROB and NEW | 0 | Residential Households | water heater | 10 | DEER:Res_ClothesDishWasher | 0 | 0 | 0 | eTRM SWWH028-02 | 2017.5 | 2021 | 0 | 5047.5 | 2021 | 0 | 0 | eTRM SWWH028-02 | Res Multifamily Central Gas Water Heaters - Panel Upgrade - Marine ¦ PG&E ¦ Marine | Res Multifamily Central Gas Water Heaters - Panel Upgrade - Marine | 0.071059 | 1 | 1 | RASS 2019, same as Res Gas Water Heater | 0 | 2012 | 1 | SWWH028-02
RES-WATERHEAT-FS-20-PU.4 | Res ¦ Res Code Central Gas Water Heater (0.84 Et, 150+ kBtuh) - Panel Upgrade - Hot-Dry ¦ PG&E ¦ Hot-Dry | Res ¦ Res Code Central Gas Water Heater (0.84 Et, 150+ kBtuh) - Panel Upgrade - Hot-Dry | PG&E ¦ Hot-Dry | PG&E | All | Electric & Gas | Central MFm gas boiler, > 150 kBtu/hr, Et = 0.84 - Panel Upgrade Group | Average Existing and Code | 0 | Conventional | WaterHeat | Res - Multi Family | Res | ROB and NEW | 0 | Residential Households | water heater | 10 | DEER:Res_ClothesDishWasher | 0 | 0 | 0 | eTRM SWWH028-02 | 2017.5 | 2021 | 0 | 5047.5 | 2021 | 0 | 0 | eTRM SWWH028-02 | Res Multifamily Central Gas Water Heaters - Panel Upgrade - Hot-Dry ¦ PG&E ¦ Hot-Dry | Res Multifamily Central Gas Water Heaters - Panel Upgrade - Hot-Dry | 0.082425 | 1 | 1 | RASS 2019, same as Res Gas Water Heater | 0 | 2012 | 1 | SWWH028-02
RES-WATERHEAT-FS-20-PU.6 | Res ¦ Res Code Central Gas Water Heater (0.84 Et, 150+ kBtuh) - Panel Upgrade - Cold ¦ PG&E ¦ Cold | Res ¦ Res Code Central Gas Water Heater (0.84 Et, 150+ kBtuh) - Panel Upgrade - Cold | PG&E ¦ Cold | PG&E | All | Electric & Gas | Central MFm gas boiler, > 150 kBtu/hr, Et = 0.84 - Panel Upgrade Group | Average Existing and Code | 0 | Conventional | WaterHeat | Res - Multi Family | Res | ROB and NEW | 0 | Residential Households | water heater | 10 | DEER:Res_ClothesDishWasher | 0 | 0 | 0 | eTRM SWWH028-02 | 2017.5 | 2021 | 0 | 5047.5 | 2021 | 0 | 0 | eTRM SWWH028-02 | Res Multifamily Central Gas Water Heaters - Panel Upgrade - Cold ¦ PG&E ¦ Cold | Res Multifamily Central Gas Water Heaters - Panel Upgrade - Cold | 0.045151 | 1 | 1 | RASS 2019, same as Res Gas Water Heater | 0 | 2012 | 1 | SWWH028-02
RES-WATERHEAT-FS-20-PU.8 | Res ¦ Res Code Central Gas Water Heater (0.84 Et, 150+ kBtuh) - Panel Upgrade - Marine ¦ SCG ¦ Marine | Res ¦ Res Code Central Gas Water Heater (0.84 Et, 150+ kBtuh) - Panel Upgrade - Marine | SCG ¦ Marine | SCG | All | Electric & Gas | Central MFm gas boiler, > 150 kBtu/hr, Et = 0.84 - Panel Upgrade Group | Average Existing and Code | 0 | Conventional | WaterHeat | Res - Multi Family | Res | ROB and NEW | 0 | Residential Households | water heater | 10 | DEER:Res_ClothesDishWasher | 0 | 0 | 0 | eTRM SWWH028-02 | 2017.5 | 2021 | 0 | 5047.5 | 2021 | 0 | 0 | eTRM SWWH028-02 | Res Multifamily Central Gas Water Heaters - Panel Upgrade - Marine ¦ SCG ¦ Marine | Res Multifamily Central Gas Water Heaters - Panel Upgrade - Marine | 0.078256 | 1 | 1 | RASS 2019, same as Res Gas Water Heater | 0 | 2012 | 1 | SWWH028-02
RES-WATERHEAT-FS-20-PU.10 | Res ¦ Res Code Central Gas Water Heater (0.84 Et, 150+ kBtuh) - Panel Upgrade - Hot-Dry ¦ SCG ¦ Hot-Dry | Res ¦ Res Code Central Gas Water Heater (0.84 Et, 150+ kBtuh) - Panel Upgrade - Hot-Dry | SCG ¦ Hot-Dry | SCG | All | Electric & Gas | Central MFm gas boiler, > 150 kBtu/hr, Et = 0.84 - Panel Upgrade Group | Average Existing and Code | 0 | Conventional | WaterHeat | Res - Multi Family | Res | ROB and NEW | 0 | Residential Households | water heater | 10 | DEER:Res_ClothesDishWasher | 0 | 0 | 0 | eTRM SWWH028-02 | 2017.5 | 2021 | 0 | 5047.5 | 2021 | 0 | 0 | eTRM SWWH028-02 | Res Multifamily Central Gas Water Heaters - Panel Upgrade - Hot-Dry ¦ SCG ¦ Hot-Dry | Res Multifamily Central Gas Water Heaters - Panel Upgrade - Hot-Dry | 0.063503 | 1 | 1 | RASS 2019, same as Res Gas Water Heater | 0 | 2012 | 1 | SWWH028-02
RES-WATERHEAT-FS-20-PU.12 | Res ¦ Res Code Central Gas Water Heater (0.84 Et, 150+ kBtuh) - Panel Upgrade - Cold ¦ SCG ¦ Cold | Res ¦ Res Code Central Gas Water Heater (0.84 Et, 150+ kBtuh) - Panel Upgrade - Cold | SCG ¦ Cold | SCG | All | Electric & Gas | Central MFm gas boiler, > 150 kBtu/hr, Et = 0.84 - Panel Upgrade Group | Average Existing and Code | 0 | Conventional | WaterHeat | Res - Multi Family | Res | ROB and NEW | 0 | Residential Households | water heater | 10 | DEER:Res_ClothesDishWasher | 0 | 0 | 0 | eTRM SWWH028-02 | 2017.5 | 2021 | 0 | 5047.5 | 2021 | 0 | 0 | eTRM SWWH028-02 | Res Multifamily Central Gas Water Heaters - Panel Upgrade - Cold ¦ SCG ¦ Cold | Res Multifamily Central Gas Water Heaters - Panel Upgrade - Cold | 0.045151 | 1 | 1 | RASS 2019, same as Res Gas Water Heater | 0 | 2012 | 1 | SWWH028-02
RES-WATERHEAT-FS-20-PU.14 | Res ¦ Res Code Central Gas Water Heater (0.84 Et, 150+ kBtuh) - Panel Upgrade - Marine ¦ SDG&E ¦ Marine | Res ¦ Res Code Central Gas Water Heater (0.84 Et, 150+ kBtuh) - Panel Upgrade - Marine | SDG&E ¦ Marine | SDG&E | All | Electric & Gas | Central MFm gas boiler, > 150 kBtu/hr, Et = 0.84 - Panel Upgrade Group | Average Existing and Code | 0 | Conventional | WaterHeat | Res - Multi Family | Res | ROB and NEW | 0 | Residential Households | water heater | 10 | DEER:Res_ClothesDishWasher | 0 | 0 | 0 | eTRM SWWH028-02 | 2017.5 | 2021 | 0 | 5047.5 | 2021 | 0 | 0 | eTRM SWWH028-02 | Res Multifamily Central Gas Water Heaters - Panel Upgrade - Marine ¦ SDG&E ¦ Marine | Res Multifamily Central Gas Water Heaters - Panel Upgrade - Marine | 0.12234 | 1 | 1 | RASS 2019, same as Res Gas Water Heater | 0 | 2012 | 1 | SWWH028-02
RES-WATERHEAT-FS-20-PU.16 | Res ¦ Res Code Central Gas Water Heater (0.84 Et, 150+ kBtuh) - Panel Upgrade - Hot-Dry ¦ SDG&E ¦ Hot-Dry | Res ¦ Res Code Central Gas Water Heater (0.84 Et, 150+ kBtuh) - Panel Upgrade - Hot-Dry | SDG&E ¦ Hot-Dry | SDG&E | All | Electric & Gas | Central MFm gas boiler, > 150 kBtu/hr, Et = 0.84 - Panel Upgrade Group | Average Existing and Code | 0 | Conventional | WaterHeat | Res - Multi Family | Res | ROB and NEW | 0 | Residential Households | water heater | 10 | DEER:Res_ClothesDishWasher | 0 | 0 | 0 | eTRM SWWH028-02 | 2017.5 | 2021 | 0 | 5047.5 | 2021 | 0 | 0 | eTRM SWWH028-02 | Res Multifamily Central Gas Water Heaters - Panel Upgrade - Hot-Dry ¦ SDG&E ¦ Hot-Dry | Res Multifamily Central Gas Water Heaters - Panel Upgrade - Hot-Dry | 0.07591 | 1 | 1 | RASS 2019, same as Res Gas Water Heater | 0 | 2012 | 1 | SWWH028-02
RES-WATERHEAT-FS-21-PU.2 | Res ¦ Res Central Heat Pump Water Heater (3.00 COP, 150+ kBtuh) - Fuel Sub - Panel Upgrade - Marine ¦ PG&E ¦ Marine | Res ¦ Res Central Heat Pump Water Heater (3.00 COP, 150+ kBtuh) - Fuel Sub - Panel Upgrade - Marine | PG&E ¦ Marine | PG&E | All | Electric & Gas | MFm central HPWH system, >150 kBtu/hr (COP = 3.00) - Panel Upgrade Group | Efficient | 2030 | Conventional | WaterHeat | Res - Multi Family | Res | ROB Only | 1 | Residential Households | water heater | 10 | DEER:Res_ClothesDishWasher | 13800 | 0 | -9930 | eTRM SWWH028-02 | 89653.5 | 2021 | 0 | 4723.5 | 2021 | 46000 | -589.5 | eTRM SWWH028-02 | Res Multifamily Central Gas Water Heaters - Panel Upgrade - Marine ¦ PG&E ¦ Marine | Res Multifamily Central Gas Water Heaters - Panel Upgrade - Marine | 0.071059 | 1 | 0 | RASS 2019, same as Res Gas Water Heater | 0 | 2012 | 1 | SWWH028-02
RES-WATERHEAT-FS-21-PU.4 | Res ¦ Res Central Heat Pump Water Heater (3.00 COP, 150+ kBtuh) - Fuel Sub - Panel Upgrade - Hot-Dry ¦ PG&E ¦ Hot-Dry | Res ¦ Res Central Heat Pump Water Heater (3.00 COP, 150+ kBtuh) - Fuel Sub - Panel Upgrade - Hot-Dry | PG&E ¦ Hot-Dry | PG&E | All | Electric & Gas | MFm central HPWH system, >150 kBtu/hr (COP = 3.00) - Panel Upgrade Group | Efficient | 2030 | Conventional | WaterHeat | Res - Multi Family | Res | ROB Only | 1 | Residential Households | water heater | 10 | DEER:Res_ClothesDishWasher | 13770 | 0 | -9210 | eTRM SWWH028-02 | 89653.5 | 2021 | 0 | 4723.5 | 2021 | 46000 | -589.5 | eTRM SWWH028-02 | Res Multifamily Central Gas Water Heaters - Panel Upgrade - Hot-Dry ¦ PG&E ¦ Hot-Dry | Res Multifamily Central Gas Water Heaters - Panel Upgrade - Hot-Dry | 0.082425 | 1 | 0 | RASS 2019, same as Res Gas Water Heater | 0 | 2012 | 1 | SWWH028-02
RES-WATERHEAT-FS-21-PU.6 | Res ¦ Res Central Heat Pump Water Heater (3.00 COP, 150+ kBtuh) - Fuel Sub - Panel Upgrade - Cold ¦ PG&E ¦ Cold | Res ¦ Res Central Heat Pump Water Heater (3.00 COP, 150+ kBtuh) - Fuel Sub - Panel Upgrade - Cold | PG&E ¦ Cold | PG&E | All | Electric & Gas | MFm central HPWH system, >150 kBtu/hr (COP = 3.00) - Panel Upgrade Group | Efficient | 2030 | Conventional | WaterHeat | Res - Multi Family | Res | ROB Only | 1 | Residential Households | water heater | 10 | DEER:Res_ClothesDishWasher | 21750 | 0 | -10005 | eTRM SWWH028-02 | 89653.5 | 2021 | 0 | 4723.5 | 2021 | 46000 | -589.5 | eTRM SWWH028-02 | Res Multifamily Central Gas Water Heaters - Panel Upgrade - Cold ¦ PG&E ¦ Cold | Res Multifamily Central Gas Water Heaters - Panel Upgrade - Cold | 0.045151 | 1 | 0 | RASS 2019, same as Res Gas Water Heater | 0 | 2012 | 1 | SWWH028-02
RES-WATERHEAT-FS-21-PU.8 | Res ¦ Res Central Heat Pump Water Heater (3.00 COP, 150+ kBtuh) - Fuel Sub - Panel Upgrade - Marine ¦ SCG ¦ Marine | Res ¦ Res Central Heat Pump Water Heater (3.00 COP, 150+ kBtuh) - Fuel Sub - Panel Upgrade - Marine | SCG ¦ Marine | SCG | All | Electric & Gas | MFm central HPWH system, >150 kBtu/hr (COP = 3.00) - Panel Upgrade Group | Efficient | 2030 | Conventional | WaterHeat | Res - Multi Family | Res | ROB Only | 1 | Residential Households | water heater | 10 | DEER:Res_ClothesDishWasher | 12465 | 0 | -9090 | eTRM SWWH028-02 | 89653.5 | 2021 | 0 | 4723.5 | 2021 | 46000 | -589.5 | eTRM SWWH028-02 | Res Multifamily Central Gas Water Heaters - Panel Upgrade - Marine ¦ SCG ¦ Marine | Res Multifamily Central Gas Water Heaters - Panel Upgrade - Marine | 0.078256 | 1 | 0 | RASS 2019, same as Res Gas Water Heater | 0 | 2012 | 1 | SWWH028-02
RES-WATERHEAT-FS-21-PU.10 | Res ¦ Res Central Heat Pump Water Heater (3.00 COP, 150+ kBtuh) - Fuel Sub - Panel Upgrade - Hot-Dry ¦ SCG ¦ Hot-Dry | Res ¦ Res Central Heat Pump Water Heater (3.00 COP, 150+ kBtuh) - Fuel Sub - Panel Upgrade - Hot-Dry | SCG ¦ Hot-Dry | SCG | All | Electric & Gas | MFm central HPWH system, >150 kBtu/hr (COP = 3.00) - Panel Upgrade Group | Efficient | 2030 | Conventional | WaterHeat | Res - Multi Family | Res | ROB Only | 1 | Residential Households | water heater | 10 | DEER:Res_ClothesDishWasher | 12255 | 0 | -8085 | eTRM SWWH028-02 | 89653.5 | 2021 | 0 | 4723.5 | 2021 | 46000 | -589.5 | eTRM SWWH028-02 | Res Multifamily Central Gas Water Heaters - Panel Upgrade - Hot-Dry ¦ SCG ¦ Hot-Dry | Res Multifamily Central Gas Water Heaters - Panel Upgrade - Hot-Dry | 0.063503 | 1 | 0 | RASS 2019, same as Res Gas Water Heater | 0 | 2012 | 1 | SWWH028-02
RES-WATERHEAT-FS-21-PU.12 | Res ¦ Res Central Heat Pump Water Heater (3.00 COP, 150+ kBtuh) - Fuel Sub - Panel Upgrade - Cold ¦ SCG ¦ Cold | Res ¦ Res Central Heat Pump Water Heater (3.00 COP, 150+ kBtuh) - Fuel Sub - Panel Upgrade - Cold | SCG ¦ Cold | SCG | All | Electric & Gas | MFm central HPWH system, >150 kBtu/hr (COP = 3.00) - Panel Upgrade Group | Efficient | 2030 | Conventional | WaterHeat | Res - Multi Family | Res | ROB Only | 1 | Residential Households | water heater | 10 | DEER:Res_ClothesDishWasher | 21750 | 0 | -10005 | eTRM SWWH028-02 | 89653.5 | 2021 | 0 | 4723.5 | 2021 | 46000 | -589.5 | eTRM SWWH028-02 | Res Multifamily Central Gas Water Heaters - Panel Upgrade - Cold ¦ SCG ¦ Cold | Res Multifamily Central Gas Water Heaters - Panel Upgrade - Cold | 0.045151 | 1 | 0 | RASS 2019, same as Res Gas Water Heater | 0 | 2012 | 1 | SWWH028-02
RES-WATERHEAT-FS-21-PU.14 | Res ¦ Res Central Heat Pump Water Heater (3.00 COP, 150+ kBtuh) - Fuel Sub - Panel Upgrade - Marine ¦ SDG&E ¦ Marine | Res ¦ Res Central Heat Pump Water Heater (3.00 COP, 150+ kBtuh) - Fuel Sub - Panel Upgrade - Marine | SDG&E ¦ Marine | SDG&E | All | Electric & Gas | MFm central HPWH system, >150 kBtu/hr (COP = 3.00) - Panel Upgrade Group | Efficient | 2030 | Conventional | WaterHeat | Res - Multi Family | Res | ROB Only | 1 | Residential Households | water heater | 10 | DEER:Res_ClothesDishWasher | 12465 | 0 | -9090 | eTRM SWWH028-02 | 89653.5 | 2021 | 0 | 4723.5 | 2021 | 46000 | -589.5 | eTRM SWWH028-02 | Res Multifamily Central Gas Water Heaters - Panel Upgrade - Marine ¦ SDG&E ¦ Marine | Res Multifamily Central Gas Water Heaters - Panel Upgrade - Marine | 0.12234 | 1 | 0 | RASS 2019, same as Res Gas Water Heater | 0 | 2012 | 1 | SWWH028-02
RES-WATERHEAT-FS-21-PU.16 | Res ¦ Res Central Heat Pump Water Heater (3.00 COP, 150+ kBtuh) - Fuel Sub - Panel Upgrade - Hot-Dry ¦ SDG&E ¦ Hot-Dry | Res ¦ Res Central Heat Pump Water Heater (3.00 COP, 150+ kBtuh) - Fuel Sub - Panel Upgrade - Hot-Dry | SDG&E ¦ Hot-Dry | SDG&E | All | Electric & Gas | MFm central HPWH system, >150 kBtu/hr (COP = 3.00) - Panel Upgrade Group | Efficient | 2030 | Conventional | WaterHeat | Res - Multi Family | Res | ROB Only | 1 | Residential Households | water heater | 10 | DEER:Res_ClothesDishWasher | 12420 | 0 | -8820 | eTRM SWWH028-02 | 89653.5 | 2021 | 0 | 4723.5 | 2021 | 46000 | -589.5 | eTRM SWWH028-02 | Res Multifamily Central Gas Water Heaters - Panel Upgrade - Hot-Dry ¦ SDG&E ¦ Hot-Dry | Res Multifamily Central Gas Water Heaters - Panel Upgrade - Hot-Dry | 0.07591 | 1 | 0 | RASS 2019, same as Res Gas Water Heater | 0 | 2012 | 1 | SWWH028-02
RES-WATERHEAT-FS-10.1 | Res ¦ Res Small Gas Storage Water Heater (0.63 UEF - 50 Gal) - Marine ¦ PG&E ¦ Marine | Res ¦ Res Small Gas Storage Water Heater (0.63 UEF - 50 Gal) - Marine | PG&E ¦ Marine | PG&E | All | Electric & Gas | Res code small gas WH, 50 gal (UEF = 0.63) | Average Existing and Code | 0 | Conventional | WaterHeat | Res - Single Family | Res | ROB and NEW | 0 | Residential Households | water heater | 10 | DEER:Res_ClothesDishWasher | -1630 | 0 | 213 | eTRM SWWH025-05 | 1090.33 | 2022 | 0 | 409.45 | 2022 | 0 | 0 | eTRM SWWH025-05 | Res Gas Water Heaters - Marine ¦ PG&E ¦ Marine | Res Gas Water Heaters - Marine | 0.59836 | 1 | 0.91769 | RASS 2019 | 0 | 2012 | 1 | SWWH025-05
RES-WATERHEAT-FS-10.2 | Res ¦ Res Small Gas Storage Water Heater (0.63 UEF - 50 Gal) - Marine ¦ PG&E ¦ Marine | Res ¦ Res Small Gas Storage Water Heater (0.63 UEF - 50 Gal) - Marine | PG&E ¦ Marine | PG&E | All | Electric & Gas | Res code small gas WH, 50 gal (UEF = 0.63) | Average Existing and Code | 0 | Conventional | WaterHeat | Res - Multi Family | Res | ROB and NEW | 0 | Residential Households | water heater | 10 | DEER:Res_ClothesDishWasher | -1240 | 0 | 185 | eTRM SWWH025-05 | 1090.33 | 2022 | 0 | 409.45 | 2022 | 0 | 0 | eTRM SWWH025-05 | Res Gas Water Heaters - Marine ¦ PG&E ¦ Marine | Res Gas Water Heaters - Marine | 0.19795 | 1 | 0.82106 | RASS 2019 | 0 | 2012 | 1 | SWWH025-05
RES-WATERHEAT-FS-10.3 | Res ¦ Res Small Gas Storage Water Heater (0.63 UEF - 50 Gal) - Hot-Dry ¦ PG&E ¦ Hot-Dry | Res ¦ Res Small Gas Storage Water Heater (0.63 UEF - 50 Gal) - Hot-Dry | PG&E ¦ Hot-Dry | PG&E | All | Electric & Gas | Res code small gas WH, 50 gal (UEF = 0.63) | Average Existing and Code | 0 | Conventional | WaterHeat | Res - Single Family | Res | ROB and NEW | 0 | Residential Households | water heater | 10 | DEER:Res_ClothesDishWasher | -1570 | 0 | 202 | eTRM SWWH025-05 | 1090.33 | 2022 | 0 | 409.45 | 2022 | 0 | 0 | eTRM SWWH025-05 | Res Gas Water Heaters - Hot-Dry ¦ PG&E ¦ Hot-Dry | Res Gas Water Heaters - Hot-Dry | 0.60387 | 1 | 0.89954 | RASS 2019 | 0 | 2012 | 1 | SWWH025-05
RES-WATERHEAT-FS-10.4 | Res ¦ Res Small Gas Storage Water Heater (0.63 UEF - 50 Gal) - Hot-Dry ¦ PG&E ¦ Hot-Dry | Res ¦ Res Small Gas Storage Water Heater (0.63 UEF - 50 Gal) - Hot-Dry | PG&E ¦ Hot-Dry | PG&E | All | Electric & Gas | Res code small gas WH, 50 gal (UEF = 0.63) | Average Existing and Code | 0 | Conventional | WaterHeat | Res - Multi Family | Res | ROB and NEW | 0 | Residential Households | water heater | 10 | DEER:Res_ClothesDishWasher | -1200 | 0 | 177 | eTRM SWWH025-05 | 1090.33 | 2022 | 0 | 409.45 | 2022 | 0 | 0 | eTRM SWWH025-05 | Res Gas Water Heaters - Hot-Dry ¦ PG&E ¦ Hot-Dry | Res Gas Water Heaters - Hot-Dry | 0.22961 | 1 | 0.91648 | RASS 2019 | 0 | 2012 | 1 | SWWH025-05
RES-WATERHEAT-FS-10.5 | Res ¦ Res Small Gas Storage Water Heater (0.63 UEF - 50 Gal) - Cold ¦ PG&E ¦ Cold | Res ¦ Res Small Gas Storage Water Heater (0.63 UEF - 50 Gal) - Cold | PG&E ¦ Cold | PG&E | All | Electric & Gas | Res code small gas WH, 50 gal (UEF = 0.63) | Average Existing and Code | 0 | Conventional | WaterHeat | Res - Single Family | Res | ROB and NEW | 0 | Residential Households | water heater | 10 | DEER:Res_ClothesDishWasher | -2430 | 0 | 227 | eTRM SWWH025-05 | 1090.33 | 2022 | 0 | 409.45 | 2022 | 0 | 0 | eTRM SWWH025-05 | Res Gas Water Heaters - Cold ¦ PG&E ¦ Cold | Res Gas Water Heaters - Cold | 0.54096 | 1 | 0.97547 | RASS 2019 | 0 | 2012 | 1 | SWWH025-05
RES-WATERHEAT-FS-10.6 | Res ¦ Res Small Gas Storage Water Heater (0.63 UEF - 50 Gal) - Cold ¦ PG&E ¦ Cold | Res ¦ Res Small Gas Storage Water Heater (0.63 UEF - 50 Gal) - Cold | PG&E ¦ Cold | PG&E | All | Electric & Gas | Res code small gas WH, 50 gal (UEF = 0.63) | Average Existing and Code | 0 | Conventional | WaterHeat | Res - Multi Family | Res | ROB and NEW | 0 | Residential Households | water heater | 10 | DEER:Res_ClothesDishWasher | -1420 | 0 | 193 | eTRM SWWH025-05 | 1090.33 | 2022 | 0 | 409.45 | 2022 | 0 | 0 | eTRM SWWH025-05 | Res Gas Water Heaters - Cold ¦ PG&E ¦ Cold | Res Gas Water Heaters - Cold | 0.12578 | 1 | 0.9128 | RASS 2019 | 0 | 2012 | 1 | SWWH025-05
RES-WATERHEAT-FS-10.7 | Res ¦ Res Small Gas Storage Water Heater (0.63 UEF - 50 Gal) - Marine ¦ SCG ¦ Marine | Res ¦ Res Small Gas Storage Water Heater (0.63 UEF - 50 Gal) - Marine | SCG ¦ Marine | SCG | All | Electric & Gas | Res code small gas WH, 50 gal (UEF = 0.63) | Average Existing and Code | 0 | Conventional | WaterHeat | Res - Single Family | Res | ROB and NEW | 0 | Residential Households | water heater | 10 | DEER:Res_ClothesDishWasher | -1430 | 0 | 196 | eTRM SWWH025-05 | 1090.33 | 2022 | 0 | 409.45 | 2022 | 0 | 0 | eTRM SWWH025-05 | Res Gas Water Heaters - Marine ¦ SCG ¦ Marine | Res Gas Water Heaters - Marine | 0.59187 | 1 | 0.88052 | RASS 2019 | 0 | 2012 | 1 | SWWH025-05
RES-WATERHEAT-FS-10.8 | Res ¦ Res Small Gas Storage Water Heater (0.63 UEF - 50 Gal) - Marine ¦ SCG ¦ Marine | Res ¦ Res Small Gas Storage Water Heater (0.63 UEF - 50 Gal) - Marine | SCG ¦ Marine | SCG | All | Electric & Gas | Res code small gas WH, 50 gal (UEF = 0.63) | Average Existing and Code | 0 | Conventional | WaterHeat | Res - Multi Family | Res | ROB and NEW | 0 | Residential Households | water heater | 10 | DEER:Res_ClothesDishWasher | -1140 | 0 | 172 | eTRM SWWH025-05 | 1090.33 | 2022 | 0 | 409.45 | 2022 | 0 | 0 | eTRM SWWH025-05 | Res Gas Water Heaters - Marine ¦ SCG ¦ Marine | Res Gas Water Heaters - Marine | 0.21146 | 1 | 0.98187 | RASS 2019 | 0 | 2012 | 1 | SWWH025-05
RES-WATERHEAT-FS-10.9 | Res ¦ Res Small Gas Storage Water Heater (0.63 UEF - 50 Gal) - Hot-Dry ¦ SCG ¦ Hot-Dry | Res ¦ Res Small Gas Storage Water Heater (0.63 UEF - 50 Gal) - Hot-Dry | SCG ¦ Hot-Dry | SCG | All | Electric & Gas | Res code small gas WH, 50 gal (UEF = 0.63) | Average Existing and Code | 0 | Conventional | WaterHeat | Res - Single Family | Res | ROB and NEW | 0 | Residential Households | water heater | 10 | DEER:Res_ClothesDishWasher | -1440 | 0 | 192 | eTRM SWWH025-05 | 1090.33 | 2022 | 0 | 409.45 | 2022 | 0 | 0 | eTRM SWWH025-05 | Res Gas Water Heaters - Hot-Dry ¦ SCG ¦ Hot-Dry | Res Gas Water Heaters - Hot-Dry | 0.60414 | 1 | 0.89883 | RASS 2019 | 0 | 2012 | 1 | SWWH025-05
RES-WATERHEAT-FS-10.10 | Res ¦ Res Small Gas Storage Water Heater (0.63 UEF - 50 Gal) - Hot-Dry ¦ SCG ¦ Hot-Dry | Res ¦ Res Small Gas Storage Water Heater (0.63 UEF - 50 Gal) - Hot-Dry | SCG ¦ Hot-Dry | SCG | All | Electric & Gas | Res code small gas WH, 50 gal (UEF = 0.63) | Average Existing and Code | 0 | Conventional | WaterHeat | Res - Multi Family | Res | ROB and NEW | 0 | Residential Households | water heater | 10 | DEER:Res_ClothesDishWasher | -1160 | 0 | 169 | eTRM SWWH025-05 | 1090.33 | 2022 | 0 | 409.45 | 2022 | 0 | 0 | eTRM SWWH025-05 | Res Gas Water Heaters - Hot-Dry ¦ SCG ¦ Hot-Dry | Res Gas Water Heaters - Hot-Dry | 0.1769 | 1 | 0.89352 | RASS 2019 | 0 | 2012 | 1 | SWWH025-05
RES-WATERHEAT-FS-10.11 | Res ¦ Res Small Gas Storage Water Heater (0.63 UEF - 50 Gal) - Cold ¦ SCG ¦ Cold | Res ¦ Res Small Gas Storage Water Heater (0.63 UEF - 50 Gal) - Cold | SCG ¦ Cold | SCG | All | Electric & Gas | Res code small gas WH, 50 gal (UEF = 0.63) | Average Existing and Code | 0 | Conventional | WaterHeat | Res - Single Family | Res | ROB and NEW | 0 | Residential Households | water heater | 10 | DEER:Res_ClothesDishWasher | -2430 | 0 | 227 | eTRM SWWH025-05 | 1090.33 | 2022 | 0 | 409.45 | 2022 | 0 | 0 | eTRM SWWH025-05 | Res Gas Water Heaters - Cold ¦ SCG ¦ Cold | Res Gas Water Heaters - Cold | 0.40303 | 1 | 0.9128 | RASS 2019 | 0 | 2012 | 1 | SWWH025-05
RES-WATERHEAT-FS-10.12 | Res ¦ Res Small Gas Storage Water Heater (0.63 UEF - 50 Gal) - Cold ¦ SCG ¦ Cold | Res ¦ Res Small Gas Storage Water Heater (0.63 UEF - 50 Gal) - Cold | SCG ¦ Cold | SCG | All | Electric & Gas | Res code small gas WH, 50 gal (UEF = 0.63) | Average Existing and Code | 0 | Conventional | WaterHeat | Res - Multi Family | Res | ROB and NEW | 0 | Residential Households | water heater | 10 | DEER:Res_ClothesDishWasher | -1420 | 0 | 193 | eTRM SWWH025-05 | 1090.33 | 2022 | 0 | 409.45 | 2022 | 0 | 0 | eTRM SWWH025-05 | Res Gas Water Heaters - Cold ¦ SCG ¦ Cold | Res Gas Water Heaters - Cold | 0.12578 | 1 | 1 | RASS 2019 | 0 | 2012 | 1 | SWWH025-05
RES-WATERHEAT-FS-10.13 | Res ¦ Res Small Gas Storage Water Heater (0.63 UEF - 50 Gal) - Marine ¦ SDG&E ¦ Marine | Res ¦ Res Small Gas Storage Water Heater (0.63 UEF - 50 Gal) - Marine | SDG&E ¦ Marine | SDG&E | All | Electric & Gas | Res code small gas WH, 50 gal (UEF = 0.63) | Average Existing and Code | 0 | Conventional | WaterHeat | Res - Single Family | Res | ROB and NEW | 0 | Residential Households | water heater | 10 | DEER:Res_ClothesDishWasher | -1430 | 0 | 196 | eTRM SWWH025-05 | 1090.33 | 2022 | 0 | 409.45 | 2022 | 0 | 0 | eTRM SWWH025-05 | Res Gas Water Heaters - Marine ¦ SDG&E ¦ Marine | Res Gas Water Heaters - Marine | 0.64744 | 1 | 0.87248 | RASS 2019 | 0 | 2012 | 1 | SWWH025-05
RES-WATERHEAT-FS-10.14 | Res ¦ Res Small Gas Storage Water Heater (0.63 UEF - 50 Gal) - Marine ¦ SDG&E ¦ Marine | Res ¦ Res Small Gas Storage Water Heater (0.63 UEF - 50 Gal) - Marine | SDG&E ¦ Marine | SDG&E | All | Electric & Gas | Res code small gas WH, 50 gal (UEF = 0.63) | Average Existing and Code | 0 | Conventional | WaterHeat | Res - Multi Family | Res | ROB and NEW | 0 | Residential Households | water heater | 10 | DEER:Res_ClothesDishWasher | -1140 | 0 | 172 | eTRM SWWH025-05 | 1090.33 | 2022 | 0 | 409.45 | 2022 | 0 | 0 | eTRM SWWH025-05 | Res Gas Water Heaters - Marine ¦ SDG&E ¦ Marine | Res Gas Water Heaters - Marine | 0.34081 | 1 | 0.97694 | RASS 2019 | 0 | 2012 | 1 | SWWH025-05
RES-WATERHEAT-FS-10.15 | Res ¦ Res Small Gas Storage Water Heater (0.63 UEF - 50 Gal) - Hot-Dry ¦ SDG&E ¦ Hot-Dry | Res ¦ Res Small Gas Storage Water Heater (0.63 UEF - 50 Gal) - Hot-Dry | SDG&E ¦ Hot-Dry | SDG&E | All | Electric & Gas | Res code small gas WH, 50 gal (UEF = 0.63) | Average Existing and Code | 0 | Conventional | WaterHeat | Res - Single Family | Res | ROB and NEW | 0 | Residential Households | water heater | 10 | DEER:Res_ClothesDishWasher | -1420 | 0 | 196 | eTRM SWWH025-05 | 1090.33 | 2022 | 0 | 409.45 | 2022 | 0 | 0 | eTRM SWWH025-05 | Res Gas Water Heaters - Hot-Dry ¦ SDG&E ¦ Hot-Dry | Res Gas Water Heaters - Hot-Dry | 0.6221 | 1 | 0.91113 | RASS 2019 | 0 | 2012 | 1 | SWWH025-05
RES-WATERHEAT-FS-10.16 | Res ¦ Res Small Gas Storage Water Heater (0.63 UEF - 50 Gal) - Hot-Dry ¦ SDG&E ¦ Hot-Dry | Res ¦ Res Small Gas Storage Water Heater (0.63 UEF - 50 Gal) - Hot-Dry | SDG&E ¦ Hot-Dry | SDG&E | All | Electric & Gas | Res code small gas WH, 50 gal (UEF = 0.63) | Average Existing and Code | 0 | Conventional | WaterHeat | Res - Multi Family | Res | ROB and NEW | 0 | Residential Households | water heater | 10 | DEER:Res_ClothesDishWasher | -1140 | 0 | 171 | eTRM SWWH025-05 | 1090.33 | 2022 | 0 | 409.45 | 2022 | 0 | 0 | eTRM SWWH025-05 | Res Gas Water Heaters - Hot-Dry ¦ SDG&E ¦ Hot-Dry | Res Gas Water Heaters - Hot-Dry | 0.218 | 1 | 0.80749 | RASS 2019 | 0 | 2012 | 1 | SWWH025-05
RES-WATERHEAT-FS-11.1 | Res ¦ Res Condensing Eff. Small Gas Storage Water Heater (0.78 UEF - 50 Gal) - Marine ¦ PG&E ¦ Marine | Res ¦ Res Condensing Eff. Small Gas Storage Water Heater (0.78 UEF - 50 Gal) - Marine | PG&E ¦ Marine | PG&E | All | Electric & Gas | Res efficient gas WH, 50 gal (UEF = 0.78) | Efficient | 0 | Conventional | WaterHeat | Res - Single Family | Res | ROB and NEW | 0 | Residential Households | water heater | 11 | DEER:Res_ClothesDishWasher | -1618.1 | 0.0016 | 154.1 | eTRM SWWH012-03, relative to SWWH025-05 | 2123.04 | 2022 | 0 | 777.99 | 2022 | 0 | 0 | eTRM SWWH012-03, relative to SWWH025-05 | Res Gas Water Heaters - Marine ¦ PG&E ¦ Marine | Res Gas Water Heaters - Marine | 0.59836 | 1 | 0.015014 | RASS 2019 | 459.3 | 2032 | 0.4 | SWWH012-03 relative to SWWH025-05
RES-WATERHEAT-FS-11.2 | Res ¦ Res Condensing Eff. Small Gas Storage Water Heater (0.78 UEF - 50 Gal) - Marine ¦ PG&E ¦ Marine | Res ¦ Res Condensing Eff. Small Gas Storage Water Heater (0.78 UEF - 50 Gal) - Marine | PG&E ¦ Marine | PG&E | All | Electric & Gas | Res efficient gas WH, 50 gal (UEF = 0.78) | Efficient | 0 | Conventional | WaterHeat | Res - Multi Family | Res | ROB and NEW | 0 | Residential Households | water heater | 11 | DEER:Res_ClothesDishWasher | -1229 | 0.00198 | 137.7 | eTRM SWWH012-03, relative to SWWH025-05 | 2123.04 | 2022 | 0 | 777.99 | 2022 | 0 | 0 | eTRM SWWH012-03, relative to SWWH025-05 | Res Gas Water Heaters - Marine ¦ PG&E ¦ Marine | Res Gas Water Heaters - Marine | 0.19795 | 1 | 0.04962 | RASS 2019 | 0 | 2012 | 0.4 | SWWH012-03 relative to SWWH025-05
RES-WATERHEAT-FS-11.3 | Res ¦ Res Condensing Eff. Small Gas Storage Water Heater (0.78 UEF - 50 Gal) - Hot-Dry ¦ PG&E ¦ Hot-Dry | Res ¦ Res Condensing Eff. Small Gas Storage Water Heater (0.78 UEF - 50 Gal) - Hot-Dry | PG&E ¦ Hot-Dry | PG&E | All | Electric & Gas | Res efficient gas WH, 50 gal (UEF = 0.78) | Efficient | 0 | Conventional | WaterHeat | Res - Single Family | Res | ROB and NEW | 0 | Residential Households | water heater | 11 | DEER:Res_ClothesDishWasher | -1558.8 | 0.00135 | 146.9 | eTRM SWWH012-03, relative to SWWH025-05 | 2123.04 | 2022 | 0 | 777.99 | 2022 | 0 | 0 | eTRM SWWH012-03, relative to SWWH025-05 | Res Gas Water Heaters - Hot-Dry ¦ PG&E ¦ Hot-Dry | Res Gas Water Heaters - Hot-Dry | 0.60387 | 1 | 0.018731 | RASS 2019 | 459.3 | 2032 | 0.4 | SWWH012-03 relative to SWWH025-05
RES-WATERHEAT-FS-11.4 | Res ¦ Res Condensing Eff. Small Gas Storage Water Heater (0.78 UEF - 50 Gal) - Hot-Dry ¦ PG&E ¦ Hot-Dry | Res ¦ Res Condensing Eff. Small Gas Storage Water Heater (0.78 UEF - 50 Gal) - Hot-Dry | PG&E ¦ Hot-Dry | PG&E | All | Electric & Gas | Res efficient gas WH, 50 gal (UEF = 0.78) | Efficient | 0 | Conventional | WaterHeat | Res - Multi Family | Res | ROB and NEW | 0 | Residential Households | water heater | 11 | DEER:Res_ClothesDishWasher | -1189.6 | 0.00173 | 131.7 | eTRM SWWH012-03, relative to SWWH025-05 | 2123.04 | 2022 | 0 | 777.99 | 2022 | 0 | 0 | eTRM SWWH012-03, relative to SWWH025-05 | Res Gas Water Heaters - Hot-Dry ¦ PG&E ¦ Hot-Dry | Res Gas Water Heaters - Hot-Dry | 0.22961 | 1 | 0.013093 | RASS 2019 | 0 | 2012 | 0.4 | SWWH012-03 relative to SWWH025-05
RES-WATERHEAT-FS-11.5 | Res ¦ Res Condensing Eff. Small Gas Storage Water Heater (0.78 UEF - 50 Gal) - Cold ¦ PG&E ¦ Cold | Res ¦ Res Condensing Eff. Small Gas Storage Water Heater (0.78 UEF - 50 Gal) - Cold | PG&E ¦ Cold | PG&E | All | Electric & Gas | Res efficient gas WH, 50 gal (UEF = 0.78) | Efficient | 0 | Conventional | WaterHeat | Res - Single Family | Res | ROB and NEW | 0 | Residential Households | water heater | 11 | DEER:Res_ClothesDishWasher | -2417.1 | 0.00157 | 164.5 | eTRM SWWH012-03, relative to SWWH025-05 | 2123.04 | 2022 | 0 | 777.99 | 2022 | 0 | 0 | eTRM SWWH012-03, relative to SWWH025-05 | Res Gas Water Heaters - Cold ¦ PG&E ¦ Cold | Res Gas Water Heaters - Cold | 0.54096 | 1 | 0 | RASS 2019 | 459.3 | 2032 | 0.4 | SWWH012-03 relative to SWWH025-05
RES-WATERHEAT-FS-11.6 | Res ¦ Res Condensing Eff. Small Gas Storage Water Heater (0.78 UEF - 50 Gal) - Cold ¦ PG&E ¦ Cold | Res ¦ Res Condensing Eff. Small Gas Storage Water Heater (0.78 UEF - 50 Gal) - Cold | PG&E ¦ Cold | PG&E | All | Electric & Gas | Res efficient gas WH, 50 gal (UEF = 0.78) | Efficient | 0 | Conventional | WaterHeat | Res - Multi Family | Res | ROB and NEW | 0 | Residential Households | water heater | 11 | DEER:Res_ClothesDishWasher | -1408.3 | 0.00197 | 144.8 | eTRM SWWH012-03, relative to SWWH025-05 | 2123.04 | 2022 | 0 | 777.99 | 2022 | 0 | 0 | eTRM SWWH012-03, relative to SWWH025-05 | Res Gas Water Heaters - Cold ¦ PG&E ¦ Cold | Res Gas Water Heaters - Cold | 0.12578 | 1 | 0.0026631 | RASS 2019 | 0 | 2012 | 0.4 | SWWH012-03 relative to SWWH025-05
RES-WATERHEAT-FS-11.7 | Res ¦ Res Condensing Eff. Small Gas Storage Water Heater (0.78 UEF - 50 Gal) - Marine ¦ SCG ¦ Marine | Res ¦ Res Condensing Eff. Small Gas Storage Water Heater (0.78 UEF - 50 Gal) - Marine | SCG ¦ Marine | SCG | All | Electric & Gas | Res efficient gas WH, 50 gal (UEF = 0.78) | Efficient | 0 | Conventional | WaterHeat | Res - Single Family | Res | ROB and NEW | 0 | Residential Households | water heater | 11 | DEER:Res_ClothesDishWasher | -1419.2 | 0.00187 | 142.3 | eTRM SWWH012-03, relative to SWWH025-05 | 2123.04 | 2022 | 0 | 777.99 | 2022 | 0 | 0 | eTRM SWWH012-03, relative to SWWH025-05 | Res Gas Water Heaters - Marine ¦ SCG ¦ Marine | Res Gas Water Heaters - Marine | 0.59187 | 1 | 0.0086841 | RASS 2019 | 459.3 | 2032 | 0.4 | SWWH012-03 relative to SWWH025-05
RES-WATERHEAT-FS-11.8 | Res ¦ Res Condensing Eff. Small Gas Storage Water Heater (0.78 UEF - 50 Gal) - Marine ¦ SCG ¦ Marine | Res ¦ Res Condensing Eff. Small Gas Storage Water Heater (0.78 UEF - 50 Gal) - Marine | SCG ¦ Marine | SCG | All | Electric & Gas | Res efficient gas WH, 50 gal (UEF = 0.78) | Efficient | 0 | Conventional | WaterHeat | Res - Multi Family | Res | ROB and NEW | 0 | Residential Households | water heater | 11 | DEER:Res_ClothesDishWasher | -1130 | 0.00198 | 128.2 | eTRM SWWH012-03, relative to SWWH025-05 | 2123.04 | 2022 | 0 | 777.99 | 2022 | 0 | 0 | eTRM SWWH012-03, relative to SWWH025-05 | Res Gas Water Heaters - Marine ¦ SCG ¦ Marine | Res Gas Water Heaters - Marine | 0.21146 | 1 | 0.0022691 | RASS 2019 | 0 | 2012 | 0.4 | SWWH012-03 relative to SWWH025-05
RES-WATERHEAT-FS-11.9 | Res ¦ Res Condensing Eff. Small Gas Storage Water Heater (0.78 UEF - 50 Gal) - Hot-Dry ¦ SCG ¦ Hot-Dry | Res ¦ Res Condensing Eff. Small Gas Storage Water Heater (0.78 UEF - 50 Gal) - Hot-Dry | SCG ¦ Hot-Dry | SCG | All | Electric & Gas | Res efficient gas WH, 50 gal (UEF = 0.78) | Efficient | 0 | Conventional | WaterHeat | Res - Single Family | Res | ROB and NEW | 0 | Residential Households | water heater | 11 | DEER:Res_ClothesDishWasher | -1429.5 | 0.00172 | 140 | eTRM SWWH012-03, relative to SWWH025-05 | 2123.04 | 2022 | 0 | 777.99 | 2022 | 0 | 0 | eTRM SWWH012-03, relative to SWWH025-05 | Res Gas Water Heaters - Hot-Dry ¦ SCG ¦ Hot-Dry | Res Gas Water Heaters - Hot-Dry | 0.60414 | 1 | 0.018956 | RASS 2019 | 459.3 | 2032 | 0.4 | SWWH012-03 relative to SWWH025-05
RES-WATERHEAT-FS-11.10 | Res ¦ Res Condensing Eff. Small Gas Storage Water Heater (0.78 UEF - 50 Gal) - Hot-Dry ¦ SCG ¦ Hot-Dry | Res ¦ Res Condensing Eff. Small Gas Storage Water Heater (0.78 UEF - 50 Gal) - Hot-Dry | SCG ¦ Hot-Dry | SCG | All | Electric & Gas | Res efficient gas WH, 50 gal (UEF = 0.78) | Efficient | 0 | Conventional | WaterHeat | Res - Multi Family | Res | ROB and NEW | 0 | Residential Households | water heater | 11 | DEER:Res_ClothesDishWasher | -1150.2 | 0.00187 | 126 | eTRM SWWH012-03, relative to SWWH025-05 | 2123.04 | 2022 | 0 | 777.99 | 2022 | 0 | 0 | eTRM SWWH012-03, relative to SWWH025-05 | Res Gas Water Heaters - Hot-Dry ¦ SCG ¦ Hot-Dry | Res Gas Water Heaters - Hot-Dry | 0.1769 | 1 | 0.023386 | RASS 2019 | 0 | 2012 | 0.4 | SWWH012-03 relative to SWWH025-05
RES-WATERHEAT-FS-11.11 | Res ¦ Res Condensing Eff. Small Gas Storage Water Heater (0.78 UEF - 50 Gal) - Cold ¦ SCG ¦ Cold | Res ¦ Res Condensing Eff. Small Gas Storage Water Heater (0.78 UEF - 50 Gal) - Cold | SCG ¦ Cold | SCG | All | Electric & Gas | Res efficient gas WH, 50 gal (UEF = 0.78) | Efficient | 0 | Conventional | WaterHeat | Res - Single Family | Res | ROB and NEW | 0 | Residential Households | water heater | 11 | DEER:Res_ClothesDishWasher | -2417.1 | 0.00157 | 164.5 | eTRM SWWH012-03, relative to SWWH025-05 | 2123.04 | 2022 | 0 | 777.99 | 2022 | 0 | 0 | eTRM SWWH012-03, relative to SWWH025-05 | Res Gas Water Heaters - Cold ¦ SCG ¦ Cold | Res Gas Water Heaters - Cold | 0.40303 | 1 | 0.0026631 | RASS 2019 | 459.3 | 2032 | 0.4 | SWWH012-03 relative to SWWH025-05
RES-WATERHEAT-FS-11.12 | Res ¦ Res Condensing Eff. Small Gas Storage Water Heater (0.78 UEF - 50 Gal) - Cold ¦ SCG ¦ Cold | Res ¦ Res Condensing Eff. Small Gas Storage Water Heater (0.78 UEF - 50 Gal) - Cold | SCG ¦ Cold | SCG | All | Electric & Gas | Res efficient gas WH, 50 gal (UEF = 0.78) | Efficient | 0 | Conventional | WaterHeat | Res - Multi Family | Res | ROB and NEW | 0 | Residential Households | water heater | 11 | DEER:Res_ClothesDishWasher | -1408.3 | 0.00197 | 144.8 | eTRM SWWH012-03, relative to SWWH025-05 | 2123.04 | 2022 | 0 | 777.99 | 2022 | 0 | 0 | eTRM SWWH012-03, relative to SWWH025-05 | Res Gas Water Heaters - Cold ¦ SCG ¦ Cold | Res Gas Water Heaters - Cold | 0.12578 | 1 | 0 | RASS 2019 | 0 | 2012 | 0.4 | SWWH012-03 relative to SWWH025-05
RES-WATERHEAT-FS-11.13 | Res ¦ Res Condensing Eff. Small Gas Storage Water Heater (0.78 UEF - 50 Gal) - Marine ¦ SDG&E ¦ Marine | Res ¦ Res Condensing Eff. Small Gas Storage Water Heater (0.78 UEF - 50 Gal) - Marine | SDG&E ¦ Marine | SDG&E | All | Electric & Gas | Res efficient gas WH, 50 gal (UEF = 0.78) | Efficient | 0 | Conventional | WaterHeat | Res - Single Family | Res | ROB and NEW | 0 | Residential Households | water heater | 11 | DEER:Res_ClothesDishWasher | -1419.2 | 0.00187 | 142.3 | eTRM SWWH012-03, relative to SWWH025-05 | 2123.04 | 2022 | 0 | 777.99 | 2022 | 0 | 0 | eTRM SWWH012-03, relative to SWWH025-05 | Res Gas Water Heaters - Marine ¦ SDG&E ¦ Marine | Res Gas Water Heaters - Marine | 0.64744 | 1 | 0.0037976 | RASS 2019 | 459.3 | 2032 | 0.4 | SWWH012-03 relative to SWWH025-05
RES-WATERHEAT-FS-11.14 | Res ¦ Res Condensing Eff. Small Gas Storage Water Heater (0.78 UEF - 50 Gal) - Marine ¦ SDG&E ¦ Marine | Res ¦ Res Condensing Eff. Small Gas Storage Water Heater (0.78 UEF - 50 Gal) - Marine | SDG&E ¦ Marine | SDG&E | All | Electric & Gas | Res efficient gas WH, 50 gal (UEF = 0.78) | Efficient | 0 | Conventional | WaterHeat | Res - Multi Family | Res | ROB and NEW | 0 | Residential Households | water heater | 11 | DEER:Res_ClothesDishWasher | -1130 | 0.00198 | 128.2 | eTRM SWWH012-03, relative to SWWH025-05 | 2123.04 | 2022 | 0 | 777.99 | 2022 | 0 | 0 | eTRM SWWH012-03, relative to SWWH025-05 | Res Gas Water Heaters - Marine ¦ SDG&E ¦ Marine | Res Gas Water Heaters - Marine | 0.34081 | 1 | 0 | RASS 2019 | 0 | 2012 | 0.4 | SWWH012-03 relative to SWWH025-05
RES-WATERHEAT-FS-11.15 | Res ¦ Res Condensing Eff. Small Gas Storage Water Heater (0.78 UEF - 50 Gal) - Hot-Dry ¦ SDG&E ¦ Hot-Dry | Res ¦ Res Condensing Eff. Small Gas Storage Water Heater (0.78 UEF - 50 Gal) - Hot-Dry | SDG&E ¦ Hot-Dry | SDG&E | All | Electric & Gas | Res efficient gas WH, 50 gal (UEF = 0.78) | Efficient | 0 | Conventional | WaterHeat | Res - Single Family | Res | ROB and NEW | 0 | Residential Households | water heater | 11 | DEER:Res_ClothesDishWasher | -1409.2 | 0.00187 | 142.4 | eTRM SWWH012-03, relative to SWWH025-05 | 2123.04 | 2022 | 0 | 777.99 | 2022 | 0 | 0 | eTRM SWWH012-03, relative to SWWH025-05 | Res Gas Water Heaters - Hot-Dry ¦ SDG&E ¦ Hot-Dry | Res Gas Water Heaters - Hot-Dry | 0.6221 | 1 | 0.0032064 | RASS 2019 | 459.3 | 2032 | 0.4 | SWWH012-03 relative to SWWH025-05
RES-WATERHEAT-FS-11.16 | Res ¦ Res Condensing Eff. Small Gas Storage Water Heater (0.78 UEF - 50 Gal) - Hot-Dry ¦ SDG&E ¦ Hot-Dry | Res ¦ Res Condensing Eff. Small Gas Storage Water Heater (0.78 UEF - 50 Gal) - Hot-Dry | SDG&E ¦ Hot-Dry | SDG&E | All | Electric & Gas | Res efficient gas WH, 50 gal (UEF = 0.78) | Efficient | 0 | Conventional | WaterHeat | Res - Multi Family | Res | ROB and NEW | 0 | Residential Households | water heater | 11 | DEER:Res_ClothesDishWasher | -1130.01 | 0.00197 | 127.3 | eTRM SWWH012-03, relative to SWWH025-05 | 2123.04 | 2022 | 0 | 777.99 | 2022 | 0 | 0 | eTRM SWWH012-03, relative to SWWH025-05 | Res Gas Water Heaters - Hot-Dry ¦ SDG&E ¦ Hot-Dry | Res Gas Water Heaters - Hot-Dry | 0.218 | 1 | 0.039592 | RASS 2019 | 0 | 2012 | 0.4 | SWWH012-03 relative to SWWH025-05
RES-WATERHEAT-FS-12.1 | Res ¦ Res Tankless Gas Water Heater (0.81 UEF - High Draw) - Marine ¦ PG&E ¦ Marine | Res ¦ Res Tankless Gas Water Heater (0.81 UEF - High Draw) - Marine | PG&E ¦ Marine | PG&E | All | Electric & Gas | Res tankless WH, high draw (UEF = 0.81) | Efficient | 0 | Conventional | WaterHeat | Res - Single Family | Res | ROB and NEW | 0 | Residential Households | water heater | 20 | DEER:Res_ClothesDishWasher | -1618.7 | 0.00155 | 132.2 | eTRM SWWH013-03, relative to SWWH025-05 | 1153.56 | 2022 | 0 | 430.55 | 2022 | 0 | 0 | eTRM SWWH013-03, relative to SWWH025-05 | Res Gas Water Heaters - Marine ¦ PG&E ¦ Marine | Res Gas Water Heaters - Marine | 0.59836 | 1 | 0.067293 | RASS 2019 | 363.7909 | 2032 | 0.4 | SWWH013-03, SWWH025-05
RES-WATERHEAT-FS-12.2 | Res ¦ Res Tankless Gas Water Heater (0.81 UEF - High Draw) - Marine ¦ PG&E ¦ Marine | Res ¦ Res Tankless Gas Water Heater (0.81 UEF - High Draw) - Marine | PG&E ¦ Marine | PG&E | All | Electric & Gas | Res tankless WH, high draw (UEF = 0.81) | Efficient | 0 | Conventional | WaterHeat | Res - Multi Family | Res | ROB and NEW | 0 | Residential Households | water heater | 20 | DEER:Res_ClothesDishWasher | -1229 | 0.00197 | 118.8 | eTRM SWWH013-03, relative to SWWH025-05 | 1153.56 | 2022 | 0 | 430.55 | 2022 | 0 | 0 | eTRM SWWH013-03, relative to SWWH025-05 | Res Gas Water Heaters - Marine ¦ PG&E ¦ Marine | Res Gas Water Heaters - Marine | 0.19795 | 1 | 0.12932 | RASS 2019 | 0 | 2012 | 0.4 | SWWH013-03, SWWH025-05
RES-WATERHEAT-FS-12.3 | Res ¦ Res Tankless Gas Water Heater (0.81 UEF - High Draw) - Hot-Dry ¦ PG&E ¦ Hot-Dry | Res ¦ Res Tankless Gas Water Heater (0.81 UEF - High Draw) - Hot-Dry | PG&E ¦ Hot-Dry | PG&E | All | Electric & Gas | Res tankless WH, high draw (UEF = 0.81) | Efficient | 0 | Conventional | WaterHeat | Res - Single Family | Res | ROB and NEW | 0 | Residential Households | water heater | 20 | DEER:Res_ClothesDishWasher | -1559.2 | 0.00138 | 125.6 | eTRM SWWH013-03, relative to SWWH025-05 | 1153.56 | 2022 | 0 | 430.55 | 2022 | 0 | 0 | eTRM SWWH013-03, relative to SWWH025-05 | Res Gas Water Heaters - Hot-Dry ¦ PG&E ¦ Hot-Dry | Res Gas Water Heaters - Hot-Dry | 0.60387 | 1 | 0.081726 | RASS 2019 | 363.7909 | 2032 | 0.4 | SWWH013-03, SWWH025-05
RES-WATERHEAT-FS-12.4 | Res ¦ Res Tankless Gas Water Heater (0.81 UEF - High Draw) - Hot-Dry ¦ PG&E ¦ Hot-Dry | Res ¦ Res Tankless Gas Water Heater (0.81 UEF - High Draw) - Hot-Dry | PG&E ¦ Hot-Dry | PG&E | All | Electric & Gas | Res tankless WH, high draw (UEF = 0.81) | Efficient | 0 | Conventional | WaterHeat | Res - Multi Family | Res | ROB and NEW | 0 | Residential Households | water heater | 20 | DEER:Res_ClothesDishWasher | -1189.6 | 0.00176 | 113 | eTRM SWWH013-03, relative to SWWH025-05 | 1153.56 | 2022 | 0 | 430.55 | 2022 | 0 | 0 | eTRM SWWH013-03, relative to SWWH025-05 | Res Gas Water Heaters - Hot-Dry ¦ PG&E ¦ Hot-Dry | Res Gas Water Heaters - Hot-Dry | 0.22961 | 1 | 0.070424 | RASS 2019 | 0 | 2012 | 0.4 | SWWH013-03, SWWH025-05
RES-WATERHEAT-FS-12.5 | Res ¦ Res Tankless Gas Water Heater (0.81 UEF - High Draw) - Cold ¦ PG&E ¦ Cold | Res ¦ Res Tankless Gas Water Heater (0.81 UEF - High Draw) - Cold | PG&E ¦ Cold | PG&E | All | Electric & Gas | Res tankless WH, high draw (UEF = 0.81) | Efficient | 0 | Conventional | WaterHeat | Res - Single Family | Res | ROB and NEW | 0 | Residential Households | water heater | 20 | DEER:Res_ClothesDishWasher | -2417.9 | 0.00156 | 141.6 | eTRM SWWH013-03, relative to SWWH025-05 | 1153.56 | 2022 | 0 | 430.55 | 2022 | 0 | 0 | eTRM SWWH013-03, relative to SWWH025-05 | Res Gas Water Heaters - Cold ¦ PG&E ¦ Cold | Res Gas Water Heaters - Cold | 0.54096 | 1 | 0.024526 | RASS 2019 | 363.7909 | 2032 | 0.4 | SWWH013-03, SWWH025-05
RES-WATERHEAT-FS-12.6 | Res ¦ Res Tankless Gas Water Heater (0.81 UEF - High Draw) - Cold ¦ PG&E ¦ Cold | Res ¦ Res Tankless Gas Water Heater (0.81 UEF - High Draw) - Cold | PG&E ¦ Cold | PG&E | All | Electric & Gas | Res tankless WH, high draw (UEF = 0.81) | Efficient | 0 | Conventional | WaterHeat | Res - Multi Family | Res | ROB and NEW | 0 | Residential Households | water heater | 20 | DEER:Res_ClothesDishWasher | -1408.3 | 0.00199 | 125.8 | eTRM SWWH013-03, relative to SWWH025-05 | 1153.56 | 2022 | 0 | 430.55 | 2022 | 0 | 0 | eTRM SWWH013-03, relative to SWWH025-05 | Res Gas Water Heaters - Cold ¦ PG&E ¦ Cold | Res Gas Water Heaters - Cold | 0.12578 | 1 | 0.084537 | RASS 2019 | 0 | 2012 | 0.4 | SWWH013-03, SWWH025-05
RES-WATERHEAT-FS-12.7 | Res ¦ Res Tankless Gas Water Heater (0.81 UEF - High Draw) - Marine ¦ SCG ¦ Marine | Res ¦ Res Tankless Gas Water Heater (0.81 UEF - High Draw) - Marine | SCG ¦ Marine | SCG | All | Electric & Gas | Res tankless WH, high draw (UEF = 0.81) | Efficient | 0 | Conventional | WaterHeat | Res - Single Family | Res | ROB and NEW | 0 | Residential Households | water heater | 20 | DEER:Res_ClothesDishWasher | -1419.6 | 0.00188 | 121.6 | eTRM SWWH013-03, relative to SWWH025-05 | 1153.56 | 2022 | 0 | 430.55 | 2022 | 0 | 0 | eTRM SWWH013-03, relative to SWWH025-05 | Res Gas Water Heaters - Marine ¦ SCG ¦ Marine | Res Gas Water Heaters - Marine | 0.59187 | 1 | 0.1108 | RASS 2019 | 363.7909 | 2032 | 0.4 | SWWH013-03, SWWH025-05
RES-WATERHEAT-FS-12.8 | Res ¦ Res Tankless Gas Water Heater (0.81 UEF - High Draw) - Marine ¦ SCG ¦ Marine | Res ¦ Res Tankless Gas Water Heater (0.81 UEF - High Draw) - Marine | SCG ¦ Marine | SCG | All | Electric & Gas | Res tankless WH, high draw (UEF = 0.81) | Efficient | 0 | Conventional | WaterHeat | Res - Multi Family | Res | ROB and NEW | 0 | Residential Households | water heater | 20 | DEER:Res_ClothesDishWasher | -1129.9 | 0.00201 | 109.6 | eTRM SWWH013-03, relative to SWWH025-05 | 1153.56 | 2022 | 0 | 430.55 | 2022 | 0 | 0 | eTRM SWWH013-03, relative to SWWH025-05 | Res Gas Water Heaters - Marine ¦ SCG ¦ Marine | Res Gas Water Heaters - Marine | 0.21146 | 1 | 0.015858 | RASS 2019 | 0 | 2012 | 0.4 | SWWH013-03, SWWH025-05
RES-WATERHEAT-FS-12.9 | Res ¦ Res Tankless Gas Water Heater (0.81 UEF - High Draw) - Hot-Dry ¦ SCG ¦ Hot-Dry | Res ¦ Res Tankless Gas Water Heater (0.81 UEF - High Draw) - Hot-Dry | SCG ¦ Hot-Dry | SCG | All | Electric & Gas | Res tankless WH, high draw (UEF = 0.81) | Efficient | 0 | Conventional | WaterHeat | Res - Single Family | Res | ROB and NEW | 0 | Residential Households | water heater | 20 | DEER:Res_ClothesDishWasher | -1429.8 | 0.00179 | 119.5 | eTRM SWWH013-03, relative to SWWH025-05 | 1153.56 | 2022 | 0 | 430.55 | 2022 | 0 | 0 | eTRM SWWH013-03, relative to SWWH025-05 | Res Gas Water Heaters - Hot-Dry ¦ SCG ¦ Hot-Dry | Res Gas Water Heaters - Hot-Dry | 0.60414 | 1 | 0.082217 | RASS 2019 | 363.7909 | 2032 | 0.4 | SWWH013-03, SWWH025-05
RES-WATERHEAT-FS-12.10 | Res ¦ Res Tankless Gas Water Heater (0.81 UEF - High Draw) - Hot-Dry ¦ SCG ¦ Hot-Dry | Res ¦ Res Tankless Gas Water Heater (0.81 UEF - High Draw) - Hot-Dry | SCG ¦ Hot-Dry | SCG | All | Electric & Gas | Res tankless WH, high draw (UEF = 0.81) | Efficient | 0 | Conventional | WaterHeat | Res - Multi Family | Res | ROB and NEW | 0 | Residential Households | water heater | 20 | DEER:Res_ClothesDishWasher | -1150.11 | 0.00191 | 107.5 | eTRM SWWH013-03, relative to SWWH025-05 | 1153.56 | 2022 | 0 | 430.55 | 2022 | 0 | 0 | eTRM SWWH013-03, relative to SWWH025-05 | Res Gas Water Heaters - Hot-Dry ¦ SCG ¦ Hot-Dry | Res Gas Water Heaters - Hot-Dry | 0.1769 | 1 | 0.083099 | RASS 2019 | 0 | 2012 | 0.4 | SWWH013-03, SWWH025-05
RES-WATERHEAT-FS-12.11 | Res ¦ Res Tankless Gas Water Heater (0.81 UEF - High Draw) - Cold ¦ SCG ¦ Cold | Res ¦ Res Tankless Gas Water Heater (0.81 UEF - High Draw) - Cold | SCG ¦ Cold | SCG | All | Electric & Gas | Res tankless WH, high draw (UEF = 0.81) | Efficient | 0 | Conventional | WaterHeat | Res - Single Family | Res | ROB and NEW | 0 | Residential Households | water heater | 20 | DEER:Res_ClothesDishWasher | -2417.9 | 0.00156 | 141.6 | eTRM SWWH013-03, relative to SWWH025-05 | 1153.56 | 2022 | 0 | 430.55 | 2022 | 0 | 0 | eTRM SWWH013-03, relative to SWWH025-05 | Res Gas Water Heaters - Cold ¦ SCG ¦ Cold | Res Gas Water Heaters - Cold | 0.40303 | 1 | 0.084537 | RASS 2019 | 363.7909 | 2032 | 0.4 | SWWH013-03, SWWH025-05
RES-WATERHEAT-FS-12.12 | Res ¦ Res Tankless Gas Water Heater (0.81 UEF - High Draw) - Cold ¦ SCG ¦ Cold | Res ¦ Res Tankless Gas Water Heater (0.81 UEF - High Draw) - Cold | SCG ¦ Cold | SCG | All | Electric & Gas | Res tankless WH, high draw (UEF = 0.81) | Efficient | 0 | Conventional | WaterHeat | Res - Multi Family | Res | ROB and NEW | 0 | Residential Households | water heater | 20 | DEER:Res_ClothesDishWasher | -1408.3 | 0.00199 | 125.8 | eTRM SWWH013-03, relative to SWWH025-05 | 1153.56 | 2022 | 0 | 430.55 | 2022 | 0 | 0 | eTRM SWWH013-03, relative to SWWH025-05 | Res Gas Water Heaters - Cold ¦ SCG ¦ Cold | Res Gas Water Heaters - Cold | 0.12578 | 1 | 0 | RASS 2019 | 0 | 2012 | 0.4 | SWWH013-03, SWWH025-05
RES-WATERHEAT-FS-12.13 | Res ¦ Res Tankless Gas Water Heater (0.81 UEF - High Draw) - Marine ¦ SDG&E ¦ Marine | Res ¦ Res Tankless Gas Water Heater (0.81 UEF - High Draw) - Marine | SDG&E ¦ Marine | SDG&E | All | Electric & Gas | Res tankless WH, high draw (UEF = 0.81) | Efficient | 0 | Conventional | WaterHeat | Res - Single Family | Res | ROB and NEW | 0 | Residential Households | water heater | 20 | DEER:Res_ClothesDishWasher | -1419.6 | 0.00188 | 121.6 | eTRM SWWH013-03, relative to SWWH025-05 | 1153.56 | 2022 | 0 | 430.55 | 2022 | 0 | 0 | eTRM SWWH013-03, relative to SWWH025-05 | Res Gas Water Heaters - Marine ¦ SDG&E ¦ Marine | Res Gas Water Heaters - Marine | 0.64744 | 1 | 0.12372 | RASS 2019 | 363.7909 | 2032 | 0.4 | SWWH013-03, SWWH025-05
RES-WATERHEAT-FS-12.14 | Res ¦ Res Tankless Gas Water Heater (0.81 UEF - High Draw) - Marine ¦ SDG&E ¦ Marine | Res ¦ Res Tankless Gas Water Heater (0.81 UEF - High Draw) - Marine | SDG&E ¦ Marine | SDG&E | All | Electric & Gas | Res tankless WH, high draw (UEF = 0.81) | Efficient | 0 | Conventional | WaterHeat | Res - Multi Family | Res | ROB and NEW | 0 | Residential Households | water heater | 20 | DEER:Res_ClothesDishWasher | -1129.9 | 0.00201 | 109.6 | eTRM SWWH013-03, relative to SWWH025-05 | 1153.56 | 2022 | 0 | 430.55 | 2022 | 0 | 0 | eTRM SWWH013-03, relative to SWWH025-05 | Res Gas Water Heaters - Marine ¦ SDG&E ¦ Marine | Res Gas Water Heaters - Marine | 0.34081 | 1 | 0.02306 | RASS 2019 | 0 | 2012 | 0.4 | SWWH013-03, SWWH025-05
RES-WATERHEAT-FS-12.15 | Res ¦ Res Tankless Gas Water Heater (0.81 UEF - High Draw) - Hot-Dry ¦ SDG&E ¦ Hot-Dry | Res ¦ Res Tankless Gas Water Heater (0.81 UEF - High Draw) - Hot-Dry | SDG&E ¦ Hot-Dry | SDG&E | All | Electric & Gas | Res tankless WH, high draw (UEF = 0.81) | Efficient | 0 | Conventional | WaterHeat | Res - Single Family | Res | ROB and NEW | 0 | Residential Households | water heater | 20 | DEER:Res_ClothesDishWasher | -1409.6 | 0.00187 | 121.8 | eTRM SWWH013-03, relative to SWWH025-05 | 1153.56 | 2022 | 0 | 430.55 | 2022 | 0 | 0 | eTRM SWWH013-03, relative to SWWH025-05 | Res Gas Water Heaters - Hot-Dry ¦ SDG&E ¦ Hot-Dry | Res Gas Water Heaters - Hot-Dry | 0.6221 | 1 | 0.085662 | RASS 2019 | 363.7909 | 2032 | 0.4 | SWWH013-03, SWWH025-05
RES-WATERHEAT-FS-12.16 | Res ¦ Res Tankless Gas Water Heater (0.81 UEF - High Draw) - Hot-Dry ¦ SDG&E ¦ Hot-Dry | Res ¦ Res Tankless Gas Water Heater (0.81 UEF - High Draw) - Hot-Dry | SDG&E ¦ Hot-Dry | SDG&E | All | Electric & Gas | Res tankless WH, high draw (UEF = 0.81) | Efficient | 0 | Conventional | WaterHeat | Res - Multi Family | Res | ROB and NEW | 0 | Residential Households | water heater | 20 | DEER:Res_ClothesDishWasher | -1129.9 | 0.002 | 108.7 | eTRM SWWH013-03, relative to SWWH025-05 | 1153.56 | 2022 | 0 | 430.55 | 2022 | 0 | 0 | eTRM SWWH013-03, relative to SWWH025-05 | Res Gas Water Heaters - Hot-Dry ¦ SDG&E ¦ Hot-Dry | Res Gas Water Heaters - Hot-Dry | 0.218 | 1 | 0.15292 | RASS 2019 | 0 | 2012 | 0.4 | SWWH013-03, SWWH025-05
RES-WATERHEAT-FS-010.1 | Res ¦ Res Small Electric Storage Water Heater (0.92 UEF - 50 Gal) - Fuel Sub Future Baseline - Marine ¦ PG&E ¦ Marine | Res ¦ Res Small Electric Storage Water Heater (0.92 UEF - 50 Gal) - Fuel Sub Future Baseline - Marine | PG&E ¦ Marine | PG&E | All | Electric & Gas | Res electric storage WH, 50 gal (UEF = 0.92) - future baseline | Efficient | 2030 | Conventional | WaterHeat | Res - Single Family | Res | ROB and NEW | 0 | Residential Households | water heater | 10 | DEER:Res_ClothesDishWasher | 1620 | 0.236 | 0 | eTRM SWWH014-05 | 855.64 | 2022 | 0 | 596.2 | 2022 | 0 | 0 | eTRM SWWH014-05 | Res Gas Water Heaters - Marine ¦ PG&E ¦ Marine | Res Gas Water Heaters - Marine | 0.59836 | 1 | 0 | RASS 2019 | 0 | 2012 | 0.55 | SWWH014-015
RES-WATERHEAT-FS-010.2 | Res ¦ Res Small Electric Storage Water Heater (0.92 UEF - 50 Gal) - Fuel Sub Future Baseline - Marine ¦ PG&E ¦ Marine | Res ¦ Res Small Electric Storage Water Heater (0.92 UEF - 50 Gal) - Fuel Sub Future Baseline - Marine | PG&E ¦ Marine | PG&E | All | Electric & Gas | Res electric storage WH, 50 gal (UEF = 0.92) - future baseline | Efficient | 2030 | Conventional | WaterHeat | Res - Multi Family | Res | ROB and NEW | 0 | Residential Households | water heater | 10 | DEER:Res_ClothesDishWasher | 1670 | 0.302 | 0 | eTRM SWWH014-05 | 855.64 | 2022 | 0 | 596.2 | 2022 | 0 | 0 | eTRM SWWH014-05 | Res Gas Water Heaters - Marine ¦ PG&E ¦ Marine | Res Gas Water Heaters - Marine | 0.19795 | 1 | 0 | RASS 2019 | 0 | 2012 | 0.55 | SWWH014-015
RES-WATERHEAT-FS-010.3 | Res ¦ Res Small Electric Storage Water Heater (0.92 UEF - 50 Gal) - Fuel Sub Future Baseline - Hot-Dry ¦ PG&E ¦ Hot-Dry | Res ¦ Res Small Electric Storage Water Heater (0.92 UEF - 50 Gal) - Fuel Sub Future Baseline - Hot-Dry | PG&E ¦ Hot-Dry | PG&E | All | Electric & Gas | Res electric storage WH, 50 gal (UEF = 0.92) - future baseline | Efficient | 2030 | Conventional | WaterHeat | Res - Single Family | Res | ROB and NEW | 0 | Residential Households | water heater | 10 | DEER:Res_ClothesDishWasher | 1530 | 0.227 | 0 | eTRM SWWH014-05 | 855.64 | 2022 | 0 | 596.2 | 2022 | 0 | 0 | eTRM SWWH014-05 | Res Gas Water Heaters - Hot-Dry ¦ PG&E ¦ Hot-Dry | Res Gas Water Heaters - Hot-Dry | 0.60387 | 1 | 0 | RASS 2019 | 0 | 2012 | 0.55 | SWWH014-015
RES-WATERHEAT-FS-010.4 | Res ¦ Res Small Electric Storage Water Heater (0.92 UEF - 50 Gal) - Fuel Sub Future Baseline - Hot-Dry ¦ PG&E ¦ Hot-Dry | Res ¦ Res Small Electric Storage Water Heater (0.92 UEF - 50 Gal) - Fuel Sub Future Baseline - Hot-Dry | PG&E ¦ Hot-Dry | PG&E | All | Electric & Gas | Res electric storage WH, 50 gal (UEF = 0.92) - future baseline | Efficient | 2030 | Conventional | WaterHeat | Res - Multi Family | Res | ROB and NEW | 0 | Residential Households | water heater | 10 | DEER:Res_ClothesDishWasher | 1580 | 0.27 | 0 | eTRM SWWH014-05 | 855.64 | 2022 | 0 | 596.2 | 2022 | 0 | 0 | eTRM SWWH014-05 | Res Gas Water Heaters - Hot-Dry ¦ PG&E ¦ Hot-Dry | Res Gas Water Heaters - Hot-Dry | 0.22961 | 1 | 0 | RASS 2019 | 0 | 2012 | 0.55 | SWWH014-015
RES-WATERHEAT-FS-010.5 | Res ¦ Res Small Electric Storage Water Heater (0.92 UEF - 50 Gal) - Fuel Sub Future Baseline - Cold ¦ PG&E ¦ Cold | Res ¦ Res Small Electric Storage Water Heater (0.92 UEF - 50 Gal) - Fuel Sub Future Baseline - Cold | PG&E ¦ Cold | PG&E | All | Electric & Gas | Res electric storage WH, 50 gal (UEF = 0.92) - future baseline | Efficient | 2030 | Conventional | WaterHeat | Res - Single Family | Res | ROB and NEW | 0 | Residential Households | water heater | 10 | DEER:Res_ClothesDishWasher | 1050 | 0.237 | 0 | eTRM SWWH014-05 | 855.64 | 2022 | 0 | 596.2 | 2022 | 0 | 0 | eTRM SWWH014-05 | Res Gas Water Heaters - Cold ¦ PG&E ¦ Cold | Res Gas Water Heaters - Cold | 0.54096 | 1 | 0 | RASS 2019 | 0 | 2012 | 0.55 | SWWH014-015
RES-WATERHEAT-FS-010.6 | Res ¦ Res Small Electric Storage Water Heater (0.92 UEF - 50 Gal) - Fuel Sub Future Baseline - Cold ¦ PG&E ¦ Cold | Res ¦ Res Small Electric Storage Water Heater (0.92 UEF - 50 Gal) - Fuel Sub Future Baseline - Cold | PG&E ¦ Cold | PG&E | All | Electric & Gas | Res electric storage WH, 50 gal (UEF = 0.92) - future baseline | Efficient | 2030 | Conventional | WaterHeat | Res - Multi Family | Res | ROB and NEW | 0 | Residential Households | water heater | 10 | DEER:Res_ClothesDishWasher | 1680 | 0.298 | 0 | eTRM SWWH014-05 | 855.64 | 2022 | 0 | 596.2 | 2022 | 0 | 0 | eTRM SWWH014-05 | Res Gas Water Heaters - Cold ¦ PG&E ¦ Cold | Res Gas Water Heaters - Cold | 0.12578 | 1 | 0 | RASS 2019 | 0 | 2012 | 0.55 | SWWH014-015
RES-WATERHEAT-FS-010.7 | Res ¦ Res Small Electric Storage Water Heater (0.92 UEF - 50 Gal) - Fuel Sub Future Baseline - Marine ¦ SCG ¦ Marine | Res ¦ Res Small Electric Storage Water Heater (0.92 UEF - 50 Gal) - Fuel Sub Future Baseline - Marine | SCG ¦ Marine | SCG | All | Electric & Gas | Res electric storage WH, 50 gal (UEF = 0.92) - future baseline | Efficient | 2030 | Conventional | WaterHeat | Res - Single Family | Res | ROB and NEW | 0 | Residential Households | water heater | 10 | DEER:Res_ClothesDishWasher | 1570 | 0.307 | 0 | eTRM SWWH014-05 | 855.64 | 2022 | 0 | 596.2 | 2022 | 0 | 0 | eTRM SWWH014-05 | Res Gas Water Heaters - Marine ¦ SCG ¦ Marine | Res Gas Water Heaters - Marine | 0.59187 | 1 | 0 | RASS 2019 | 0 | 2012 | 0.55 | SWWH014-015
RES-WATERHEAT-FS-010.8 | Res ¦ Res Small Electric Storage Water Heater (0.92 UEF - 50 Gal) - Fuel Sub Future Baseline - Marine ¦ SCG ¦ Marine | Res ¦ Res Small Electric Storage Water Heater (0.92 UEF - 50 Gal) - Fuel Sub Future Baseline - Marine | SCG ¦ Marine | SCG | All | Electric & Gas | Res electric storage WH, 50 gal (UEF = 0.92) - future baseline | Efficient | 2030 | Conventional | WaterHeat | Res - Multi Family | Res | ROB and NEW | 0 | Residential Households | water heater | 10 | DEER:Res_ClothesDishWasher | 1550 | 0.311 | 0 | eTRM SWWH014-05 | 855.64 | 2022 | 0 | 596.2 | 2022 | 0 | 0 | eTRM SWWH014-05 | Res Gas Water Heaters - Marine ¦ SCG ¦ Marine | Res Gas Water Heaters - Marine | 0.21146 | 1 | 0 | RASS 2019 | 0 | 2012 | 0.55 | SWWH014-015
RES-WATERHEAT-FS-010.9 | Res ¦ Res Small Electric Storage Water Heater (0.92 UEF - 50 Gal) - Fuel Sub Future Baseline - Hot-Dry ¦ SCG ¦ Hot-Dry | Res ¦ Res Small Electric Storage Water Heater (0.92 UEF - 50 Gal) - Fuel Sub Future Baseline - Hot-Dry | SCG ¦ Hot-Dry | SCG | All | Electric & Gas | Res electric storage WH, 50 gal (UEF = 0.92) - future baseline | Efficient | 2030 | Conventional | WaterHeat | Res - Single Family | Res | ROB and NEW | 0 | Residential Households | water heater | 10 | DEER:Res_ClothesDishWasher | 1490 | 0.289 | 0 | eTRM SWWH014-05 | 855.64 | 2022 | 0 | 596.2 | 2022 | 0 | 0 | eTRM SWWH014-05 | Res Gas Water Heaters - Hot-Dry ¦ SCG ¦ Hot-Dry | Res Gas Water Heaters - Hot-Dry | 0.60414 | 1 | 0 | RASS 2019 | 0 | 2012 | 0.55 | SWWH014-015
RES-WATERHEAT-FS-010.10 | Res ¦ Res Small Electric Storage Water Heater (0.92 UEF - 50 Gal) - Fuel Sub Future Baseline - Hot-Dry ¦ SCG ¦ Hot-Dry | Res ¦ Res Small Electric Storage Water Heater (0.92 UEF - 50 Gal) - Fuel Sub Future Baseline - Hot-Dry | SCG ¦ Hot-Dry | SCG | All | Electric & Gas | Res electric storage WH, 50 gal (UEF = 0.92) - future baseline | Efficient | 2030 | Conventional | WaterHeat | Res - Multi Family | Res | ROB and NEW | 0 | Residential Households | water heater | 10 | DEER:Res_ClothesDishWasher | 1480 | 0.279 | 0 | eTRM SWWH014-05 | 855.64 | 2022 | 0 | 596.2 | 2022 | 0 | 0 | eTRM SWWH014-05 | Res Gas Water Heaters - Hot-Dry ¦ SCG ¦ Hot-Dry | Res Gas Water Heaters - Hot-Dry | 0.1769 | 1 | 0 | RASS 2019 | 0 | 2012 | 0.55 | SWWH014-015
RES-WATERHEAT-FS-010.11 | Res ¦ Res Small Electric Storage Water Heater (0.92 UEF - 50 Gal) - Fuel Sub Future Baseline - Cold ¦ SCG ¦ Cold | Res ¦ Res Small Electric Storage Water Heater (0.92 UEF - 50 Gal) - Fuel Sub Future Baseline - Cold | SCG ¦ Cold | SCG | All | Electric & Gas | Res electric storage WH, 50 gal (UEF = 0.92) - future baseline | Efficient | 2030 | Conventional | WaterHeat | Res - Single Family | Res | ROB and NEW | 0 | Residential Households | water heater | 10 | DEER:Res_ClothesDishWasher | 1050 | 0.237 | 0 | eTRM SWWH014-05 | 855.64 | 2022 | 0 | 596.2 | 2022 | 0 | 0 | eTRM SWWH014-05 | Res Gas Water Heaters - Cold ¦ SCG ¦ Cold | Res Gas Water Heaters - Cold | 0.40303 | 1 | 0 | RASS 2019 | 0 | 2012 | 0.55 | SWWH014-015
RES-WATERHEAT-FS-010.12 | Res ¦ Res Small Electric Storage Water Heater (0.92 UEF - 50 Gal) - Fuel Sub Future Baseline - Cold ¦ SCG ¦ Cold | Res ¦ Res Small Electric Storage Water Heater (0.92 UEF - 50 Gal) - Fuel Sub Future Baseline - Cold | SCG ¦ Cold | SCG | All | Electric & Gas | Res electric storage WH, 50 gal (UEF = 0.92) - future baseline | Efficient | 2030 | Conventional | WaterHeat | Res - Multi Family | Res | ROB and NEW | 0 | Residential Households | water heater | 10 | DEER:Res_ClothesDishWasher | 1680 | 0.298 | 0 | eTRM SWWH014-05 | 855.64 | 2022 | 0 | 596.2 | 2022 | 0 | 0 | eTRM SWWH014-05 | Res Gas Water Heaters - Cold ¦ SCG ¦ Cold | Res Gas Water Heaters - Cold | 0.12578 | 1 | 0 | RASS 2019 | 0 | 2012 | 0.55 | SWWH014-015
RES-WATERHEAT-FS-010.13 | Res ¦ Res Small Electric Storage Water Heater (0.92 UEF - 50 Gal) - Fuel Sub Future Baseline - Marine ¦ SDG&E ¦ Marine | Res ¦ Res Small Electric Storage Water Heater (0.92 UEF - 50 Gal) - Fuel Sub Future Baseline - Marine | SDG&E ¦ Marine | SDG&E | All | Electric & Gas | Res electric storage WH, 50 gal (UEF = 0.92) - future baseline | Efficient | 2030 | Conventional | WaterHeat | Res - Single Family | Res | ROB and NEW | 0 | Residential Households | water heater | 10 | DEER:Res_ClothesDishWasher | 1570 | 0.307 | 0 | eTRM SWWH014-05 | 855.64 | 2022 | 0 | 596.2 | 2022 | 0 | 0 | eTRM SWWH014-05 | Res Gas Water Heaters - Marine ¦ SDG&E ¦ Marine | Res Gas Water Heaters - Marine | 0.64744 | 1 | 0 | RASS 2019 | 0 | 2012 | 0.55 | SWWH014-015
RES-WATERHEAT-FS-010.14 | Res ¦ Res Small Electric Storage Water Heater (0.92 UEF - 50 Gal) - Fuel Sub Future Baseline - Marine ¦ SDG&E ¦ Marine | Res ¦ Res Small Electric Storage Water Heater (0.92 UEF - 50 Gal) - Fuel Sub Future Baseline - Marine | SDG&E ¦ Marine | SDG&E | All | Electric & Gas | Res electric storage WH, 50 gal (UEF = 0.92) - future baseline | Efficient | 2030 | Conventional | WaterHeat | Res - Multi Family | Res | ROB and NEW | 0 | Residential Households | water heater | 10 | DEER:Res_ClothesDishWasher | 1550 | 0.311 | 0 | eTRM SWWH014-05 | 855.64 | 2022 | 0 | 596.2 | 2022 | 0 | 0 | eTRM SWWH014-05 | Res Gas Water Heaters - Marine ¦ SDG&E ¦ Marine | Res Gas Water Heaters - Marine | 0.34081 | 1 | 0 | RASS 2019 | 0 | 2012 | 0.55 | SWWH014-015
RES-WATERHEAT-FS-010.15 | Res ¦ Res Small Electric Storage Water Heater (0.92 UEF - 50 Gal) - Fuel Sub Future Baseline - Hot-Dry ¦ SDG&E ¦ Hot-Dry | Res ¦ Res Small Electric Storage Water Heater (0.92 UEF - 50 Gal) - Fuel Sub Future Baseline - Hot-Dry | SDG&E ¦ Hot-Dry | SDG&E | All | Electric & Gas | Res electric storage WH, 50 gal (UEF = 0.92) - future baseline | Efficient | 2030 | Conventional | WaterHeat | Res - Single Family | Res | ROB and NEW | 0 | Residential Households | water heater | 10 | DEER:Res_ClothesDishWasher | 1570 | 0.309 | 0 | eTRM SWWH014-05 | 855.64 | 2022 | 0 | 596.2 | 2022 | 0 | 0 | eTRM SWWH014-05 | Res Gas Water Heaters - Hot-Dry ¦ SDG&E ¦ Hot-Dry | Res Gas Water Heaters - Hot-Dry | 0.6221 | 1 | 0 | RASS 2019 | 0 | 2012 | 0.55 | SWWH014-015
RES-WATERHEAT-FS-010.16 | Res ¦ Res Small Electric Storage Water Heater (0.92 UEF - 50 Gal) - Fuel Sub Future Baseline - Hot-Dry ¦ SDG&E ¦ Hot-Dry | Res ¦ Res Small Electric Storage Water Heater (0.92 UEF - 50 Gal) - Fuel Sub Future Baseline - Hot-Dry | SDG&E ¦ Hot-Dry | SDG&E | All | Electric & Gas | Res electric storage WH, 50 gal (UEF = 0.92) - future baseline | Efficient | 2030 | Conventional | WaterHeat | Res - Multi Family | Res | ROB and NEW | 0 | Residential Households | water heater | 10 | DEER:Res_ClothesDishWasher | 1540 | 0.317 | 0 | eTRM SWWH014-05 | 855.64 | 2022 | 0 | 596.2 | 2022 | 0 | 0 | eTRM SWWH014-05 | Res Gas Water Heaters - Hot-Dry ¦ SDG&E ¦ Hot-Dry | Res Gas Water Heaters - Hot-Dry | 0.218 | 1 | 0 | RASS 2019 | 0 | 2012 | 0.55 | SWWH014-015
RES-WATERHEAT-FS-13.1 | Res ¦ Res Heat Pump Water Heater (3.30 UEF - 50 Gal) - Fuel Sub - Marine ¦ PG&E ¦ Marine | Res ¦ Res Heat Pump Water Heater (3.30 UEF - 50 Gal) - Fuel Sub - Marine | PG&E ¦ Marine | PG&E | All | Electric & Gas | Res HPWH, 45 to 55 gal (UEF = 3.30) - Fuel Sub | Efficient | 0 | Conventional | WaterHeat | Res - Single Family | Res | ROB Only | 1 | Residential Households | water heater | 10 | DEER:Res_ClothesDishWasher | 0 | 0 | 0 | eTRM SWWH025-05 | 1895.3 | 2022 | 0 | 596.2 | 2022 | 0 | -48.89 | eTRM SWWH025-05 | Res Gas Water Heaters - Marine ¦ PG&E ¦ Marine | Res Gas Water Heaters - Marine | 0.59836 | 1 | 0 | RASS 2019 | 572.173 | 2032 | 1 | SWWH025-05
RES-WATERHEAT-FS-13.2 | Res ¦ Res Heat Pump Water Heater (3.30 UEF - 50 Gal) - Fuel Sub - Marine ¦ PG&E ¦ Marine | Res ¦ Res Heat Pump Water Heater (3.30 UEF - 50 Gal) - Fuel Sub - Marine | PG&E ¦ Marine | PG&E | All | Electric & Gas | Res HPWH, 45 to 55 gal (UEF = 3.30) - Fuel Sub | Efficient | 0 | Conventional | WaterHeat | Res - Multi Family | Res | ROB Only | 1 | Residential Households | water heater | 10 | DEER:Res_ClothesDishWasher | 0 | 0 | 0 | eTRM SWWH025-05 | 1895.3 | 2022 | 0 | 596.2 | 2022 | 0 | -48.89 | eTRM SWWH025-05 | Res Gas Water Heaters - Marine ¦ PG&E ¦ Marine | Res Gas Water Heaters - Marine | 0.19795 | 1 | 0 | RASS 2019 | 0 | 2012 | 1 | SWWH025-05
RES-WATERHEAT-FS-13.3 | Res ¦ Res Heat Pump Water Heater (3.30 UEF - 50 Gal) - Fuel Sub - Hot-Dry ¦ PG&E ¦ Hot-Dry | Res ¦ Res Heat Pump Water Heater (3.30 UEF - 50 Gal) - Fuel Sub - Hot-Dry | PG&E ¦ Hot-Dry | PG&E | All | Electric & Gas | Res HPWH, 45 to 55 gal (UEF = 3.30) - Fuel Sub | Efficient | 0 | Conventional | WaterHeat | Res - Single Family | Res | ROB Only | 1 | Residential Households | water heater | 10 | DEER:Res_ClothesDishWasher | 0 | 0 | 0 | eTRM SWWH025-05 | 1895.3 | 2022 | 0 | 596.2 | 2022 | 0 | -48.89 | eTRM SWWH025-05 | Res Gas Water Heaters - Hot-Dry ¦ PG&E ¦ Hot-Dry | Res Gas Water Heaters - Hot-Dry | 0.60387 | 1 | 0 | RASS 2019 | 572.173 | 2032 | 1 | SWWH025-05
RES-WATERHEAT-FS-13.4 | Res ¦ Res Heat Pump Water Heater (3.30 UEF - 50 Gal) - Fuel Sub - Hot-Dry ¦ PG&E ¦ Hot-Dry | Res ¦ Res Heat Pump Water Heater (3.30 UEF - 50 Gal) - Fuel Sub - Hot-Dry | PG&E ¦ Hot-Dry | PG&E | All | Electric & Gas | Res HPWH, 45 to 55 gal (UEF = 3.30) - Fuel Sub | Efficient | 0 | Conventional | WaterHeat | Res - Multi Family | Res | ROB Only | 1 | Residential Households | water heater | 10 | DEER:Res_ClothesDishWasher | 0 | 0 | 0 | eTRM SWWH025-05 | 1895.3 | 2022 | 0 | 596.2 | 2022 | 0 | -48.89 | eTRM SWWH025-05 | Res Gas Water Heaters - Hot-Dry ¦ PG&E ¦ Hot-Dry | Res Gas Water Heaters - Hot-Dry | 0.22961 | 1 | 0 | RASS 2019 | 0 | 2012 | 1 | SWWH025-05
RES-WATERHEAT-FS-13.5 | Res ¦ Res Heat Pump Water Heater (3.30 UEF - 50 Gal) - Fuel Sub - Cold ¦ PG&E ¦ Cold | Res ¦ Res Heat Pump Water Heater (3.30 UEF - 50 Gal) - Fuel Sub - Cold | PG&E ¦ Cold | PG&E | All | Electric & Gas | Res HPWH, 45 to 55 gal (UEF = 3.30) - Fuel Sub | Efficient | 0 | Conventional | WaterHeat | Res - Single Family | Res | ROB Only | 1 | Residential Households | water heater | 10 | DEER:Res_ClothesDishWasher | 0 | 0 | 0 | eTRM SWWH025-05 | 1895.3 | 2022 | 0 | 596.2 | 2022 | 0 | -48.89 | eTRM SWWH025-05 | Res Gas Water Heaters - Cold ¦ PG&E ¦ Cold | Res Gas Water Heaters - Cold | 0.54096 | 1 | 0 | RASS 2019 | 572.173 | 2032 | 1 | SWWH025-05
RES-WATERHEAT-FS-13.6 | Res ¦ Res Heat Pump Water Heater (3.30 UEF - 50 Gal) - Fuel Sub - Cold ¦ PG&E ¦ Cold | Res ¦ Res Heat Pump Water Heater (3.30 UEF - 50 Gal) - Fuel Sub - Cold | PG&E ¦ Cold | PG&E | All | Electric & Gas | Res HPWH, 45 to 55 gal (UEF = 3.30) - Fuel Sub | Efficient | 0 | Conventional | WaterHeat | Res - Multi Family | Res | ROB Only | 1 | Residential Households | water heater | 10 | DEER:Res_ClothesDishWasher | 0 | 0 | 0 | eTRM SWWH025-05 | 1895.3 | 2022 | 0 | 596.2 | 2022 | 0 | -48.89 | eTRM SWWH025-05 | Res Gas Water Heaters - Cold ¦ PG&E ¦ Cold | Res Gas Water Heaters - Cold | 0.12578 | 1 | 0 | RASS 2019 | 0 | 2012 | 1 | SWWH025-05
RES-WATERHEAT-FS-13.7 | Res ¦ Res Heat Pump Water Heater (3.30 UEF - 50 Gal) - Fuel Sub - Marine ¦ SCG ¦ Marine | Res ¦ Res Heat Pump Water Heater (3.30 UEF - 50 Gal) - Fuel Sub - Marine | SCG ¦ Marine | SCG | All | Electric & Gas | Res HPWH, 45 to 55 gal (UEF = 3.30) - Fuel Sub | Efficient | 0 | Conventional | WaterHeat | Res - Single Family | Res | ROB Only | 1 | Residential Households | water heater | 10 | DEER:Res_ClothesDishWasher | 0 | 0 | 0 | eTRM SWWH025-05 | 1895.3 | 2022 | 0 | 596.2 | 2022 | 0 | -48.89 | eTRM SWWH025-05 | Res Gas Water Heaters - Marine ¦ SCG ¦ Marine | Res Gas Water Heaters - Marine | 0.59187 | 1 | 0 | RASS 2019 | 572.173 | 2032 | 1 | SWWH025-05
RES-WATERHEAT-FS-13.8 | Res ¦ Res Heat Pump Water Heater (3.30 UEF - 50 Gal) - Fuel Sub - Marine ¦ SCG ¦ Marine | Res ¦ Res Heat Pump Water Heater (3.30 UEF - 50 Gal) - Fuel Sub - Marine | SCG ¦ Marine | SCG | All | Electric & Gas | Res HPWH, 45 to 55 gal (UEF = 3.30) - Fuel Sub | Efficient | 0 | Conventional | WaterHeat | Res - Multi Family | Res | ROB Only | 1 | Residential Households | water heater | 10 | DEER:Res_ClothesDishWasher | 0 | 0 | 0 | eTRM SWWH025-05 | 1895.3 | 2022 | 0 | 596.2 | 2022 | 0 | -48.89 | eTRM SWWH025-05 | Res Gas Water Heaters - Marine ¦ SCG ¦ Marine | Res Gas Water Heaters - Marine | 0.21146 | 1 | 0 | RASS 2019 | 0 | 2012 | 1 | SWWH025-05
RES-WATERHEAT-FS-13.9 | Res ¦ Res Heat Pump Water Heater (3.30 UEF - 50 Gal) - Fuel Sub - Hot-Dry ¦ SCG ¦ Hot-Dry | Res ¦ Res Heat Pump Water Heater (3.30 UEF - 50 Gal) - Fuel Sub - Hot-Dry | SCG ¦ Hot-Dry | SCG | All | Electric & Gas | Res HPWH, 45 to 55 gal (UEF = 3.30) - Fuel Sub | Efficient | 0 | Conventional | WaterHeat | Res - Single Family | Res | ROB Only | 1 | Residential Households | water heater | 10 | DEER:Res_ClothesDishWasher | 0 | 0 | 0 | eTRM SWWH025-05 | 1895.3 | 2022 | 0 | 596.2 | 2022 | 0 | -48.89 | eTRM SWWH025-05 | Res Gas Water Heaters - Hot-Dry ¦ SCG ¦ Hot-Dry | Res Gas Water Heaters - Hot-Dry | 0.60414 | 1 | 0 | RASS 2019 | 572.173 | 2032 | 1 | SWWH025-05
RES-WATERHEAT-FS-13.10 | Res ¦ Res Heat Pump Water Heater (3.30 UEF - 50 Gal) - Fuel Sub - Hot-Dry ¦ SCG ¦ Hot-Dry | Res ¦ Res Heat Pump Water Heater (3.30 UEF - 50 Gal) - Fuel Sub - Hot-Dry | SCG ¦ Hot-Dry | SCG | All | Electric & Gas | Res HPWH, 45 to 55 gal (UEF = 3.30) - Fuel Sub | Efficient | 0 | Conventional | WaterHeat | Res - Multi Family | Res | ROB Only | 1 | Residential Households | water heater | 10 | DEER:Res_ClothesDishWasher | 0 | 0 | 0 | eTRM SWWH025-05 | 1895.3 | 2022 | 0 | 596.2 | 2022 | 0 | -48.89 | eTRM SWWH025-05 | Res Gas Water Heaters - Hot-Dry ¦ SCG ¦ Hot-Dry | Res Gas Water Heaters - Hot-Dry | 0.1769 | 1 | 0 | RASS 2019 | 0 | 2012 | 1 | SWWH025-05
RES-WATERHEAT-FS-13.11 | Res ¦ Res Heat Pump Water Heater (3.30 UEF - 50 Gal) - Fuel Sub - Cold ¦ SCG ¦ Cold | Res ¦ Res Heat Pump Water Heater (3.30 UEF - 50 Gal) - Fuel Sub - Cold | SCG ¦ Cold | SCG | All | Electric & Gas | Res HPWH, 45 to 55 gal (UEF = 3.30) - Fuel Sub | Efficient | 0 | Conventional | WaterHeat | Res - Single Family | Res | ROB Only | 1 | Residential Households | water heater | 10 | DEER:Res_ClothesDishWasher | 0 | 0 | 0 | eTRM SWWH025-05 | 1895.3 | 2022 | 0 | 596.2 | 2022 | 0 | -48.89 | eTRM SWWH025-05 | Res Gas Water Heaters - Cold ¦ SCG ¦ Cold | Res Gas Water Heaters - Cold | 0.40303 | 1 | 0 | RASS 2019 | 572.173 | 2032 | 1 | SWWH025-05
RES-WATERHEAT-FS-13.12 | Res ¦ Res Heat Pump Water Heater (3.30 UEF - 50 Gal) - Fuel Sub - Cold ¦ SCG ¦ Cold | Res ¦ Res Heat Pump Water Heater (3.30 UEF - 50 Gal) - Fuel Sub - Cold | SCG ¦ Cold | SCG | All | Electric & Gas | Res HPWH, 45 to 55 gal (UEF = 3.30) - Fuel Sub | Efficient | 0 | Conventional | WaterHeat | Res - Multi Family | Res | ROB Only | 1 | Residential Households | water heater | 10 | DEER:Res_ClothesDishWasher | 0 | 0 | 0 | eTRM SWWH025-05 | 1895.3 | 2022 | 0 | 596.2 | 2022 | 0 | -48.89 | eTRM SWWH025-05 | Res Gas Water Heaters - Cold ¦ SCG ¦ Cold | Res Gas Water Heaters - Cold | 0.12578 | 1 | 0 | RASS 2019 | 0 | 2012 | 1 | SWWH025-05
RES-WATERHEAT-FS-13.13 | Res ¦ Res Heat Pump Water Heater (3.30 UEF - 50 Gal) - Fuel Sub - Marine ¦ SDG&E ¦ Marine | Res ¦ Res Heat Pump Water Heater (3.30 UEF - 50 Gal) - Fuel Sub - Marine | SDG&E ¦ Marine | SDG&E | All | Electric & Gas | Res HPWH, 45 to 55 gal (UEF = 3.30) - Fuel Sub | Efficient | 0 | Conventional | WaterHeat | Res - Single Family | Res | ROB Only | 1 | Residential Households | water heater | 10 | DEER:Res_ClothesDishWasher | 0 | 0 | 0 | eTRM SWWH025-05 | 1895.3 | 2022 | 0 | 596.2 | 2022 | 0 | -48.89 | eTRM SWWH025-05 | Res Gas Water Heaters - Marine ¦ SDG&E ¦ Marine | Res Gas Water Heaters - Marine | 0.64744 | 1 | 0 | RASS 2019 | 572.173 | 2032 | 1 | SWWH025-05
RES-WATERHEAT-FS-13.14 | Res ¦ Res Heat Pump Water Heater (3.30 UEF - 50 Gal) - Fuel Sub - Marine ¦ SDG&E ¦ Marine | Res ¦ Res Heat Pump Water Heater (3.30 UEF - 50 Gal) - Fuel Sub - Marine | SDG&E ¦ Marine | SDG&E | All | Electric & Gas | Res HPWH, 45 to 55 gal (UEF = 3.30) - Fuel Sub | Efficient | 0 | Conventional | WaterHeat | Res - Multi Family | Res | ROB Only | 1 | Residential Households | water heater | 10 | DEER:Res_ClothesDishWasher | 0 | 0 | 0 | eTRM SWWH025-05 | 1895.3 | 2022 | 0 | 596.2 | 2022 | 0 | -48.89 | eTRM SWWH025-05 | Res Gas Water Heaters - Marine ¦ SDG&E ¦ Marine | Res Gas Water Heaters - Marine | 0.34081 | 1 | 0 | RASS 2019 | 0 | 2012 | 1 | SWWH025-05
RES-WATERHEAT-FS-13.15 | Res ¦ Res Heat Pump Water Heater (3.30 UEF - 50 Gal) - Fuel Sub - Hot-Dry ¦ SDG&E ¦ Hot-Dry | Res ¦ Res Heat Pump Water Heater (3.30 UEF - 50 Gal) - Fuel Sub - Hot-Dry | SDG&E ¦ Hot-Dry | SDG&E | All | Electric & Gas | Res HPWH, 45 to 55 gal (UEF = 3.30) - Fuel Sub | Efficient | 0 | Conventional | WaterHeat | Res - Single Family | Res | ROB Only | 1 | Residential Households | water heater | 10 | DEER:Res_ClothesDishWasher | 0 | 0 | 0 | eTRM SWWH025-05 | 1895.3 | 2022 | 0 | 596.2 | 2022 | 0 | -48.89 | eTRM SWWH025-05 | Res Gas Water Heaters - Hot-Dry ¦ SDG&E ¦ Hot-Dry | Res Gas Water Heaters - Hot-Dry | 0.6221 | 1 | 0 | RASS 2019 | 572.173 | 2032 | 1 | SWWH025-05
RES-WATERHEAT-FS-13.16 | Res ¦ Res Heat Pump Water Heater (3.30 UEF - 50 Gal) - Fuel Sub - Hot-Dry ¦ SDG&E ¦ Hot-Dry | Res ¦ Res Heat Pump Water Heater (3.30 UEF - 50 Gal) - Fuel Sub - Hot-Dry | SDG&E ¦ Hot-Dry | SDG&E | All | Electric & Gas | Res HPWH, 45 to 55 gal (UEF = 3.30) - Fuel Sub | Efficient | 0 | Conventional | WaterHeat | Res - Multi Family | Res | ROB Only | 1 | Residential Households | water heater | 10 | DEER:Res_ClothesDishWasher | 0 | 0 | 0 | eTRM SWWH025-05 | 1895.3 | 2022 | 0 | 596.2 | 2022 | 0 | -48.89 | eTRM SWWH025-05 | Res Gas Water Heaters - Hot-Dry ¦ SDG&E ¦ Hot-Dry | Res Gas Water Heaters - Hot-Dry | 0.218 | 1 | 0 | RASS 2019 | 0 | 2012 | 1 | SWWH025-05
RES-WATERHEAT-FS-20.2 | Res ¦ Res Code Central Gas Water Heater (0.84 Et, 150+ kBtuh) - Marine ¦ PG&E ¦ Marine | Res ¦ Res Code Central Gas Water Heater (0.84 Et, 150+ kBtuh) - Marine | PG&E ¦ Marine | PG&E | All | Electric & Gas | Central MFm gas boiler, > 150 kBtu/hr, Et = 0.84 | Average Existing and Code | 0 | Conventional | WaterHeat | Res - Multi Family | Res | ROB and NEW | 0 | Residential Households | water heater | 10 | DEER:Res_ClothesDishWasher | 0 | 0 | 0 | eTRM SWWH028-02 | 2017.5 | 2021 | 0 | 5047.5 | 2021 | 0 | 0 | eTRM SWWH028-02 | Res Multifamily Central Gas Water Heaters - Marine ¦ PG&E ¦ Marine | Res Multifamily Central Gas Water Heaters - Marine | 0.13197 | 1 | 1 | RASS 2019, same as Res Gas Water Heater | 0 | 2012 | 1 | SWWH028-02
RES-WATERHEAT-FS-20.4 | Res ¦ Res Code Central Gas Water Heater (0.84 Et, 150+ kBtuh) - Hot-Dry ¦ PG&E ¦ Hot-Dry | Res ¦ Res Code Central Gas Water Heater (0.84 Et, 150+ kBtuh) - Hot-Dry | PG&E ¦ Hot-Dry | PG&E | All | Electric & Gas | Central MFm gas boiler, > 150 kBtu/hr, Et = 0.84 | Average Existing and Code | 0 | Conventional | WaterHeat | Res - Multi Family | Res | ROB and NEW | 0 | Residential Households | water heater | 10 | DEER:Res_ClothesDishWasher | 0 | 0 | 0 | eTRM SWWH028-02 | 2017.5 | 2021 | 0 | 5047.5 | 2021 | 0 | 0 | eTRM SWWH028-02 | Res Multifamily Central Gas Water Heaters - Hot-Dry ¦ PG&E ¦ Hot-Dry | Res Multifamily Central Gas Water Heaters - Hot-Dry | 0.15307 | 1 | 1 | RASS 2019, same as Res Gas Water Heater | 0 | 2012 | 1 | SWWH028-02
RES-WATERHEAT-FS-20.6 | Res ¦ Res Code Central Gas Water Heater (0.84 Et, 150+ kBtuh) - Cold ¦ PG&E ¦ Cold | Res ¦ Res Code Central Gas Water Heater (0.84 Et, 150+ kBtuh) - Cold | PG&E ¦ Cold | PG&E | All | Electric & Gas | Central MFm gas boiler, > 150 kBtu/hr, Et = 0.84 | Average Existing and Code | 0 | Conventional | WaterHeat | Res - Multi Family | Res | ROB and NEW | 0 | Residential Households | water heater | 10 | DEER:Res_ClothesDishWasher | 0 | 0 | 0 | eTRM SWWH028-02 | 2017.5 | 2021 | 0 | 5047.5 | 2021 | 0 | 0 | eTRM SWWH028-02 | Res Multifamily Central Gas Water Heaters - Cold ¦ PG&E ¦ Cold | Res Multifamily Central Gas Water Heaters - Cold | 0.083851 | 1 | 1 | RASS 2019, same as Res Gas Water Heater | 0 | 2012 | 1 | SWWH028-02
RES-WATERHEAT-FS-20.8 | Res ¦ Res Code Central Gas Water Heater (0.84 Et, 150+ kBtuh) - Marine ¦ SCG ¦ Marine | Res ¦ Res Code Central Gas Water Heater (0.84 Et, 150+ kBtuh) - Marine | SCG ¦ Marine | SCG | All | Electric & Gas | Central MFm gas boiler, > 150 kBtu/hr, Et = 0.84 | Average Existing and Code | 0 | Conventional | WaterHeat | Res - Multi Family | Res | ROB and NEW | 0 | Residential Households | water heater | 10 | DEER:Res_ClothesDishWasher | 0 | 0 | 0 | eTRM SWWH028-02 | 2017.5 | 2021 | 0 | 5047.5 | 2021 | 0 | 0 | eTRM SWWH028-02 | Res Multifamily Central Gas Water Heaters - Marine ¦ SCG ¦ Marine | Res Multifamily Central Gas Water Heaters - Marine | 0.14533 | 1 | 1 | RASS 2019, same as Res Gas Water Heater | 0 | 2012 | 1 | SWWH028-02
RES-WATERHEAT-FS-20.10 | Res ¦ Res Code Central Gas Water Heater (0.84 Et, 150+ kBtuh) - Hot-Dry ¦ SCG ¦ Hot-Dry | Res ¦ Res Code Central Gas Water Heater (0.84 Et, 150+ kBtuh) - Hot-Dry | SCG ¦ Hot-Dry | SCG | All | Electric & Gas | Central MFm gas boiler, > 150 kBtu/hr, Et = 0.84 | Average Existing and Code | 0 | Conventional | WaterHeat | Res - Multi Family | Res | ROB and NEW | 0 | Residential Households | water heater | 10 | DEER:Res_ClothesDishWasher | 0 | 0 | 0 | eTRM SWWH028-02 | 2017.5 | 2021 | 0 | 5047.5 | 2021 | 0 | 0 | eTRM SWWH028-02 | Res Multifamily Central Gas Water Heaters - Hot-Dry ¦ SCG ¦ Hot-Dry | Res Multifamily Central Gas Water Heaters - Hot-Dry | 0.11793 | 1 | 1 | RASS 2019, same as Res Gas Water Heater | 0 | 2012 | 1 | SWWH028-02
RES-WATERHEAT-FS-20.12 | Res ¦ Res Code Central Gas Water Heater (0.84 Et, 150+ kBtuh) - Cold ¦ SCG ¦ Cold | Res ¦ Res Code Central Gas Water Heater (0.84 Et, 150+ kBtuh) - Cold | SCG ¦ Cold | SCG | All | Electric & Gas | Central MFm gas boiler, > 150 kBtu/hr, Et = 0.84 | Average Existing and Code | 0 | Conventional | WaterHeat | Res - Multi Family | Res | ROB and NEW | 0 | Residential Households | water heater | 10 | DEER:Res_ClothesDishWasher | 0 | 0 | 0 | eTRM SWWH028-02 | 2017.5 | 2021 | 0 | 5047.5 | 2021 | 0 | 0 | eTRM SWWH028-02 | Res Multifamily Central Gas Water Heaters - Cold ¦ SCG ¦ Cold | Res Multifamily Central Gas Water Heaters - Cold | 0.083851 | 1 | 1 | RASS 2019, same as Res Gas Water Heater | 0 | 2012 | 1 | SWWH028-02
RES-WATERHEAT-FS-20.14 | Res ¦ Res Code Central Gas Water Heater (0.84 Et, 150+ kBtuh) - Marine ¦ SDG&E ¦ Marine | Res ¦ Res Code Central Gas Water Heater (0.84 Et, 150+ kBtuh) - Marine | SDG&E ¦ Marine | SDG&E | All | Electric & Gas | Central MFm gas boiler, > 150 kBtu/hr, Et = 0.84 | Average Existing and Code | 0 | Conventional | WaterHeat | Res - Multi Family | Res | ROB and NEW | 0 | Residential Households | water heater | 10 | DEER:Res_ClothesDishWasher | 0 | 0 | 0 | eTRM SWWH028-02 | 2017.5 | 2021 | 0 | 5047.5 | 2021 | 0 | 0 | eTRM SWWH028-02 | Res Multifamily Central Gas Water Heaters - Marine ¦ SDG&E ¦ Marine | Res Multifamily Central Gas Water Heaters - Marine | 0.22721 | 1 | 1 | RASS 2019, same as Res Gas Water Heater | 0 | 2012 | 1 | SWWH028-02
RES-WATERHEAT-FS-20.16 | Res ¦ Res Code Central Gas Water Heater (0.84 Et, 150+ kBtuh) - Hot-Dry ¦ SDG&E ¦ Hot-Dry | Res ¦ Res Code Central Gas Water Heater (0.84 Et, 150+ kBtuh) - Hot-Dry | SDG&E ¦ Hot-Dry | SDG&E | All | Electric & Gas | Central MFm gas boiler, > 150 kBtu/hr, Et = 0.84 | Average Existing and Code | 0 | Conventional | WaterHeat | Res - Multi Family | Res | ROB and NEW | 0 | Residential Households | water heater | 10 | DEER:Res_ClothesDishWasher | 0 | 0 | 0 | eTRM SWWH028-02 | 2017.5 | 2021 | 0 | 5047.5 | 2021 | 0 | 0 | eTRM SWWH028-02 | Res Multifamily Central Gas Water Heaters - Hot-Dry ¦ SDG&E ¦ Hot-Dry | Res Multifamily Central Gas Water Heaters - Hot-Dry | 0.14098 | 1 | 1 | RASS 2019, same as Res Gas Water Heater | 0 | 2012 | 1 | SWWH028-02
RES-WATERHEAT-FS-21.2 | Res ¦ Res Central Heat Pump Water Heater (3.00 COP, 150+ kBtuh) - Fuel Sub - Marine ¦ PG&E ¦ Marine | Res ¦ Res Central Heat Pump Water Heater (3.00 COP, 150+ kBtuh) - Fuel Sub - Marine | PG&E ¦ Marine | PG&E | All | Electric & Gas | MFm central HPWH system, >150 kBtu/hr (COP = 3.00) | Efficient | 2030 | Conventional | WaterHeat | Res - Multi Family | Res | ROB Only | 1 | Residential Households | water heater | 10 | DEER:Res_ClothesDishWasher | 13800 | 0 | -9930 | eTRM SWWH028-02 | 89653.5 | 2021 | 0 | 4723.5 | 2021 | 0 | -589.5 | eTRM SWWH028-02 | Res Multifamily Central Gas Water Heaters - Marine ¦ PG&E ¦ Marine | Res Multifamily Central Gas Water Heaters - Marine | 0.13197 | 1 | 0 | RASS 2019, same as Res Gas Water Heater | 0 | 2012 | 1 | SWWH028-02
RES-WATERHEAT-FS-21.4 | Res ¦ Res Central Heat Pump Water Heater (3.00 COP, 150+ kBtuh) - Fuel Sub - Hot-Dry ¦ PG&E ¦ Hot-Dry | Res ¦ Res Central Heat Pump Water Heater (3.00 COP, 150+ kBtuh) - Fuel Sub - Hot-Dry | PG&E ¦ Hot-Dry | PG&E | All | Electric & Gas | MFm central HPWH system, >150 kBtu/hr (COP = 3.00) | Efficient | 2030 | Conventional | WaterHeat | Res - Multi Family | Res | ROB Only | 1 | Residential Households | water heater | 10 | DEER:Res_ClothesDishWasher | 13770 | 0 | -9210 | eTRM SWWH028-02 | 89653.5 | 2021 | 0 | 4723.5 | 2021 | 0 | -589.5 | eTRM SWWH028-02 | Res Multifamily Central Gas Water Heaters - Hot-Dry ¦ PG&E ¦ Hot-Dry | Res Multifamily Central Gas Water Heaters - Hot-Dry | 0.15307 | 1 | 0 | RASS 2019, same as Res Gas Water Heater | 0 | 2012 | 1 | SWWH028-02
RES-WATERHEAT-FS-21.6 | Res ¦ Res Central Heat Pump Water Heater (3.00 COP, 150+ kBtuh) - Fuel Sub - Cold ¦ PG&E ¦ Cold | Res ¦ Res Central Heat Pump Water Heater (3.00 COP, 150+ kBtuh) - Fuel Sub - Cold | PG&E ¦ Cold | PG&E | All | Electric & Gas | MFm central HPWH system, >150 kBtu/hr (COP = 3.00) | Efficient | 2030 | Conventional | WaterHeat | Res - Multi Family | Res | ROB Only | 1 | Residential Households | water heater | 10 | DEER:Res_ClothesDishWasher | 21750 | 0 | -10005 | eTRM SWWH028-02 | 89653.5 | 2021 | 0 | 4723.5 | 2021 | 0 | -589.5 | eTRM SWWH028-02 | Res Multifamily Central Gas Water Heaters - Cold ¦ PG&E ¦ Cold | Res Multifamily Central Gas Water Heaters - Cold | 0.083851 | 1 | 0 | RASS 2019, same as Res Gas Water Heater | 0 | 2012 | 1 | SWWH028-02
RES-WATERHEAT-FS-21.8 | Res ¦ Res Central Heat Pump Water Heater (3.00 COP, 150+ kBtuh) - Fuel Sub - Marine ¦ SCG ¦ Marine | Res ¦ Res Central Heat Pump Water Heater (3.00 COP, 150+ kBtuh) - Fuel Sub - Marine | SCG ¦ Marine | SCG | All | Electric & Gas | MFm central HPWH system, >150 kBtu/hr (COP = 3.00) | Efficient | 2030 | Conventional | WaterHeat | Res - Multi Family | Res | ROB Only | 1 | Residential Households | water heater | 10 | DEER:Res_ClothesDishWasher | 12465 | 0 | -9090 | eTRM SWWH028-02 | 89653.5 | 2021 | 0 | 4723.5 | 2021 | 0 | -589.5 | eTRM SWWH028-02 | Res Multifamily Central Gas Water Heaters - Marine ¦ SCG ¦ Marine | Res Multifamily Central Gas Water Heaters - Marine | 0.14533 | 1 | 0 | RASS 2019, same as Res Gas Water Heater | 0 | 2012 | 1 | SWWH028-02
RES-WATERHEAT-FS-21.10 | Res ¦ Res Central Heat Pump Water Heater (3.00 COP, 150+ kBtuh) - Fuel Sub - Hot-Dry ¦ SCG ¦ Hot-Dry | Res ¦ Res Central Heat Pump Water Heater (3.00 COP, 150+ kBtuh) - Fuel Sub - Hot-Dry | SCG ¦ Hot-Dry | SCG | All | Electric & Gas | MFm central HPWH system, >150 kBtu/hr (COP = 3.00) | Efficient | 2030 | Conventional | WaterHeat | Res - Multi Family | Res | ROB Only | 1 | Residential Households | water heater | 10 | DEER:Res_ClothesDishWasher | 12255 | 0 | -8085 | eTRM SWWH028-02 | 89653.5 | 2021 | 0 | 4723.5 | 2021 | 0 | -589.5 | eTRM SWWH028-02 | Res Multifamily Central Gas Water Heaters - Hot-Dry ¦ SCG ¦ Hot-Dry | Res Multifamily Central Gas Water Heaters - Hot-Dry | 0.11793 | 1 | 0 | RASS 2019, same as Res Gas Water Heater | 0 | 2012 | 1 | SWWH028-02
RES-WATERHEAT-FS-21.12 | Res ¦ Res Central Heat Pump Water Heater (3.00 COP, 150+ kBtuh) - Fuel Sub - Cold ¦ SCG ¦ Cold | Res ¦ Res Central Heat Pump Water Heater (3.00 COP, 150+ kBtuh) - Fuel Sub - Cold | SCG ¦ Cold | SCG | All | Electric & Gas | MFm central HPWH system, >150 kBtu/hr (COP = 3.00) | Efficient | 2030 | Conventional | WaterHeat | Res - Multi Family | Res | ROB Only | 1 | Residential Households | water heater | 10 | DEER:Res_ClothesDishWasher | 21750 | 0 | -10005 | eTRM SWWH028-02 | 89653.5 | 2021 | 0 | 4723.5 | 2021 | 0 | -589.5 | eTRM SWWH028-02 | Res Multifamily Central Gas Water Heaters - Cold ¦ SCG ¦ Cold | Res Multifamily Central Gas Water Heaters - Cold | 0.083851 | 1 | 0 | RASS 2019, same as Res Gas Water Heater | 0 | 2012 | 1 | SWWH028-02
RES-WATERHEAT-FS-21.14 | Res ¦ Res Central Heat Pump Water Heater (3.00 COP, 150+ kBtuh) - Fuel Sub - Marine ¦ SDG&E ¦ Marine | Res ¦ Res Central Heat Pump Water Heater (3.00 COP, 150+ kBtuh) - Fuel Sub - Marine | SDG&E ¦ Marine | SDG&E | All | Electric & Gas | MFm central HPWH system, >150 kBtu/hr (COP = 3.00) | Efficient | 2030 | Conventional | WaterHeat | Res - Multi Family | Res | ROB Only | 1 | Residential Households | water heater | 10 | DEER:Res_ClothesDishWasher | 12465 | 0 | -9090 | eTRM SWWH028-02 | 89653.5 | 2021 | 0 | 4723.5 | 2021 | 0 | -589.5 | eTRM SWWH028-02 | Res Multifamily Central Gas Water Heaters - Marine ¦ SDG&E ¦ Marine | Res Multifamily Central Gas Water Heaters - Marine | 0.22721 | 1 | 0 | RASS 2019, same as Res Gas Water Heater | 0 | 2012 | 1 | SWWH028-02
RES-WATERHEAT-FS-21.16 | Res ¦ Res Central Heat Pump Water Heater (3.00 COP, 150+ kBtuh) - Fuel Sub - Hot-Dry ¦ SDG&E ¦ Hot-Dry | Res ¦ Res Central Heat Pump Water Heater (3.00 COP, 150+ kBtuh) - Fuel Sub - Hot-Dry | SDG&E ¦ Hot-Dry | SDG&E | All | Electric & Gas | MFm central HPWH system, >150 kBtu/hr (COP = 3.00) | Efficient | 2030 | Conventional | WaterHeat | Res - Multi Family | Res | ROB Only | 1 | Residential Households | water heater | 10 | DEER:Res_ClothesDishWasher | 12420 | 0 | -8820 | eTRM SWWH028-02 | 89653.5 | 2021 | 0 | 4723.5 | 2021 | 0 | -589.5 | eTRM SWWH028-02 | Res Multifamily Central Gas Water Heaters - Hot-Dry ¦ SDG&E ¦ Hot-Dry | Res Multifamily Central Gas Water Heaters - Hot-Dry | 0.14098 | 1 | 0 | RASS 2019, same as Res Gas Water Heater | 0 | 2012 | 1 | SWWH028-02
RES-WHOLEBLG-10.1 | Res ¦ Res Title 24 2016 Code - Marine ¦ PG&E ¦ Marine | Res ¦ Res Title 24 2016 Code - Marine | PG&E ¦ Marine | PG&E | All | Electric & Gas | Res - Single Family ¦ CZ03 | Average Existing and Code | 0 | Conventional | WholeBlg | Res - Single Family | Res | NEW Only | 0 | Residential Households | Residential Houshold | 12 | DEER:Res_BldgShell_Ins | 4255.6046 | 0.67362 | 369.7935 | CBECC-Res 2016 | 5711.78 | 2013 | 0 | 0 | 2013 | 0 | 0 | CEC 2016 Title 24 Impact Study | Res Building Standards - Marine ¦ PG&E ¦ Marine | Res Building Standards - Marine | 1 | 1 | 0.996 | Guidehouse 2021 Assumption | 0 | 2012 | 0.8
RES-WHOLEBLG-10.2 | Res ¦ Res Title 24 2016 Code - Marine ¦ PG&E ¦ Marine | Res ¦ Res Title 24 2016 Code - Marine | PG&E ¦ Marine | PG&E | All | Electric & Gas | Res - Multi Family ¦ CZ03 | Average Existing and Code | 0 | Conventional | WholeBlg | Res - Multi Family | Res | NEW Only | 0 | Residential Households | Residential Houshold | 12 | DEER:Res_BldgShell_Ins | 2831.7072 | 0.49212 | 146.4704 | CBECC-Res 2016 | 2691.13 | 2013 | 0 | 0 | 2013 | 0 | 0 | CEC 2016 Title 24 Impact Study | Res Building Standards - Marine ¦ PG&E ¦ Marine | Res Building Standards - Marine | 1 | 1 | 0.996 | Guidehouse 2021 Assumption | 0 | 2012 | 0.8
RES-WHOLEBLG-10.3 | Res ¦ Res Title 24 2016 Code - Hot-Dry ¦ PG&E ¦ Hot-Dry | Res ¦ Res Title 24 2016 Code - Hot-Dry | PG&E ¦ Hot-Dry | PG&E | All | Electric & Gas | Res - Single Family ¦ CZ12 | Average Existing and Code | 0 | Conventional | WholeBlg | Res - Single Family | Res | NEW Only | 0 | Residential Households | Residential Houshold | 12 | DEER:Res_BldgShell_Ins | 4525.4272 | 1.4181 | 391.5409 | CBECC-Res 2016 | 5711.78 | 2013 | 0 | 0 | 2013 | 0 | 0 | CEC 2016 Title 24 Impact Study | Res Building Standards - Hot-Dry ¦ PG&E ¦ Hot-Dry | Res Building Standards - Hot-Dry | 1 | 1 | 0.996 | Guidehouse 2021 Assumption | 0 | 2012 | 0.8
RES-WHOLEBLG-10.4 | Res ¦ Res Title 24 2016 Code - Hot-Dry ¦ PG&E ¦ Hot-Dry | Res ¦ Res Title 24 2016 Code - Hot-Dry | PG&E ¦ Hot-Dry | PG&E | All | Electric & Gas | Res - Multi Family ¦ CZ12 | Average Existing and Code | 0 | Conventional | WholeBlg | Res - Multi Family | Res | NEW Only | 0 | Residential Households | Residential Houshold | 12 | DEER:Res_BldgShell_Ins | 3182.8296 | 1.1695 | 158.6788 | CBECC-Res 2016 | 2691.13 | 2013 | 0 | 0 | 2013 | 0 | 0 | CEC 2016 Title 24 Impact Study | Res Building Standards - Hot-Dry ¦ PG&E ¦ Hot-Dry | Res Building Standards - Hot-Dry | 1 | 1 | 0.996 | Guidehouse 2021 Assumption | 0 | 2012 | 0.8
RES-WHOLEBLG-10.5 | Res ¦ Res Title 24 2016 Code - Cold ¦ PG&E ¦ Cold | Res ¦ Res Title 24 2016 Code - Cold | PG&E ¦ Cold | PG&E | All | Electric & Gas | Res - Single Family ¦ CZ16 | Average Existing and Code | 0 | Conventional | WholeBlg | Res - Single Family | Res | NEW Only | 0 | Residential Households | Residential Houshold | 12 | DEER:Res_BldgShell_Ins | 4475.6351 | 0.88472 | 613.0753 | CBECC-Res 2016 | 5711.78 | 2013 | 0 | 0 | 2013 | 0 | 0 | CEC 2016 Title 24 Impact Study | Res Building Standards - Cold ¦ PG&E ¦ Cold | Res Building Standards - Cold | 1 | 1 | 0.996 | Guidehouse 2021 Assumption | 0 | 2012 | 0.8
RES-WHOLEBLG-10.6 | Res ¦ Res Title 24 2016 Code - Cold ¦ PG&E ¦ Cold | Res ¦ Res Title 24 2016 Code - Cold | PG&E ¦ Cold | PG&E | All | Electric & Gas | Res - Multi Family ¦ CZ16 | Average Existing and Code | 0 | Conventional | WholeBlg | Res - Multi Family | Res | NEW Only | 0 | Residential Households | Residential Houshold | 12 | DEER:Res_BldgShell_Ins | 3063.7196 | 0.82356 | 229.1411 | CBECC-Res 2016 | 2691.13 | 2013 | 0 | 0 | 2013 | 0 | 0 | CEC 2016 Title 24 Impact Study | Res Building Standards - Cold ¦ PG&E ¦ Cold | Res Building Standards - Cold | 1 | 1 | 0.996 | Guidehouse 2021 Assumption | 0 | 2012 | 0.8
RES-WHOLEBLG-10.7 | Res ¦ Res Title 24 2016 Code - Marine ¦ SCE ¦ Marine | Res ¦ Res Title 24 2016 Code - Marine | SCE ¦ Marine | SCE | All | Electric & Gas | Res - Single Family ¦ CZ06 | Average Existing and Code | 0 | Conventional | WholeBlg | Res - Single Family | Res | NEW Only | 0 | Residential Households | Residential Houshold | 12 | DEER:Res_BldgShell_Ins | 4249.3803 | 0.83746 | 253.2344 | CBECC-Res 2016 | 5711.78 | 2013 | 0 | 0 | 2013 | 0 | 0 | CEC 2016 Title 24 Impact Study | Res Building Standards - Marine ¦ SCE ¦ Marine | Res Building Standards - Marine | 1 | 1 | 0.996 | Guidehouse 2021 Assumption | 0 | 2012 | 0.8
RES-WHOLEBLG-10.8 | Res ¦ Res Title 24 2016 Code - Marine ¦ SCE ¦ Marine | Res ¦ Res Title 24 2016 Code - Marine | SCE ¦ Marine | SCE | All | Electric & Gas | Res - Multi Family ¦ CZ06 | Average Existing and Code | 0 | Conventional | WholeBlg | Res - Multi Family | Res | NEW Only | 0 | Residential Households | Residential Houshold | 12 | DEER:Res_BldgShell_Ins | 2913.014 | 0.66316 | 124.6681 | CBECC-Res 2016 | 2691.13 | 2013 | 0 | 0 | 2013 | 0 | 0 | CEC 2016 Title 24 Impact Study | Res Building Standards - Marine ¦ SCE ¦ Marine | Res Building Standards - Marine | 1 | 1 | 0.996 | Guidehouse 2021 Assumption | 0 | 2012 | 0.8
RES-WHOLEBLG-10.9 | Res ¦ Res Title 24 2016 Code - Hot-Dry ¦ SCE ¦ Hot-Dry | Res ¦ Res Title 24 2016 Code - Hot-Dry | SCE ¦ Hot-Dry | SCE | All | Electric & Gas | Res - Single Family ¦ CZ08 | Average Existing and Code | 0 | Conventional | WholeBlg | Res - Single Family | Res | NEW Only | 0 | Residential Households | Residential Houshold | 12 | DEER:Res_BldgShell_Ins | 4381.1243 | 1.1152 | 207.5677 | CBECC-Res 2016 | 5711.78 | 2013 | 0 | 0 | 2013 | 0 | 0 | CEC 2016 Title 24 Impact Study | Res Building Standards - Hot-Dry ¦ SCE ¦ Hot-Dry | Res Building Standards - Hot-Dry | 1 | 1 | 0.996 | Guidehouse 2021 Assumption | 0 | 2012 | 0.8
RES-WHOLEBLG-10.10 | Res ¦ Res Title 24 2016 Code - Hot-Dry ¦ SCE ¦ Hot-Dry | Res ¦ Res Title 24 2016 Code - Hot-Dry | SCE ¦ Hot-Dry | SCE | All | Electric & Gas | Res - Multi Family ¦ CZ08 | Average Existing and Code | 0 | Conventional | WholeBlg | Res - Multi Family | Res | NEW Only | 0 | Residential Households | Residential Houshold | 12 | DEER:Res_BldgShell_Ins | 3130.3408 | 0.96641 | 119.4211 | CBECC-Res 2016 | 2691.13 | 2013 | 0 | 0 | 2013 | 0 | 0 | CEC 2016 Title 24 Impact Study | Res Building Standards - Hot-Dry ¦ SCE ¦ Hot-Dry | Res Building Standards - Hot-Dry | 1 | 1 | 0.996 | Guidehouse 2021 Assumption | 0 | 2012 | 0.8
RES-WHOLEBLG-10.11 | Res ¦ Res Title 24 2016 Code - Cold ¦ SCE ¦ Cold | Res ¦ Res Title 24 2016 Code - Cold | SCE ¦ Cold | SCE | All | Electric & Gas | Res - Single Family ¦ CZ16 | Average Existing and Code | 0 | Conventional | WholeBlg | Res - Single Family | Res | NEW Only | 0 | Residential Households | Residential Houshold | 12 | DEER:Res_BldgShell_Ins | 4475.6351 | 0.88472 | 613.0753 | CBECC-Res 2016 | 5711.78 | 2013 | 0 | 0 | 2013 | 0 | 0 | CEC 2016 Title 24 Impact Study | Res Building Standards - Cold ¦ SCE ¦ Cold | Res Building Standards - Cold | 1 | 1 | 0.996 | Guidehouse 2021 Assumption | 0 | 2012 | 0.8
RES-WHOLEBLG-10.12 | Res ¦ Res Title 24 2016 Code - Cold ¦ SCE ¦ Cold | Res ¦ Res Title 24 2016 Code - Cold | SCE ¦ Cold | SCE | All | Electric & Gas | Res - Multi Family ¦ CZ16 | Average Existing and Code | 0 | Conventional | WholeBlg | Res - Multi Family | Res | NEW Only | 0 | Residential Households | Residential Houshold | 12 | DEER:Res_BldgShell_Ins | 3063.7196 | 0.82356 | 229.1411 | CBECC-Res 2016 | 2691.13 | 2013 | 0 | 0 | 2013 | 0 | 0 | CEC 2016 Title 24 Impact Study | Res Building Standards - Cold ¦ SCE ¦ Cold | Res Building Standards - Cold | 1 | 1 | 0.996 | Guidehouse 2021 Assumption | 0 | 2012 | 0.8
RES-WHOLEBLG-10.13 | Res ¦ Res Title 24 2016 Code - Marine ¦ SCG ¦ Marine | Res ¦ Res Title 24 2016 Code - Marine | SCG ¦ Marine | SCG | All | Electric & Gas | Res - Single Family ¦ CZ06 | Average Existing and Code | 0 | Conventional | WholeBlg | Res - Single Family | Res | NEW Only | 0 | Residential Households | Residential Houshold | 12 | DEER:Res_BldgShell_Ins | 4249.3803 | 0.83746 | 253.2344 | CBECC-Res 2016 | 5711.78 | 2013 | 0 | 0 | 2013 | 0 | 0 | CEC 2016 Title 24 Impact Study | Res Building Standards - Marine ¦ SCG ¦ Marine | Res Building Standards - Marine | 1 | 1 | 0.996 | Guidehouse 2021 Assumption | 0 | 2012 | 0.8
RES-WHOLEBLG-10.14 | Res ¦ Res Title 24 2016 Code - Marine ¦ SCG ¦ Marine | Res ¦ Res Title 24 2016 Code - Marine | SCG ¦ Marine | SCG | All | Electric & Gas | Res - Multi Family ¦ CZ06 | Average Existing and Code | 0 | Conventional | WholeBlg | Res - Multi Family | Res | NEW Only | 0 | Residential Households | Residential Houshold | 12 | DEER:Res_BldgShell_Ins | 2913.014 | 0.66316 | 124.6681 | CBECC-Res 2016 | 2691.13 | 2013 | 0 | 0 | 2013 | 0 | 0 | CEC 2016 Title 24 Impact Study | Res Building Standards - Marine ¦ SCG ¦ Marine | Res Building Standards - Marine | 1 | 1 | 0.996 | Guidehouse 2021 Assumption | 0 | 2012 | 0.8
RES-WHOLEBLG-10.15 | Res ¦ Res Title 24 2016 Code - Hot-Dry ¦ SCG ¦ Hot-Dry | Res ¦ Res Title 24 2016 Code - Hot-Dry | SCG ¦ Hot-Dry | SCG | All | Electric & Gas | Res - Single Family ¦ CZ08 | Average Existing and Code | 0 | Conventional | WholeBlg | Res - Single Family | Res | NEW Only | 0 | Residential Households | Residential Houshold | 12 | DEER:Res_BldgShell_Ins | 4381.1243 | 1.1152 | 207.5677 | CBECC-Res 2016 | 5711.78 | 2013 | 0 | 0 | 2013 | 0 | 0 | CEC 2016 Title 24 Impact Study | Res Building Standards - Hot-Dry ¦ SCG ¦ Hot-Dry | Res Building Standards - Hot-Dry | 1 | 1 | 0.996 | Guidehouse 2021 Assumption | 0 | 2012 | 0.8
RES-WHOLEBLG-10.16 | Res ¦ Res Title 24 2016 Code - Hot-Dry ¦ SCG ¦ Hot-Dry | Res ¦ Res Title 24 2016 Code - Hot-Dry | SCG ¦ Hot-Dry | SCG | All | Electric & Gas | Res - Multi Family ¦ CZ08 | Average Existing and Code | 0 | Conventional | WholeBlg | Res - Multi Family | Res | NEW Only | 0 | Residential Households | Residential Houshold | 12 | DEER:Res_BldgShell_Ins | 3130.3408 | 0.96641 | 119.4211 | CBECC-Res 2016 | 2691.13 | 2013 | 0 | 0 | 2013 | 0 | 0 | CEC 2016 Title 24 Impact Study | Res Building Standards - Hot-Dry ¦ SCG ¦ Hot-Dry | Res Building Standards - Hot-Dry | 1 | 1 | 0.996 | Guidehouse 2021 Assumption | 0 | 2012 | 0.8
RES-WHOLEBLG-10.17 | Res ¦ Res Title 24 2016 Code - Cold ¦ SCG ¦ Cold | Res ¦ Res Title 24 2016 Code - Cold | SCG ¦ Cold | SCG | All | Electric & Gas | Res - Single Family ¦ CZ16 | Average Existing and Code | 0 | Conventional | WholeBlg | Res - Single Family | Res | NEW Only | 0 | Residential Households | Residential Houshold | 12 | DEER:Res_BldgShell_Ins | 4475.6351 | 0.88472 | 613.0753 | CBECC-Res 2016 | 5711.78 | 2013 | 0 | 0 | 2013 | 0 | 0 | CEC 2016 Title 24 Impact Study | Res Building Standards - Cold ¦ SCG ¦ Cold | Res Building Standards - Cold | 1 | 1 | 0.996 | Guidehouse 2021 Assumption | 0 | 2012 | 0.8
RES-WHOLEBLG-10.18 | Res ¦ Res Title 24 2016 Code - Cold ¦ SCG ¦ Cold | Res ¦ Res Title 24 2016 Code - Cold | SCG ¦ Cold | SCG | All | Electric & Gas | Res - Multi Family ¦ CZ16 | Average Existing and Code | 0 | Conventional | WholeBlg | Res - Multi Family | Res | NEW Only | 0 | Residential Households | Residential Houshold | 12 | DEER:Res_BldgShell_Ins | 3063.7196 | 0.82356 | 229.1411 | CBECC-Res 2016 | 2691.13 | 2013 | 0 | 0 | 2013 | 0 | 0 | CEC 2016 Title 24 Impact Study | Res Building Standards - Cold ¦ SCG ¦ Cold | Res Building Standards - Cold | 1 | 1 | 0.996 | Guidehouse 2021 Assumption | 0 | 2012 | 0.8
RES-WHOLEBLG-10.19 | Res ¦ Res Title 24 2016 Code - Marine ¦ SDG&E ¦ Marine | Res ¦ Res Title 24 2016 Code - Marine | SDG&E ¦ Marine | SDG&E | All | Electric & Gas | Res - Single Family ¦ CZ06 | Average Existing and Code | 0 | Conventional | WholeBlg | Res - Single Family | Res | NEW Only | 0 | Residential Households | Residential Houshold | 12 | DEER:Res_BldgShell_Ins | 4249.3803 | 0.83746 | 253.2344 | CBECC-Res 2016 | 5711.78 | 2013 | 0 | 0 | 2013 | 0 | 0 | CEC 2016 Title 24 Impact Study | Res Building Standards - Marine ¦ SDG&E ¦ Marine | Res Building Standards - Marine | 1 | 1 | 0.996 | Guidehouse 2021 Assumption | 0 | 2012 | 0.8
RES-WHOLEBLG-10.20 | Res ¦ Res Title 24 2016 Code - Marine ¦ SDG&E ¦ Marine | Res ¦ Res Title 24 2016 Code - Marine | SDG&E ¦ Marine | SDG&E | All | Electric & Gas | Res - Multi Family ¦ CZ06 | Average Existing and Code | 0 | Conventional | WholeBlg | Res - Multi Family | Res | NEW Only | 0 | Residential Households | Residential Houshold | 12 | DEER:Res_BldgShell_Ins | 2913.014 | 0.66316 | 124.6681 | CBECC-Res 2016 | 2691.13 | 2013 | 0 | 0 | 2013 | 0 | 0 | CEC 2016 Title 24 Impact Study | Res Building Standards - Marine ¦ SDG&E ¦ Marine | Res Building Standards - Marine | 1 | 1 | 0.996 | Guidehouse 2021 Assumption | 0 | 2012 | 0.8
RES-WHOLEBLG-10.21 | Res ¦ Res Title 24 2016 Code - Hot-Dry ¦ SDG&E ¦ Hot-Dry | Res ¦ Res Title 24 2016 Code - Hot-Dry | SDG&E ¦ Hot-Dry | SDG&E | All | Electric & Gas | Res - Single Family ¦ CZ07 | Average Existing and Code | 0 | Conventional | WholeBlg | Res - Single Family | Res | NEW Only | 0 | Residential Households | Residential Houshold | 12 | DEER:Res_BldgShell_Ins | 4194.375 | 0.68076 | 199.5086 | CBECC-Res 2016 | 5711.78 | 2013 | 0 | 0 | 2013 | 0 | 0 | CEC 2016 Title 24 Impact Study | Res Building Standards - Hot-Dry ¦ SDG&E ¦ Hot-Dry | Res Building Standards - Hot-Dry | 1 | 1 | 0.996 | Guidehouse 2021 Assumption | 0 | 2012 | 0.8
RES-WHOLEBLG-10.22 | Res ¦ Res Title 24 2016 Code - Hot-Dry ¦ SDG&E ¦ Hot-Dry | Res ¦ Res Title 24 2016 Code - Hot-Dry | SDG&E ¦ Hot-Dry | SDG&E | All | Electric & Gas | Res - Multi Family ¦ CZ07 | Average Existing and Code | 0 | Conventional | WholeBlg | Res - Multi Family | Res | NEW Only | 0 | Residential Households | Residential Houshold | 12 | DEER:Res_BldgShell_Ins | 2875.5904 | 0.65927 | 119.804 | CBECC-Res 2016 | 2691.13 | 2013 | 0 | 0 | 2013 | 0 | 0 | CEC 2016 Title 24 Impact Study | Res Building Standards - Hot-Dry ¦ SDG&E ¦ Hot-Dry | Res Building Standards - Hot-Dry | 1 | 1 | 0.996 | Guidehouse 2021 Assumption | 0 | 2012 | 0.8
RES-WHOLEBLG-11.1 | Res ¦ Res Title 24 2019 Code - Marine ¦ PG&E ¦ Marine | Res ¦ Res Title 24 2019 Code - Marine | PG&E ¦ Marine | PG&E | All | Electric & Gas | Res - Single Family ¦ CZ03 | Efficient | 2020 | Emerging | WholeBlg | Res - Single Family | Res | NEW Only | 0 | Residential Households | Residential Houshold | 12 | DEER:Res_BldgShell_Ins | 3957.7123 | 0.62647 | 343.908 | CBECC-Res 2019 | 5852.2968 | 2013 | 0 | 0 | 2013 | 0 | 0 | CEC 2016 Title 24 Impact Study | Res Building Standards - Marine ¦ PG&E ¦ Marine | Res Building Standards - Marine | 1 | 1 | 0.003 | Guidehouse 2021 Assumption | 0 | 2012 | 0.8
RES-WHOLEBLG-11.2 | Res ¦ Res Title 24 2019 Code - Marine ¦ PG&E ¦ Marine | Res ¦ Res Title 24 2019 Code - Marine | PG&E ¦ Marine | PG&E | All | Electric & Gas | Res - Multi Family ¦ CZ03 | Efficient | 2020 | Emerging | WholeBlg | Res - Multi Family | Res | NEW Only | 0 | Residential Households | Residential Houshold | 12 | DEER:Res_BldgShell_Ins | 2633.4877 | 0.45767 | 136.2175 | CBECC-Res 2019 | 2936.1484 | 2013 | 0 | 0 | 2013 | 0 | 0 | CEC 2016 Title 24 Impact Study | Res Building Standards - Marine ¦ PG&E ¦ Marine | Res Building Standards - Marine | 1 | 1 | 0.003 | Guidehouse 2021 Assumption | 0 | 2012 | 0.8
RES-WHOLEBLG-11.3 | Res ¦ Res Title 24 2019 Code - Hot-Dry ¦ PG&E ¦ Hot-Dry | Res ¦ Res Title 24 2019 Code - Hot-Dry | PG&E ¦ Hot-Dry | PG&E | All | Electric & Gas | Res - Single Family ¦ CZ12 | Efficient | 2020 | Emerging | WholeBlg | Res - Single Family | Res | NEW Only | 0 | Residential Households | Residential Houshold | 12 | DEER:Res_BldgShell_Ins | 4208.6473 | 1.3188 | 364.133 | CBECC-Res 2019 | 5852.2968 | 2013 | 0 | 0 | 2013 | 0 | 0 | CEC 2016 Title 24 Impact Study | Res Building Standards - Hot-Dry ¦ PG&E ¦ Hot-Dry | Res Building Standards - Hot-Dry | 1 | 1 | 0.003 | Guidehouse 2021 Assumption | 0 | 2012 | 0.8
RES-WHOLEBLG-11.4 | Res ¦ Res Title 24 2019 Code - Hot-Dry ¦ PG&E ¦ Hot-Dry | Res ¦ Res Title 24 2019 Code - Hot-Dry | PG&E ¦ Hot-Dry | PG&E | All | Electric & Gas | Res - Multi Family ¦ CZ12 | Efficient | 2020 | Emerging | WholeBlg | Res - Multi Family | Res | NEW Only | 0 | Residential Households | Residential Houshold | 12 | DEER:Res_BldgShell_Ins | 2960.0315 | 1.0876 | 147.5712 | CBECC-Res 2019 | 2936.1484 | 2013 | 0 | 0 | 2013 | 0 | 0 | CEC 2016 Title 24 Impact Study | Res Building Standards - Hot-Dry ¦ PG&E ¦ Hot-Dry | Res Building Standards - Hot-Dry | 1 | 1 | 0.003 | Guidehouse 2021 Assumption | 0 | 2012 | 0.8
RES-WHOLEBLG-11.5 | Res ¦ Res Title 24 2019 Code - Cold ¦ PG&E ¦ Cold | Res ¦ Res Title 24 2019 Code - Cold | PG&E ¦ Cold | PG&E | All | Electric & Gas | Res - Single Family ¦ CZ16 | Efficient | 2020 | Emerging | WholeBlg | Res - Single Family | Res | NEW Only | 0 | Residential Households | Residential Houshold | 12 | DEER:Res_BldgShell_Ins | 4162.3406 | 0.82279 | 570.16 | CBECC-Res 2019 | 5852.2968 | 2013 | 0 | 0 | 2013 | 0 | 0 | CEC 2016 Title 24 Impact Study | Res Building Standards - Cold ¦ PG&E ¦ Cold | Res Building Standards - Cold | 1 | 1 | 0.003 | Guidehouse 2021 Assumption | 0 | 2012 | 0.8
RES-WHOLEBLG-11.6 | Res ¦ Res Title 24 2019 Code - Cold ¦ PG&E ¦ Cold | Res ¦ Res Title 24 2019 Code - Cold | PG&E ¦ Cold | PG&E | All | Electric & Gas | Res - Multi Family ¦ CZ16 | Efficient | 2020 | Emerging | WholeBlg | Res - Multi Family | Res | NEW Only | 0 | Residential Households | Residential Houshold | 12 | DEER:Res_BldgShell_Ins | 2849.2593 | 0.76591 | 213.1012 | CBECC-Res 2019 | 2936.1484 | 2013 | 0 | 0 | 2013 | 0 | 0 | CEC 2016 Title 24 Impact Study | Res Building Standards - Cold ¦ PG&E ¦ Cold | Res Building Standards - Cold | 1 | 1 | 0.003 | Guidehouse 2021 Assumption | 0 | 2012 | 0.8
RES-WHOLEBLG-11.7 | Res ¦ Res Title 24 2019 Code - Marine ¦ SCE ¦ Marine | Res ¦ Res Title 24 2019 Code - Marine | SCE ¦ Marine | SCE | All | Electric & Gas | Res - Single Family ¦ CZ06 | Efficient | 2020 | Emerging | WholeBlg | Res - Single Family | Res | NEW Only | 0 | Residential Households | Residential Houshold | 12 | DEER:Res_BldgShell_Ins | 3951.9237 | 0.77884 | 235.508 | CBECC-Res 2019 | 5852.2968 | 2013 | 0 | 0 | 2013 | 0 | 0 | CEC 2016 Title 24 Impact Study | Res Building Standards - Marine ¦ SCE ¦ Marine | Res Building Standards - Marine | 1 | 1 | 0.003 | Guidehouse 2021 Assumption | 0 | 2012 | 0.8
RES-WHOLEBLG-11.8 | Res ¦ Res Title 24 2019 Code - Marine ¦ SCE ¦ Marine | Res ¦ Res Title 24 2019 Code - Marine | SCE ¦ Marine | SCE | All | Electric & Gas | Res - Multi Family ¦ CZ06 | Efficient | 2020 | Emerging | WholeBlg | Res - Multi Family | Res | NEW Only | 0 | Residential Households | Residential Houshold | 12 | DEER:Res_BldgShell_Ins | 2709.103 | 0.61674 | 115.9414 | CBECC-Res 2019 | 2936.1484 | 2013 | 0 | 0 | 2013 | 0 | 0 | CEC 2016 Title 24 Impact Study | Res Building Standards - Marine ¦ SCE ¦ Marine | Res Building Standards - Marine | 1 | 1 | 0.003 | Guidehouse 2021 Assumption | 0 | 2012 | 0.8
RES-WHOLEBLG-11.9 | Res ¦ Res Title 24 2019 Code - Hot-Dry ¦ SCE ¦ Hot-Dry | Res ¦ Res Title 24 2019 Code - Hot-Dry | SCE ¦ Hot-Dry | SCE | All | Electric & Gas | Res - Single Family ¦ CZ08 | Efficient | 2020 | Emerging | WholeBlg | Res - Single Family | Res | NEW Only | 0 | Residential Households | Residential Houshold | 12 | DEER:Res_BldgShell_Ins | 4074.4456 | 1.0371 | 193.038 | CBECC-Res 2019 | 5852.2968 | 2013 | 0 | 0 | 2013 | 0 | 0 | CEC 2016 Title 24 Impact Study | Res Building Standards - Hot-Dry ¦ SCE ¦ Hot-Dry | Res Building Standards - Hot-Dry | 1 | 1 | 0.003 | Guidehouse 2021 Assumption | 0 | 2012 | 0.8
RES-WHOLEBLG-11.10 | Res ¦ Res Title 24 2019 Code - Hot-Dry ¦ SCE ¦ Hot-Dry | Res ¦ Res Title 24 2019 Code - Hot-Dry | SCE ¦ Hot-Dry | SCE | All | Electric & Gas | Res - Multi Family ¦ CZ08 | Efficient | 2020 | Emerging | WholeBlg | Res - Multi Family | Res | NEW Only | 0 | Residential Households | Residential Houshold | 12 | DEER:Res_BldgShell_Ins | 2911.2169 | 0.89876 | 111.0616 | CBECC-Res 2019 | 2936.1484 | 2013 | 0 | 0 | 2013 | 0 | 0 | CEC 2016 Title 24 Impact Study | Res Building Standards - Hot-Dry ¦ SCE ¦ Hot-Dry | Res Building Standards - Hot-Dry | 1 | 1 | 0.003 | Guidehouse 2021 Assumption | 0 | 2012 | 0.8
RES-WHOLEBLG-11.11 | Res ¦ Res Title 24 2019 Code - Cold ¦ SCE ¦ Cold | Res ¦ Res Title 24 2019 Code - Cold | SCE ¦ Cold | SCE | All | Electric & Gas | Res - Single Family ¦ CZ16 | Efficient | 2020 | Emerging | WholeBlg | Res - Single Family | Res | NEW Only | 0 | Residential Households | Residential Houshold | 12 | DEER:Res_BldgShell_Ins | 4162.3406 | 0.82279 | 570.16 | CBECC-Res 2019 | 5852.2968 | 2013 | 0 | 0 | 2013 | 0 | 0 | CEC 2016 Title 24 Impact Study | Res Building Standards - Cold ¦ SCE ¦ Cold | Res Building Standards - Cold | 1 | 1 | 0.003 | Guidehouse 2021 Assumption | 0 | 2012 | 0.8
RES-WHOLEBLG-11.12 | Res ¦ Res Title 24 2019 Code - Cold ¦ SCE ¦ Cold | Res ¦ Res Title 24 2019 Code - Cold | SCE ¦ Cold | SCE | All | Electric & Gas | Res - Multi Family ¦ CZ16 | Efficient | 2020 | Emerging | WholeBlg | Res - Multi Family | Res | NEW Only | 0 | Residential Households | Residential Houshold | 12 | DEER:Res_BldgShell_Ins | 2849.2593 | 0.76591 | 213.1012 | CBECC-Res 2019 | 2936.1484 | 2013 | 0 | 0 | 2013 | 0 | 0 | CEC 2016 Title 24 Impact Study | Res Building Standards - Cold ¦ SCE ¦ Cold | Res Building Standards - Cold | 1 | 1 | 0.003 | Guidehouse 2021 Assumption | 0 | 2012 | 0.8
RES-WHOLEBLG-11.13 | Res ¦ Res Title 24 2019 Code - Marine ¦ SCG ¦ Marine | Res ¦ Res Title 24 2019 Code - Marine | SCG ¦ Marine | SCG | All | Electric & Gas | Res - Single Family ¦ CZ06 | Efficient | 2020 | Emerging | WholeBlg | Res - Single Family | Res | NEW Only | 0 | Residential Households | Residential Houshold | 12 | DEER:Res_BldgShell_Ins | 3951.9237 | 0.77884 | 235.508 | CBECC-Res 2019 | 5852.2968 | 2013 | 0 | 0 | 2013 | 0 | 0 | CEC 2016 Title 24 Impact Study | Res Building Standards - Marine ¦ SCG ¦ Marine | Res Building Standards - Marine | 1 | 1 | 0.003 | Guidehouse 2021 Assumption | 0 | 2012 | 0.8
RES-WHOLEBLG-11.14 | Res ¦ Res Title 24 2019 Code - Marine ¦ SCG ¦ Marine | Res ¦ Res Title 24 2019 Code - Marine | SCG ¦ Marine | SCG | All | Electric & Gas | Res - Multi Family ¦ CZ06 | Efficient | 2020 | Emerging | WholeBlg | Res - Multi Family | Res | NEW Only | 0 | Residential Households | Residential Houshold | 12 | DEER:Res_BldgShell_Ins | 2709.103 | 0.61674 | 115.9414 | CBECC-Res 2019 | 2936.1484 | 2013 | 0 | 0 | 2013 | 0 | 0 | CEC 2016 Title 24 Impact Study | Res Building Standards - Marine ¦ SCG ¦ Marine | Res Building Standards - Marine | 1 | 1 | 0.003 | Guidehouse 2021 Assumption | 0 | 2012 | 0.8
RES-WHOLEBLG-11.15 | Res ¦ Res Title 24 2019 Code - Hot-Dry ¦ SCG ¦ Hot-Dry | Res ¦ Res Title 24 2019 Code - Hot-Dry | SCG ¦ Hot-Dry | SCG | All | Electric & Gas | Res - Single Family ¦ CZ08 | Efficient | 2020 | Emerging | WholeBlg | Res - Single Family | Res | NEW Only | 0 | Residential Households | Residential Houshold | 12 | DEER:Res_BldgShell_Ins | 4074.4456 | 1.0371 | 193.038 | CBECC-Res 2019 | 5852.2968 | 2013 | 0 | 0 | 2013 | 0 | 0 | CEC 2016 Title 24 Impact Study | Res Building Standards - Hot-Dry ¦ SCG ¦ Hot-Dry | Res Building Standards - Hot-Dry | 1 | 1 | 0.003 | Guidehouse 2021 Assumption | 0 | 2012 | 0.8
RES-WHOLEBLG-11.16 | Res ¦ Res Title 24 2019 Code - Hot-Dry ¦ SCG ¦ Hot-Dry | Res ¦ Res Title 24 2019 Code - Hot-Dry | SCG ¦ Hot-Dry | SCG | All | Electric & Gas | Res - Multi Family ¦ CZ08 | Efficient | 2020 | Emerging | WholeBlg | Res - Multi Family | Res | NEW Only | 0 | Residential Households | Residential Houshold | 12 | DEER:Res_BldgShell_Ins | 2911.2169 | 0.89876 | 111.0616 | CBECC-Res 2019 | 2936.1484 | 2013 | 0 | 0 | 2013 | 0 | 0 | CEC 2016 Title 24 Impact Study | Res Building Standards - Hot-Dry ¦ SCG ¦ Hot-Dry | Res Building Standards - Hot-Dry | 1 | 1 | 0.003 | Guidehouse 2021 Assumption | 0 | 2012 | 0.8
RES-WHOLEBLG-11.17 | Res ¦ Res Title 24 2019 Code - Cold ¦ SCG ¦ Cold | Res ¦ Res Title 24 2019 Code - Cold | SCG ¦ Cold | SCG | All | Electric & Gas | Res - Single Family ¦ CZ16 | Efficient | 2020 | Emerging | WholeBlg | Res - Single Family | Res | NEW Only | 0 | Residential Households | Residential Houshold | 12 | DEER:Res_BldgShell_Ins | 4162.3406 | 0.82279 | 570.16 | CBECC-Res 2019 | 5852.2968 | 2013 | 0 | 0 | 2013 | 0 | 0 | CEC 2016 Title 24 Impact Study | Res Building Standards - Cold ¦ SCG ¦ Cold | Res Building Standards - Cold | 1 | 1 | 0.003 | Guidehouse 2021 Assumption | 0 | 2012 | 0.8
RES-WHOLEBLG-11.18 | Res ¦ Res Title 24 2019 Code - Cold ¦ SCG ¦ Cold | Res ¦ Res Title 24 2019 Code - Cold | SCG ¦ Cold | SCG | All | Electric & Gas | Res - Multi Family ¦ CZ16 | Efficient | 2020 | Emerging | WholeBlg | Res - Multi Family | Res | NEW Only | 0 | Residential Households | Residential Houshold | 12 | DEER:Res_BldgShell_Ins | 2849.2593 | 0.76591 | 213.1012 | CBECC-Res 2019 | 2936.1484 | 2013 | 0 | 0 | 2013 | 0 | 0 | CEC 2016 Title 24 Impact Study | Res Building Standards - Cold ¦ SCG ¦ Cold | Res Building Standards - Cold | 1 | 1 | 0.003 | Guidehouse 2021 Assumption | 0 | 2012 | 0.8
RES-WHOLEBLG-11.19 | Res ¦ Res Title 24 2019 Code - Marine ¦ SDG&E ¦ Marine | Res ¦ Res Title 24 2019 Code - Marine | SDG&E ¦ Marine | SDG&E | All | Electric & Gas | Res - Single Family ¦ CZ06 | Efficient | 2020 | Emerging | WholeBlg | Res - Single Family | Res | NEW Only | 0 | Residential Households | Residential Houshold | 12 | DEER:Res_BldgShell_Ins | 3951.9237 | 0.77884 | 235.508 | CBECC-Res 2019 | 5852.2968 | 2013 | 0 | 0 | 2013 | 0 | 0 | CEC 2016 Title 24 Impact Study | Res Building Standards - Marine ¦ SDG&E ¦ Marine | Res Building Standards - Marine | 1 | 1 | 0.003 | Guidehouse 2021 Assumption | 0 | 2012 | 0.8
RES-WHOLEBLG-11.20 | Res ¦ Res Title 24 2019 Code - Marine ¦ SDG&E ¦ Marine | Res ¦ Res Title 24 2019 Code - Marine | SDG&E ¦ Marine | SDG&E | All | Electric & Gas | Res - Multi Family ¦ CZ06 | Efficient | 2020 | Emerging | WholeBlg | Res - Multi Family | Res | NEW Only | 0 | Residential Households | Residential Houshold | 12 | DEER:Res_BldgShell_Ins | 2709.103 | 0.61674 | 115.9414 | CBECC-Res 2019 | 2936.1484 | 2013 | 0 | 0 | 2013 | 0 | 0 | CEC 2016 Title 24 Impact Study | Res Building Standards - Marine ¦ SDG&E ¦ Marine | Res Building Standards - Marine | 1 | 1 | 0.003 | Guidehouse 2021 Assumption | 0 | 2012 | 0.8
RES-WHOLEBLG-11.21 | Res ¦ Res Title 24 2019 Code - Hot-Dry ¦ SDG&E ¦ Hot-Dry | Res ¦ Res Title 24 2019 Code - Hot-Dry | SDG&E ¦ Hot-Dry | SDG&E | All | Electric & Gas | Res - Single Family ¦ CZ07 | Efficient | 2020 | Emerging | WholeBlg | Res - Single Family | Res | NEW Only | 0 | Residential Households | Residential Houshold | 12 | DEER:Res_BldgShell_Ins | 3900.7688 | 0.6331 | 185.543 | CBECC-Res 2019 | 5852.2968 | 2013 | 0 | 0 | 2013 | 0 | 0 | CEC 2016 Title 24 Impact Study | Res Building Standards - Hot-Dry ¦ SDG&E ¦ Hot-Dry | Res Building Standards - Hot-Dry | 1 | 1 | 0.003 | Guidehouse 2021 Assumption | 0 | 2012 | 0.8
RES-WHOLEBLG-11.22 | Res ¦ Res Title 24 2019 Code - Hot-Dry ¦ SDG&E ¦ Hot-Dry | Res ¦ Res Title 24 2019 Code - Hot-Dry | SDG&E ¦ Hot-Dry | SDG&E | All | Electric & Gas | Res - Multi Family ¦ CZ07 | Efficient | 2020 | Emerging | WholeBlg | Res - Multi Family | Res | NEW Only | 0 | Residential Households | Residential Houshold | 12 | DEER:Res_BldgShell_Ins | 2674.2991 | 0.61313 | 111.4177 | CBECC-Res 2019 | 2936.1484 | 2013 | 0 | 0 | 2013 | 0 | 0 | CEC 2016 Title 24 Impact Study | Res Building Standards - Hot-Dry ¦ SDG&E ¦ Hot-Dry | Res Building Standards - Hot-Dry | 1 | 1 | 0.003 | Guidehouse 2021 Assumption | 0 | 2012 | 0.8
RES-WHOLEBLG-12.1 | Res ¦ Res ZNE - Marine ¦ PG&E ¦ Marine | Res ¦ Res ZNE - Marine | PG&E ¦ Marine | PG&E | All | Electric & Gas | Res - Single Family ¦ CZ03 | Efficient | 0 | Emerging | WholeBlg | Res - Single Family | Res | NEW Only | 0 | Residential Households | Residential Houshold | 12 | DEER:Res_BldgShell_Ins | 2639.1018 | 0.40523 | 206.904 | 0 | 6474.29 | 2013 | 0 | 0 | 2013 | 0 | 0 | CEC 2016 Title 24 Impact Study | Res Building Standards - Marine ¦ PG&E ¦ Marine | Res Building Standards - Marine | 1 | 1 | 0.001 | Guidehouse 2021 Assumption | 0 | 2012 | 0.8
RES-WHOLEBLG-12.2 | Res ¦ Res ZNE - Marine ¦ PG&E ¦ Marine | Res ¦ Res ZNE - Marine | PG&E ¦ Marine | PG&E | All | Electric & Gas | Res - Multi Family ¦ CZ03 | Efficient | 0 | Emerging | WholeBlg | Res - Multi Family | Res | NEW Only | 0 | Residential Households | Residential Houshold | 12 | DEER:Res_BldgShell_Ins | 2404.1839 | 0.38101 | 117.0484 | 0 | 3219.59 | 2013 | 0 | 0 | 2013 | 0 | 0 | CEC 2016 Title 24 Impact Study | Res Building Standards - Marine ¦ PG&E ¦ Marine | Res Building Standards - Marine | 1 | 1 | 0.001 | Guidehouse 2021 Assumption | 0 | 2012 | 0.8
RES-WHOLEBLG-12.3 | Res ¦ Res ZNE - Hot-Dry ¦ PG&E ¦ Hot-Dry | Res ¦ Res ZNE - Hot-Dry | PG&E ¦ Hot-Dry | PG&E | All | Electric & Gas | Res - Single Family ¦ CZ12 | Efficient | 0 | Emerging | WholeBlg | Res - Single Family | Res | NEW Only | 0 | Residential Households | Residential Houshold | 12 | DEER:Res_BldgShell_Ins | 2806.4316 | 0.85306 | 219.0719 | 0 | 6474.29 | 2013 | 0 | 0 | 2013 | 0 | 0 | CEC 2016 Title 24 Impact Study | Res Building Standards - Hot-Dry ¦ PG&E ¦ Hot-Dry | Res Building Standards - Hot-Dry | 1 | 1 | 0.001 | Guidehouse 2021 Assumption | 0 | 2012 | 0.8
RES-WHOLEBLG-12.4 | Res ¦ Res ZNE - Hot-Dry ¦ PG&E ¦ Hot-Dry | Res ¦ Res ZNE - Hot-Dry | PG&E ¦ Hot-Dry | PG&E | All | Electric & Gas | Res - Multi Family ¦ CZ12 | Efficient | 0 | Emerging | WholeBlg | Res - Multi Family | Res | NEW Only | 0 | Residential Households | Residential Houshold | 12 | DEER:Res_BldgShell_Ins | 2702.2948 | 0.90545 | 126.8044 | 0 | 3219.59 | 2013 | 0 | 0 | 2013 | 0 | 0 | CEC 2016 Title 24 Impact Study | Res Building Standards - Hot-Dry ¦ PG&E ¦ Hot-Dry | Res Building Standards - Hot-Dry | 1 | 1 | 0.001 | Guidehouse 2021 Assumption | 0 | 2012 | 0.8
RES-WHOLEBLG-12.5 | Res ¦ Res ZNE - Cold ¦ PG&E ¦ Cold | Res ¦ Res ZNE - Cold | PG&E ¦ Cold | PG&E | All | Electric & Gas | Res - Single Family ¦ CZ16 | Efficient | 0 | Emerging | WholeBlg | Res - Single Family | Res | NEW Only | 0 | Residential Households | Residential Houshold | 12 | DEER:Res_BldgShell_Ins | 2775.5531 | 0.53222 | 343.0231 | 0 | 6474.29 | 2013 | 0 | 0 | 2013 | 0 | 0 | CEC 2016 Title 24 Impact Study | Res Building Standards - Cold ¦ PG&E ¦ Cold | Res Building Standards - Cold | 1 | 1 | 0.001 | Guidehouse 2021 Assumption | 0 | 2012 | 0.8
RES-WHOLEBLG-12.6 | Res ¦ Res ZNE - Cold ¦ PG&E ¦ Cold | Res ¦ Res ZNE - Cold | PG&E ¦ Cold | PG&E | All | Electric & Gas | Res - Multi Family ¦ CZ16 | Efficient | 0 | Emerging | WholeBlg | Res - Multi Family | Res | NEW Only | 0 | Residential Households | Residential Houshold | 12 | DEER:Res_BldgShell_Ins | 2601.1677 | 0.63762 | 183.1127 | 0 | 3219.59 | 2013 | 0 | 0 | 2013 | 0 | 0 | CEC 2016 Title 24 Impact Study | Res Building Standards - Cold ¦ PG&E ¦ Cold | Res Building Standards - Cold | 1 | 1 | 0.001 | Guidehouse 2021 Assumption | 0 | 2012 | 0.8
RES-WHOLEBLG-12.7 | Res ¦ Res ZNE - Marine ¦ SCE ¦ Marine | Res ¦ Res ZNE - Marine | SCE ¦ Marine | SCE | All | Electric & Gas | Res - Single Family ¦ CZ06 | Efficient | 0 | Emerging | WholeBlg | Res - Single Family | Res | NEW Only | 0 | Residential Households | Residential Houshold | 12 | DEER:Res_BldgShell_Ins | 2635.2418 | 0.50379 | 141.6877 | 0 | 6474.29 | 2013 | 0 | 0 | 2013 | 0 | 0 | CEC 2016 Title 24 Impact Study | Res Building Standards - Marine ¦ SCE ¦ Marine | Res Building Standards - Marine | 1 | 1 | 0.001 | Guidehouse 2021 Assumption | 0 | 2012 | 0.8
RES-WHOLEBLG-12.8 | Res ¦ Res ZNE - Marine ¦ SCE ¦ Marine | Res ¦ Res ZNE - Marine | SCE ¦ Marine | SCE | All | Electric & Gas | Res - Multi Family ¦ CZ06 | Efficient | 0 | Emerging | WholeBlg | Res - Multi Family | Res | NEW Only | 0 | Residential Households | Residential Houshold | 12 | DEER:Res_BldgShell_Ins | 2473.2152 | 0.51344 | 99.6256 | 0 | 3219.59 | 2013 | 0 | 0 | 2013 | 0 | 0 | CEC 2016 Title 24 Impact Study | Res Building Standards - Marine ¦ SCE ¦ Marine | Res Building Standards - Marine | 1 | 1 | 0.001 | Guidehouse 2021 Assumption | 0 | 2012 | 0.8
RES-WHOLEBLG-12.9 | Res ¦ Res ZNE - Hot-Dry ¦ SCE ¦ Hot-Dry | Res ¦ Res ZNE - Hot-Dry | SCE ¦ Hot-Dry | SCE | All | Electric & Gas | Res - Single Family ¦ CZ08 | Efficient | 0 | Emerging | WholeBlg | Res - Single Family | Res | NEW Only | 0 | Residential Households | Residential Houshold | 12 | DEER:Res_BldgShell_Ins | 2716.9425 | 0.67086 | 116.1367 | 0 | 6474.29 | 2013 | 0 | 0 | 2013 | 0 | 0 | CEC 2016 Title 24 Impact Study | Res Building Standards - Hot-Dry ¦ SCE ¦ Hot-Dry | Res Building Standards - Hot-Dry | 1 | 1 | 0.001 | Guidehouse 2021 Assumption | 0 | 2012 | 0.8
RES-WHOLEBLG-12.10 | Res ¦ Res ZNE - Hot-Dry ¦ SCE ¦ Hot-Dry | Res ¦ Res ZNE - Hot-Dry | SCE ¦ Hot-Dry | SCE | All | Electric & Gas | Res - Multi Family ¦ CZ08 | Efficient | 0 | Emerging | WholeBlg | Res - Multi Family | Res | NEW Only | 0 | Residential Households | Residential Houshold | 12 | DEER:Res_BldgShell_Ins | 2657.7306 | 0.74822 | 95.4325 | 0 | 3219.59 | 2013 | 0 | 0 | 2013 | 0 | 0 | CEC 2016 Title 24 Impact Study | Res Building Standards - Hot-Dry ¦ SCE ¦ Hot-Dry | Res Building Standards - Hot-Dry | 1 | 1 | 0.001 | Guidehouse 2021 Assumption | 0 | 2012 | 0.8
RES-WHOLEBLG-12.11 | Res ¦ Res ZNE - Cold ¦ SCE ¦ Cold | Res ¦ Res ZNE - Cold | SCE ¦ Cold | SCE | All | Electric & Gas | Res - Single Family ¦ CZ16 | Efficient | 0 | Emerging | WholeBlg | Res - Single Family | Res | NEW Only | 0 | Residential Households | Residential Houshold | 12 | DEER:Res_BldgShell_Ins | 2775.5531 | 0.53222 | 343.0231 | 0 | 6474.29 | 2013 | 0 | 0 | 2013 | 0 | 0 | CEC 2016 Title 24 Impact Study | Res Building Standards - Cold ¦ SCE ¦ Cold | Res Building Standards - Cold | 1 | 1 | 0.001 | Guidehouse 2021 Assumption | 0 | 2012 | 0.8
RES-WHOLEBLG-12.12 | Res ¦ Res ZNE - Cold ¦ SCE ¦ Cold | Res ¦ Res ZNE - Cold | SCE ¦ Cold | SCE | All | Electric & Gas | Res - Multi Family ¦ CZ16 | Efficient | 0 | Emerging | WholeBlg | Res - Multi Family | Res | NEW Only | 0 | Residential Households | Residential Houshold | 12 | DEER:Res_BldgShell_Ins | 2601.1677 | 0.63762 | 183.1127 | 0 | 3219.59 | 2013 | 0 | 0 | 2013 | 0 | 0 | CEC 2016 Title 24 Impact Study | Res Building Standards - Cold ¦ SCE ¦ Cold | Res Building Standards - Cold | 1 | 1 | 0.001 | Guidehouse 2021 Assumption | 0 | 2012 | 0.8
RES-WHOLEBLG-12.13 | Res ¦ Res ZNE - Marine ¦ SCG ¦ Marine | Res ¦ Res ZNE - Marine | SCG ¦ Marine | SCG | All | Electric & Gas | Res - Single Family ¦ CZ06 | Efficient | 0 | Emerging | WholeBlg | Res - Single Family | Res | NEW Only | 0 | Residential Households | Residential Houshold | 12 | DEER:Res_BldgShell_Ins | 2635.2418 | 0.50379 | 141.6877 | 0 | 6474.29 | 2013 | 0 | 0 | 2013 | 0 | 0 | CEC 2016 Title 24 Impact Study | Res Building Standards - Marine ¦ SCG ¦ Marine | Res Building Standards - Marine | 1 | 1 | 0.001 | Guidehouse 2021 Assumption | 0 | 2012 | 0.8
RES-WHOLEBLG-12.14 | Res ¦ Res ZNE - Marine ¦ SCG ¦ Marine | Res ¦ Res ZNE - Marine | SCG ¦ Marine | SCG | All | Electric & Gas | Res - Multi Family ¦ CZ06 | Efficient | 0 | Emerging | WholeBlg | Res - Multi Family | Res | NEW Only | 0 | Residential Households | Residential Houshold | 12 | DEER:Res_BldgShell_Ins | 2473.2152 | 0.51344 | 99.6256 | 0 | 3219.59 | 2013 | 0 | 0 | 2013 | 0 | 0 | CEC 2016 Title 24 Impact Study | Res Building Standards - Marine ¦ SCG ¦ Marine | Res Building Standards - Marine | 1 | 1 | 0.001 | Guidehouse 2021 Assumption | 0 | 2012 | 0.8
RES-WHOLEBLG-12.15 | Res ¦ Res ZNE - Hot-Dry ¦ SCG ¦ Hot-Dry | Res ¦ Res ZNE - Hot-Dry | SCG ¦ Hot-Dry | SCG | All | Electric & Gas | Res - Single Family ¦ CZ08 | Efficient | 0 | Emerging | WholeBlg | Res - Single Family | Res | NEW Only | 0 | Residential Households | Residential Houshold | 12 | DEER:Res_BldgShell_Ins | 2716.9425 | 0.67086 | 116.1367 | 0 | 6474.29 | 2013 | 0 | 0 | 2013 | 0 | 0 | CEC 2016 Title 24 Impact Study | Res Building Standards - Hot-Dry ¦ SCG ¦ Hot-Dry | Res Building Standards - Hot-Dry | 1 | 1 | 0.001 | Guidehouse 2021 Assumption | 0 | 2012 | 0.8
RES-WHOLEBLG-12.16 | Res ¦ Res ZNE - Hot-Dry ¦ SCG ¦ Hot-Dry | Res ¦ Res ZNE - Hot-Dry | SCG ¦ Hot-Dry | SCG | All | Electric & Gas | Res - Multi Family ¦ CZ08 | Efficient | 0 | Emerging | WholeBlg | Res - Multi Family | Res | NEW Only | 0 | Residential Households | Residential Houshold | 12 | DEER:Res_BldgShell_Ins | 2657.7306 | 0.74822 | 95.4325 | 0 | 3219.59 | 2013 | 0 | 0 | 2013 | 0 | 0 | CEC 2016 Title 24 Impact Study | Res Building Standards - Hot-Dry ¦ SCG ¦ Hot-Dry | Res Building Standards - Hot-Dry | 1 | 1 | 0.001 | Guidehouse 2021 Assumption | 0 | 2012 | 0.8
RES-WHOLEBLG-12.17 | Res ¦ Res ZNE - Cold ¦ SCG ¦ Cold | Res ¦ Res ZNE - Cold | SCG ¦ Cold | SCG | All | Electric & Gas | Res - Single Family ¦ CZ16 | Efficient | 0 | Emerging | WholeBlg | Res - Single Family | Res | NEW Only | 0 | Residential Households | Residential Houshold | 12 | DEER:Res_BldgShell_Ins | 2775.5531 | 0.53222 | 343.0231 | 0 | 6474.29 | 2013 | 0 | 0 | 2013 | 0 | 0 | CEC 2016 Title 24 Impact Study | Res Building Standards - Cold ¦ SCG ¦ Cold | Res Building Standards - Cold | 1 | 1 | 0.001 | Guidehouse 2021 Assumption | 0 | 2012 | 0.8
RES-WHOLEBLG-12.18 | Res ¦ Res ZNE - Cold ¦ SCG ¦ Cold | Res ¦ Res ZNE - Cold | SCG ¦ Cold | SCG | All | Electric & Gas | Res - Multi Family ¦ CZ16 | Efficient | 0 | Emerging | WholeBlg | Res - Multi Family | Res | NEW Only | 0 | Residential Households | Residential Houshold | 12 | DEER:Res_BldgShell_Ins | 2601.1677 | 0.63762 | 183.1127 | 0 | 3219.59 | 2013 | 0 | 0 | 2013 | 0 | 0 | CEC 2016 Title 24 Impact Study | Res Building Standards - Cold ¦ SCG ¦ Cold | Res Building Standards - Cold | 1 | 1 | 0.001 | Guidehouse 2021 Assumption | 0 | 2012 | 0.8
RES-WHOLEBLG-12.19 | Res ¦ Res ZNE - Marine ¦ SDG&E ¦ Marine | Res ¦ Res ZNE - Marine | SDG&E ¦ Marine | SDG&E | All | Electric & Gas | Res - Single Family ¦ CZ06 | Efficient | 0 | Emerging | WholeBlg | Res - Single Family | Res | NEW Only | 0 | Residential Households | Residential Houshold | 12 | DEER:Res_BldgShell_Ins | 2635.2418 | 0.50379 | 141.6877 | 0 | 6474.29 | 2013 | 0 | 0 | 2013 | 0 | 0 | CEC 2016 Title 24 Impact Study | Res Building Standards - Marine ¦ SDG&E ¦ Marine | Res Building Standards - Marine | 1 | 1 | 0.001 | Guidehouse 2021 Assumption | 0 | 2012 | 0.8
RES-WHOLEBLG-12.20 | Res ¦ Res ZNE - Marine ¦ SDG&E ¦ Marine | Res ¦ Res ZNE - Marine | SDG&E ¦ Marine | SDG&E | All | Electric & Gas | Res - Multi Family ¦ CZ06 | Efficient | 0 | Emerging | WholeBlg | Res - Multi Family | Res | NEW Only | 0 | Residential Households | Residential Houshold | 12 | DEER:Res_BldgShell_Ins | 2473.2152 | 0.51344 | 99.6256 | 0 | 3219.59 | 2013 | 0 | 0 | 2013 | 0 | 0 | CEC 2016 Title 24 Impact Study | Res Building Standards - Marine ¦ SDG&E ¦ Marine | Res Building Standards - Marine | 1 | 1 | 0.001 | Guidehouse 2021 Assumption | 0 | 2012 | 0.8
RES-WHOLEBLG-12.21 | Res ¦ Res ZNE - Hot-Dry ¦ SDG&E ¦ Hot-Dry | Res ¦ Res ZNE - Hot-Dry | SDG&E ¦ Hot-Dry | SDG&E | All | Electric & Gas | Res - Single Family ¦ CZ07 | Efficient | 0 | Emerging | WholeBlg | Res - Single Family | Res | NEW Only | 0 | Residential Households | Residential Houshold | 12 | DEER:Res_BldgShell_Ins | 2601.1304 | 0.40953 | 111.6275 | 0 | 6474.29 | 2013 | 0 | 0 | 2013 | 0 | 0 | CEC 2016 Title 24 Impact Study | Res Building Standards - Hot-Dry ¦ SDG&E ¦ Hot-Dry | Res Building Standards - Hot-Dry | 1 | 1 | 0.001 | Guidehouse 2021 Assumption | 0 | 2012 | 0.8
RES-WHOLEBLG-12.22 | Res ¦ Res ZNE - Hot-Dry ¦ SDG&E ¦ Hot-Dry | Res ¦ Res ZNE - Hot-Dry | SDG&E ¦ Hot-Dry | SDG&E | All | Electric & Gas | Res - Multi Family ¦ CZ07 | Efficient | 0 | Emerging | WholeBlg | Res - Multi Family | Res | NEW Only | 0 | Residential Households | Residential Houshold | 12 | DEER:Res_BldgShell_Ins | 2441.4417 | 0.51043 | 95.7385 | 0 | 3219.59 | 2013 | 0 | 0 | 2013 | 0 | 0 | CEC 2016 Title 24 Impact Study | Res Building Standards - Hot-Dry ¦ SDG&E ¦ Hot-Dry | Res Building Standards - Hot-Dry | 1 | 1 | 0.001 | Guidehouse 2021 Assumption | 0 | 2012 | 0.8
RES-WHOLEBLG-20.1 | Res ¦ Res Existing Building - No Retrofit ¦ PG&E ¦ All | Res ¦ Res Existing Building - No Retrofit | PG&E ¦ All | PG&E | All | Electric & Gas | No home retrofit | Average Existing | 0 | Conventional | WholeBlg | Res - Single Family | Res | RET Only | 0 | Residential Households | household | 15.1984 | DEER:Res_BldgShell_Ins | 3368.0996 | 1.2817 | 302.6612 | 2017 HUP Impact Eval, Guidehouse EUL study data | 0 | 2017 | 0 | 0 | 2017 | 0 | 0 | Guidehouse Group A EUL Study | Res Whole Building Retrofit ¦ PG&E ¦ All | Res Whole Building Retrofit | 1 | 1 | 0.99667 | 2021 Guidehouse Assumption | 0 | 2012 | 0.65125
RES-WHOLEBLG-20.2 | Res ¦ Res Existing Building - No Retrofit ¦ PG&E ¦ All | Res ¦ Res Existing Building - No Retrofit | PG&E ¦ All | PG&E | All | Electric & Gas | No home retrofit | Average Existing | 0 | Conventional | WholeBlg | Res - Multi Family | Res | RET Only | 0 | Residential Households | household | 15.1984 | DEER:Res_BldgShell_Ins | 3368.0996 | 1.2817 | 302.6612 | 2017 HUP Impact Eval, Guidehouse EUL study data | 0 | 2017 | 0 | 0 | 2017 | 0 | 0 | Guidehouse Group A EUL Study | Res Whole Building Retrofit ¦ PG&E ¦ All | Res Whole Building Retrofit | 1 | 1 | 0.99963 | 2021 Guidehouse Assumption | 0 | 2012 | 0.65125
RES-WHOLEBLG-21.1 | Res ¦ Energy Upgrade CA Basic ¦ PG&E ¦ All | Res ¦ Energy Upgrade CA Basic | PG&E ¦ All | PG&E | All | Electric & Gas | Whole home upgrade through Home Upgrade Program | Efficient | 0 | Conventional | WholeBlg | Res - Single Family | Res | RET Only | 0 | Residential Households | household | 13.8054 | DEER:Res_BldgShell_Ins | 3066.7628 | 1.2187 | 262.2504 | 2017 HUP Impact Eval, Guidehouse EUL study data | 7556.5868 | 2017 | 0 | 0 | 2017 | 0 | 0 | Guidehouse Group A EUL Study | Res Whole Building Retrofit ¦ PG&E ¦ All | Res Whole Building Retrofit | 1 | 1 | 0.00043243 | 2021 Guidehouse Assumption | 0 | 2012 | 0.69941
RES-WHOLEBLG-21.2 | Res ¦ Energy Upgrade CA Basic ¦ PG&E ¦ All | Res ¦ Energy Upgrade CA Basic | PG&E ¦ All | PG&E | All | Electric & Gas | Whole home upgrade through Home Upgrade Program | Efficient | 0 | Conventional | WholeBlg | Res - Multi Family | Res | RET Only | 0 | Residential Households | household | 13.8054 | DEER:Res_BldgShell_Ins | 3066.7628 | 1.2187 | 262.2504 | 2017 HUP Impact Eval, Guidehouse EUL study data | 7556.5868 | 2017 | 0 | 0 | 2017 | 0 | 0 | Guidehouse Group A EUL Study | Res Whole Building Retrofit ¦ PG&E ¦ All | Res Whole Building Retrofit | 1 | 1 | 0.00036901 | 2021 Guidehouse Assumption | 0 | 2012 | 0.69941
RES-WHOLEBLG-22.1 | Res ¦ Energy Upgrade CA Advanced ¦ PG&E ¦ All | Res ¦ Energy Upgrade CA Advanced | PG&E ¦ All | PG&E | All | Electric & Gas | Whole home upgrade through Advanced Home Upgrade Program | Efficient | 0 | Emerging | WholeBlg | Res - Single Family | Res | RET Only | 0 | Residential Households | household | 16.5914 | DEER:Res_BldgShell_Ins | 3219.6252 | 1.0954 | 280.5277 | 2017 HUP Impact Eval, Guidehouse EUL study data | 7856.5868 | 2017 | 0 | 0 | 2017 | 0 | 0 | Guidehouse Group A EUL Study | Res Whole Building Retrofit ¦ PG&E ¦ All | Res Whole Building Retrofit | 1 | 1 | 0.0028947 | 2021 Guidehouse Assumption | 0 | 2012 | 0.60308
RES-WHOLEBLG-22.2 | Res ¦ Energy Upgrade CA Advanced ¦ PG&E ¦ All | Res ¦ Energy Upgrade CA Advanced | PG&E ¦ All | PG&E | All | Electric & Gas | Whole home upgrade through Advanced Home Upgrade Program | Efficient | 0 | Emerging | WholeBlg | Res - Multi Family | Res | RET Only | 0 | Residential Households | household | 16.5914 | DEER:Res_BldgShell_Ins | 3219.6252 | 1.0954 | 280.5277 | 2017 HUP Impact Eval, Guidehouse EUL study data | 7856.5868 | 2017 | 0 | 0 | 2017 | 0 | 0 | Guidehouse Group A EUL Study | Res Whole Building Retrofit ¦ PG&E ¦ All | Res Whole Building Retrofit | 1 | 1 | 0 | 2021 Guidehouse Assumption | 0 | 2012 | 0.60308
RES-WHOLEBLG-20.1 | Res ¦ Res Existing Building - No Retrofit ¦ SCE ¦ All | Res ¦ Res Existing Building - No Retrofit | SCE ¦ All | SCE | All | Electric & Gas | No home retrofit | Average Existing | 0 | Conventional | WholeBlg | Res - Single Family | Res | RET Only | 0 | Residential Households | household | 15.9331 | DEER:Res_BldgShell_Ins | 6055.4033 | 2.7397 | 771.4114 | 2017 HUP Impact Eval, Guidehouse EUL study data | 0 | 2017 | 0 | 0 | 2017 | 0 | 0 | Guidehouse Group A EUL Study | Res Whole Building Retrofit ¦ SCE ¦ All | Res Whole Building Retrofit | 1 | 1 | 0.99861 | 2021 Guidehouse Assumption | 0 | 2012 | 0.62538
RES-WHOLEBLG-20.2 | Res ¦ Res Existing Building - No Retrofit ¦ SCE ¦ All | Res ¦ Res Existing Building - No Retrofit | SCE ¦ All | SCE | All | Electric & Gas | No home retrofit | Average Existing | 0 | Conventional | WholeBlg | Res - Multi Family | Res | RET Only | 0 | Residential Households | household | 15.9331 | DEER:Res_BldgShell_Ins | 6055.4033 | 2.7397 | 771.4114 | 2017 HUP Impact Eval, Guidehouse EUL study data | 0 | 2017 | 0 | 0 | 2017 | 0 | 0 | Guidehouse Group A EUL Study | Res Whole Building Retrofit ¦ SCE ¦ All | Res Whole Building Retrofit | 1 | 1 | 0.9999 | 2021 Guidehouse Assumption | 0 | 2012 | 0.62538
RES-WHOLEBLG-21.1 | Res ¦ Energy Upgrade CA Basic ¦ SCE ¦ All | Res ¦ Energy Upgrade CA Basic | SCE ¦ All | SCE | All | Electric & Gas | Whole home upgrade through Home Upgrade Program | Efficient | 0 | Conventional | WholeBlg | Res - Single Family | Res | RET Only | 0 | Residential Households | household | 17.8454 | DEER:Res_BldgShell_Ins | 5930.3635 | 2.5052 | 724.0376 | 2017 HUP Impact Eval, Guidehouse EUL study data | 7556.5868 | 2017 | 0 | 0 | 2017 | 0 | 0 | Guidehouse Group A EUL Study | Res Whole Building Retrofit ¦ SCE ¦ All | Res Whole Building Retrofit | 1 | 1 | 0.00065534 | 2021 Guidehouse Assumption | 0 | 2012 | 0.7
RES-WHOLEBLG-21.2 | Res ¦ Energy Upgrade CA Basic ¦ SCE ¦ All | Res ¦ Energy Upgrade CA Basic | SCE ¦ All | SCE | All | Electric & Gas | Whole home upgrade through Home Upgrade Program | Efficient | 0 | Conventional | WholeBlg | Res - Multi Family | Res | RET Only | 0 | Residential Households | household | 17.8454 | DEER:Res_BldgShell_Ins | 5930.3635 | 2.5052 | 724.0376 | 2017 HUP Impact Eval, Guidehouse EUL study data | 7556.5868 | 2017 | 0 | 0 | 2017 | 0 | 0 | Guidehouse Group A EUL Study | Res Whole Building Retrofit ¦ SCE ¦ All | Res Whole Building Retrofit | 1 | 1 | 0.00010237 | 2021 Guidehouse Assumption | 0 | 2012 | 0.7
RES-WHOLEBLG-22.1 | Res ¦ Energy Upgrade CA Advanced ¦ SCE ¦ All | Res ¦ Energy Upgrade CA Advanced | SCE ¦ All | SCE | All | Electric & Gas | Whole home upgrade through Advanced Home Upgrade Program | Efficient | 0 | Emerging | WholeBlg | Res - Single Family | Res | RET Only | 0 | Residential Households | household | 14.0209 | DEER:Res_BldgShell_Ins | 5703.8744 | 2.332 | 640.8285 | 2017 HUP Impact Eval, Guidehouse EUL study data | 7856.5868 | 2017 | 0 | 0 | 2017 | 0 | 0 | Guidehouse Group A EUL Study | Res Whole Building Retrofit ¦ SCE ¦ All | Res Whole Building Retrofit | 1 | 1 | 0.0007301 | 2021 Guidehouse Assumption | 0 | 2012 | 0.55076
RES-WHOLEBLG-22.2 | Res ¦ Energy Upgrade CA Advanced ¦ SCE ¦ All | Res ¦ Energy Upgrade CA Advanced | SCE ¦ All | SCE | All | Electric & Gas | Whole home upgrade through Advanced Home Upgrade Program | Efficient | 0 | Emerging | WholeBlg | Res - Multi Family | Res | RET Only | 0 | Residential Households | household | 14.0209 | DEER:Res_BldgShell_Ins | 5703.8744 | 2.332 | 640.8285 | 2017 HUP Impact Eval, Guidehouse EUL study data | 7856.5868 | 2017 | 0 | 0 | 2017 | 0 | 0 | Guidehouse Group A EUL Study | Res Whole Building Retrofit ¦ SCE ¦ All | Res Whole Building Retrofit | 1 | 1 | 0 | 2021 Guidehouse Assumption | 0 | 2012 | 0.55076
RES-WHOLEBLG-20.1 | Res ¦ Res Existing Building - No Retrofit ¦ SCG ¦ All | Res ¦ Res Existing Building - No Retrofit | SCG ¦ All | SCG | All | Electric & Gas | No home retrofit | Average Existing | 0 | Conventional | WholeBlg | Res - Single Family | Res | RET Only | 0 | Residential Households | household | 15.8462 | DEER:Res_BldgShell_Ins | 399.7015 | 1.1759 | 509.9594 | 2017 HUP Impact Eval, Guidehouse EUL study data | 0 | 2017 | 0 | 0 | 2017 | 0 | 0 | Guidehouse Group A EUL Study | Res Whole Building Retrofit ¦ SCG ¦ All | Res Whole Building Retrofit | 1 | 1 | 0.99861 | 2021 Guidehouse Assumption | 0 | 2012 | 0.70405
RES-WHOLEBLG-20.2 | Res ¦ Res Existing Building - No Retrofit ¦ SCG ¦ All | Res ¦ Res Existing Building - No Retrofit | SCG ¦ All | SCG | All | Electric & Gas | No home retrofit | Average Existing | 0 | Conventional | WholeBlg | Res - Multi Family | Res | RET Only | 0 | Residential Households | household | 15.8462 | DEER:Res_BldgShell_Ins | 399.7015 | 1.1759 | 509.9594 | 2017 HUP Impact Eval, Guidehouse EUL study data | 0 | 2017 | 0 | 0 | 2017 | 0 | 0 | Guidehouse Group A EUL Study | Res Whole Building Retrofit ¦ SCG ¦ All | Res Whole Building Retrofit | 1 | 1 | 0.99996 | 2021 Guidehouse Assumption | 0 | 2012 | 0.70405
RES-WHOLEBLG-21.1 | Res ¦ Energy Upgrade CA Basic ¦ SCG ¦ All | Res ¦ Energy Upgrade CA Basic | SCG ¦ All | SCG | All | Electric & Gas | Whole home upgrade through Home Upgrade Program | Efficient | 0 | Conventional | WholeBlg | Res - Single Family | Res | RET Only | 0 | Residential Households | household | 15.1923 | DEER:Res_BldgShell_Ins | 380.6542 | 1.1099 | 486.2128 | 2017 HUP Impact Eval, Guidehouse EUL study data | 7556.5868 | 2017 | 0 | 0 | 2017 | 0 | 0 | Guidehouse Group A EUL Study | Res Whole Building Retrofit ¦ SCG ¦ All | Res Whole Building Retrofit | 1 | 1 | 0.00065534 | 2021 Guidehouse Assumption | 0 | 2012 | 0.70811
RES-WHOLEBLG-21.2 | Res ¦ Energy Upgrade CA Basic ¦ SCG ¦ All | Res ¦ Energy Upgrade CA Basic | SCG ¦ All | SCG | All | Electric & Gas | Whole home upgrade through Home Upgrade Program | Efficient | 0 | Conventional | WholeBlg | Res - Multi Family | Res | RET Only | 0 | Residential Households | household | 15.1923 | DEER:Res_BldgShell_Ins | 380.6542 | 1.1099 | 486.2128 | 2017 HUP Impact Eval, Guidehouse EUL study data | 7556.5868 | 2017 | 0 | 0 | 2017 | 0 | 0 | Guidehouse Group A EUL Study | Res Whole Building Retrofit ¦ SCG ¦ All | Res Whole Building Retrofit | 1 | 1 | 3.5354e-05 | 2021 Guidehouse Assumption | 0 | 2012 | 0.70811
RES-WHOLEBLG-22.1 | Res ¦ Energy Upgrade CA Advanced ¦ SCG ¦ All | Res ¦ Energy Upgrade CA Advanced | SCG ¦ All | SCG | All | Electric & Gas | Whole home upgrade through Advanced Home Upgrade Program | Efficient | 0 | Emerging | WholeBlg | Res - Single Family | Res | RET Only | 0 | Residential Households | household | 16.5 | DEER:Res_BldgShell_Ins | 389.3114 | 1.1084 | 428.2115 | 2017 HUP Impact Eval, Guidehouse EUL study data | 7856.5868 | 2017 | 0 | 0 | 2017 | 0 | 0 | Guidehouse Group A EUL Study | Res Whole Building Retrofit ¦ SCG ¦ All | Res Whole Building Retrofit | 1 | 1 | 0.0007301 | 2021 Guidehouse Assumption | 0 | 2012 | 0.7
RES-WHOLEBLG-22.2 | Res ¦ Energy Upgrade CA Advanced ¦ SCG ¦ All | Res ¦ Energy Upgrade CA Advanced | SCG ¦ All | SCG | All | Electric & Gas | Whole home upgrade through Advanced Home Upgrade Program | Efficient | 0 | Emerging | WholeBlg | Res - Multi Family | Res | RET Only | 0 | Residential Households | household | 16.5 | DEER:Res_BldgShell_Ins | 389.3114 | 1.1084 | 428.2115 | 2017 HUP Impact Eval, Guidehouse EUL study data | 7856.5868 | 2017 | 0 | 0 | 2017 | 0 | 0 | Guidehouse Group A EUL Study | Res Whole Building Retrofit ¦ SCG ¦ All | Res Whole Building Retrofit | 1 | 1 | 0 | 2021 Guidehouse Assumption | 0 | 2012 | 0.7
RES-WHOLEBLG-20.1 | Res ¦ Res Existing Building - No Retrofit ¦ SDG&E ¦ All | Res ¦ Res Existing Building - No Retrofit | SDG&E ¦ All | SDG&E | All | Electric & Gas | No home retrofit | Average Existing | 0 | Conventional | WholeBlg | Res - Single Family | Res | RET Only | 0 | Residential Households | household | 16.5 | DEER:Res_BldgShell_Ins | 5928.9378 | 7.9672 | 274.458 | 2017 HUP Impact Eval, Guidehouse EUL study data | 0 | 2017 | 0 | 0 | 2017 | 0 | 0 | Guidehouse Group A EUL Study | Res Whole Building Retrofit ¦ SDG&E ¦ All | Res Whole Building Retrofit | 1 | 1 | 0.99889 | 2021 Guidehouse Assumption | 0 | 2012 | 0.775
RES-WHOLEBLG-20.2 | Res ¦ Res Existing Building - No Retrofit ¦ SDG&E ¦ All | Res ¦ Res Existing Building - No Retrofit | SDG&E ¦ All | SDG&E | All | Electric & Gas | No home retrofit | Average Existing | 0 | Conventional | WholeBlg | Res - Multi Family | Res | RET Only | 0 | Residential Households | household | 16.5 | DEER:Res_BldgShell_Ins | 5928.9378 | 7.9672 | 274.458 | 2017 HUP Impact Eval, Guidehouse EUL study data | 0 | 2017 | 0 | 0 | 2017 | 0 | 0 | Guidehouse Group A EUL Study | Res Whole Building Retrofit ¦ SDG&E ¦ All | Res Whole Building Retrofit | 1 | 1 | 0.99986 | 2021 Guidehouse Assumption | 0 | 2012 | 0.775
RES-WHOLEBLG-21.1 | Res ¦ Energy Upgrade CA Basic ¦ SDG&E ¦ All | Res ¦ Energy Upgrade CA Basic | SDG&E ¦ All | SDG&E | All | Electric & Gas | Whole home upgrade through Home Upgrade Program | Efficient | 0 | Conventional | WholeBlg | Res - Single Family | Res | RET Only | 0 | Residential Households | household | 16.5 | DEER:Res_BldgShell_Ins | 5940.7722 | 8.0747 | 244.4739 | 2017 HUP Impact Eval, Guidehouse EUL study data | 7556.5868 | 2017 | 0 | 0 | 2017 | 0 | 0 | Guidehouse Group A EUL Study | Res Whole Building Retrofit ¦ SDG&E ¦ All | Res Whole Building Retrofit | 1 | 1 | 0.00017454 | 2021 Guidehouse Assumption | 0 | 2012 | 0.7
RES-WHOLEBLG-21.2 | Res ¦ Energy Upgrade CA Basic ¦ SDG&E ¦ All | Res ¦ Energy Upgrade CA Basic | SDG&E ¦ All | SDG&E | All | Electric & Gas | Whole home upgrade through Home Upgrade Program | Efficient | 0 | Conventional | WholeBlg | Res - Multi Family | Res | RET Only | 0 | Residential Households | household | 16.5 | DEER:Res_BldgShell_Ins | 5940.7722 | 8.0747 | 244.4739 | 2017 HUP Impact Eval, Guidehouse EUL study data | 7556.5868 | 2017 | 0 | 0 | 2017 | 0 | 0 | Guidehouse Group A EUL Study | Res Whole Building Retrofit ¦ SDG&E ¦ All | Res Whole Building Retrofit | 1 | 1 | 0.00014306 | 2021 Guidehouse Assumption | 0 | 2012 | 0.7
RES-WHOLEBLG-22.1 | Res ¦ Energy Upgrade CA Advanced ¦ SDG&E ¦ All | Res ¦ Energy Upgrade CA Advanced | SDG&E ¦ All | SDG&E | All | Electric & Gas | Whole home upgrade through Advanced Home Upgrade Program | Efficient | 0 | Emerging | WholeBlg | Res - Single Family | Res | RET Only | 0 | Residential Households | household | 16.5 | DEER:Res_BldgShell_Ins | 5439.4773 | 6.1751 | 251.823 | 2017 HUP Impact Eval, Guidehouse EUL study data | 7856.5868 | 2017 | 0 | 0 | 2017 | 0 | 0 | Guidehouse Group A EUL Study | Res Whole Building Retrofit ¦ SDG&E ¦ All | Res Whole Building Retrofit | 1 | 1 | 0.000932 | 2021 Guidehouse Assumption | 0 | 2012 | 0.85
RES-WHOLEBLG-22.2 | Res ¦ Energy Upgrade CA Advanced ¦ SDG&E ¦ All | Res ¦ Energy Upgrade CA Advanced | SDG&E ¦ All | SDG&E | All | Electric & Gas | Whole home upgrade through Advanced Home Upgrade Program | Efficient | 0 | Emerging | WholeBlg | Res - Multi Family | Res | RET Only | 0 | Residential Households | household | 16.5 | DEER:Res_BldgShell_Ins | 5439.4773 | 6.1751 | 251.823 | 2017 HUP Impact Eval, Guidehouse EUL study data | 7856.5868 | 2017 | 0 | 0 | 2017 | 0 | 0 | Guidehouse Group A EUL Study | Res Whole Building Retrofit ¦ SDG&E ¦ All | Res Whole Building Retrofit | 1 | 1 | 0 | 2021 Guidehouse Assumption | 0 | 2012 | 0.85
CAM-BLDGENV-01.1 | Low Income ¦ Average Existing and Code CAM Building Envelope ¦ PG&E ¦ All | Low Income ¦ Average Existing and Code CAM Building Envelope | PG&E ¦ All | PG&E | All | Electric & Gas | No buidling envelope retrofit/replacement | Average Existing and Code | 0 | Conventional | BldgEnv | Low Income - Multi Family LI | Low Income | RET Only | 0 | Residential Households | Sq ft. | 11 | DEER:Res_BldgShell_Ins | 0 | 0 | 0 | 0 | 0 | 2022 | 0 | 0 | 2022 | 0 | 0 | 0 | Whole Building Envelope ¦ PG&E ¦ All | Whole Building Envelope | 0.4031 | 0.1 | 0.31424 | RASS 2019 | 0 | 0 | 1 | 0
CAM-BLDGENV-02.1 | Low Income ¦ Efficient CAM Building Envelope ¦ PG&E ¦ All | Low Income ¦ Efficient CAM Building Envelope | PG&E ¦ All | PG&E | All | Electric & Gas | Efficient building envelope measures | Efficient | 0 | Conventional | BldgEnv | Low Income - Multi Family LI | Low Income | RET Only | 0 | Residential Households | Sq ft. | 11 | DEER:Res_BldgShell_Ins | -3.28 | -0.0034 | 0 | PGE IOU Annual Report and SCG Data Request | 90.2908 | 2022 | 0 | 0 | 2021 | 0 | 0 | PGE IOU Annual Report and SCG Data Request | Whole Building Envelope ¦ PG&E ¦ All | Whole Building Envelope | 0.4031 | 0.1 | 0.68576 | RASS 2019 | 0 | 0 | 1 | 0
CAM-BLDGENV-01.2 | Low Income ¦ Average Existing and Code CAM Building Envelope ¦ SCE ¦ All | Low Income ¦ Average Existing and Code CAM Building Envelope | SCE ¦ All | SCE | All | Electric & Gas | No buidling envelope retrofit/replacement | Average Existing and Code | 0 | Conventional | BldgEnv | Low Income - Multi Family LI | Low Income | RET Only | 0 | Residential Households | Sq ft. | 11 | DEER:Res_BldgShell_Ins | 0 | 0 | 0 | 0 | 0 | 2022 | 0 | 0 | 2022 | 0 | 0 | 0 | Whole Building Envelope ¦ SCE ¦ All | Whole Building Envelope | 0.4031 | 0.1 | 0.31424 | RASS 2019 | 0 | 0 | 1 | 0
CAM-BLDGENV-02.2 | Low Income ¦ Efficient CAM Building Envelope ¦ SCE ¦ All | Low Income ¦ Efficient CAM Building Envelope | SCE ¦ All | SCE | All | Electric & Gas | Efficient building envelope measures | Efficient | 0 | Conventional | BldgEnv | Low Income - Multi Family LI | Low Income | RET Only | 0 | Residential Households | Sq ft. | 11 | DEER:Res_BldgShell_Ins | -3.28 | -0.0034 | 0 | PGE IOU Annual Report and SCG Data Request | 90.2908 | 2022 | 0 | 0 | 2021 | 0 | 0 | PGE IOU Annual Report and SCG Data Request | Whole Building Envelope ¦ SCE ¦ All | Whole Building Envelope | 0.4031 | 0.1 | 0.68576 | RASS 2019 | 0 | 0 | 1 | 0
CAM-BLDGENV-01.3 | Low Income ¦ Average Existing and Code CAM Building Envelope ¦ SCG ¦ All | Low Income ¦ Average Existing and Code CAM Building Envelope | SCG ¦ All | SCG | All | Electric & Gas | No buidling envelope retrofit/replacement | Average Existing and Code | 0 | Conventional | BldgEnv | Low Income - Multi Family LI | Low Income | RET Only | 0 | Residential Households | Sq ft. | 11 | DEER:Res_BldgShell_Ins | 0 | 0 | 0 | 0 | 0 | 2022 | 0 | 0 | 2022 | 0 | 0 | 0 | Whole Building Envelope ¦ SCG ¦ All | Whole Building Envelope | 0.4031 | 0.1 | 0.31424 | RASS 2019 | 0 | 0 | 1 | 0
CAM-BLDGENV-02.3 | Low Income ¦ Efficient CAM Building Envelope ¦ SCG ¦ All | Low Income ¦ Efficient CAM Building Envelope | SCG ¦ All | SCG | All | Electric & Gas | Efficient building envelope measures | Efficient | 0 | Conventional | BldgEnv | Low Income - Multi Family LI | Low Income | RET Only | 0 | Residential Households | Sq ft. | 11 | DEER:Res_BldgShell_Ins | -3.28 | -0.0034 | 0 | PGE IOU Annual Report and SCG Data Request | 90.2908 | 2022 | 0 | 0 | 2021 | 0 | 0 | PGE IOU Annual Report and SCG Data Request | Whole Building Envelope ¦ SCG ¦ All | Whole Building Envelope | 0.4031 | 0.1 | 0.68576 | RASS 2019 | 0 | 0 | 1 | 0
CAM-BLDGENV-01.4 | Low Income ¦ Average Existing and Code CAM Building Envelope ¦ SDG&E ¦ All | Low Income ¦ Average Existing and Code CAM Building Envelope | SDG&E ¦ All | SDG&E | All | Electric & Gas | No buidling envelope retrofit/replacement | Average Existing and Code | 0 | Conventional | BldgEnv | Low Income - Multi Family LI | Low Income | RET Only | 0 | Residential Households | Sq ft. | 11 | DEER:Res_BldgShell_Ins | 0 | 0 | 0 | 0 | 0 | 2022 | 0 | 0 | 2022 | 0 | 0 | 0 | Whole Building Envelope ¦ SDG&E ¦ All | Whole Building Envelope | 0.4031 | 0.1 | 0.31424 | RASS 2019 | 0 | 0 | 1 | 0
CAM-BLDGENV-02.4 | Low Income ¦ Efficient CAM Building Envelope ¦ SDG&E ¦ All | Low Income ¦ Efficient CAM Building Envelope | SDG&E ¦ All | SDG&E | All | Electric & Gas | Efficient building envelope measures | Efficient | 0 | Conventional | BldgEnv | Low Income - Multi Family LI | Low Income | RET Only | 0 | Residential Households | Sq ft. | 11 | DEER:Res_BldgShell_Ins | -3.28 | -0.0034 | 0 | PGE IOU Annual Report and SCG Data Request | 90.2908 | 2022 | 0 | 0 | 2021 | 0 | 0 | PGE IOU Annual Report and SCG Data Request | Whole Building Envelope ¦ SDG&E ¦ All | Whole Building Envelope | 0.4031 | 0.1 | 0.68576 | RASS 2019 | 0 | 0 | 1 | 0
CAM-HVAC-01.1 | Low Income ¦ Average Existing and Code CAM Air Conditioners Split System ¦ PG&E ¦ All | Low Income ¦ Average Existing and Code CAM Air Conditioners Split System | PG&E ¦ All | PG&E | All | Electric | Existing AC split system | Average Existing and Code | 0 | Conventional | HVAC | Low Income - Multi Family LI | Low Income | ROB Only | 0 | Residential Households | Cap-Tons | 15 | DEER:HVAC_Split-Package_AC | 0 | 0 | 0 | 0 | 0 | 2022 | 0 | 0 | 2021 | 0 | 0 | 0 | Air Conditioners Split System ¦ PG&E ¦ All | Air Conditioners Split System | 0.25065 | 0.1 | 0.97544 | RASS 2019 (PGS 2023 Res & Com approach) | 0 | 0 | 1 | 0
CAM-HVAC-02.1 | Low Income ¦ Efficient CAM Air Conditioners Split System ¦ PG&E ¦ All | Low Income ¦ Efficient CAM Air Conditioners Split System | PG&E ¦ All | PG&E | All | Electric | Efficient AC split system | Efficient | 0 | Conventional | HVAC | Low Income - Multi Family LI | Low Income | ROB Only | 0 | Residential Households | Cap-Tons | 15 | DEER:HVAC_Split-Package_AC | -71.4071 | -0.092779 | 1.2957 | PGE IOU Monthly Report | 2617.022 | 2022 | 0 | 0 | 2022 | 0 | 0 | PGE IOU Monthly Report | Air Conditioners Split System ¦ PG&E ¦ All | Air Conditioners Split System | 0.25065 | 0.1 | 0.024556 | RASS 2019 (PGS 2023 Res & Com approach) | 0 | 0 | 1 | 0
CAM-HVAC-01.2 | Low Income ¦ Average Existing and Code CAM Air Conditioners Split System ¦ SCE ¦ All | Low Income ¦ Average Existing and Code CAM Air Conditioners Split System | SCE ¦ All | SCE | All | Electric | Existing AC split system | Average Existing and Code | 0 | Conventional | HVAC | Low Income - Multi Family LI | Low Income | ROB Only | 0 | Residential Households | Cap-Tons | 15 | DEER:HVAC_Split-Package_AC | 0 | 0 | 0 | 0 | 0 | 2022 | 0 | 0 | 2021 | 0 | 0 | 0 | Air Conditioners Split System ¦ SCE ¦ All | Air Conditioners Split System | 0.25065 | 0.1 | 0.97544 | RASS 2019 (PGS 2023 Res & Com approach) | 0 | 0 | 1 | 0
CAM-HVAC-02.2 | Low Income ¦ Efficient CAM Air Conditioners Split System ¦ SCE ¦ All | Low Income ¦ Efficient CAM Air Conditioners Split System | SCE ¦ All | SCE | All | Electric | Efficient AC split system | Efficient | 0 | Conventional | HVAC | Low Income - Multi Family LI | Low Income | ROB Only | 0 | Residential Households | Cap-Tons | 15 | DEER:HVAC_Split-Package_AC | -71.4071 | -0.092779 | 1.2957 | PGE IOU Monthly Report | 2617.022 | 2022 | 0 | 0 | 2022 | 0 | 0 | PGE IOU Monthly Report | Air Conditioners Split System ¦ SCE ¦ All | Air Conditioners Split System | 0.25065 | 0.1 | 0.024556 | RASS 2019 (PGS 2023 Res & Com approach) | 0 | 0 | 1 | 0
CAM-HVAC-01.3 | Low Income ¦ Average Existing and Code CAM Air Conditioners Split System ¦ SDG&E ¦ All | Low Income ¦ Average Existing and Code CAM Air Conditioners Split System | SDG&E ¦ All | SDG&E | All | Electric | Existing AC split system | Average Existing and Code | 0 | Conventional | HVAC | Low Income - Multi Family LI | Low Income | ROB Only | 0 | Residential Households | Cap-Tons | 15 | DEER:HVAC_Split-Package_AC | 0 | 0 | 0 | 0 | 0 | 2022 | 0 | 0 | 2021 | 0 | 0 | 0 | Air Conditioners Split System ¦ SDG&E ¦ All | Air Conditioners Split System | 0.25065 | 0.1 | 0.97544 | RASS 2019 (PGS 2023 Res & Com approach) | 0 | 0 | 1 | 0
CAM-HVAC-02.3 | Low Income ¦ Efficient CAM Air Conditioners Split System ¦ SDG&E ¦ All | Low Income ¦ Efficient CAM Air Conditioners Split System | SDG&E ¦ All | SDG&E | All | Electric | Efficient AC split system | Efficient | 0 | Conventional | HVAC | Low Income - Multi Family LI | Low Income | ROB Only | 0 | Residential Households | Cap-Tons | 15 | DEER:HVAC_Split-Package_AC | -71.4071 | -0.092779 | 1.2957 | PGE IOU Monthly Report | 2617.022 | 2022 | 0 | 0 | 2022 | 0 | 0 | PGE IOU Monthly Report | Air Conditioners Split System ¦ SDG&E ¦ All | Air Conditioners Split System | 0.25065 | 0.1 | 0.024556 | RASS 2019 (PGS 2023 Res & Com approach) | 0 | 0 | 1 | 0
CAM-HVAC-03.1 | Low Income ¦ Average Existing and Code CAM HEAT Pump Split System ¦ PG&E ¦ All | Low Income ¦ Average Existing and Code CAM HEAT Pump Split System | PG&E ¦ All | PG&E | All | Electric | Existing split system | Average Existing and Code | 0 | Conventional | HVAC | Low Income - Multi Family LI | Low Income | ROB Only | 0 | Residential Households | Cap-Tons | 15 | DEER:HVAC_Split-Package_HP | 0 | 0 | 0 | 0 | 0 | 2022 | 0 | 0 | 2022 | 0 | 0 | 0 | HEAT Pump Split System ¦ PG&E ¦ All | HEAT Pump Split System | 0.067885 | 0.1 | 0.92599 | RASS 2019 (PGS 2023 Res & Com approach) | 0 | 0 | 1 | 0
CAM-HVAC-04.1 | Low Income ¦ Efficient CAM HEAT Pump Split System ¦ PG&E ¦ All | Low Income ¦ Efficient CAM HEAT Pump Split System | PG&E ¦ All | PG&E | All | Electric | Efficient Heat Pump Split system | Efficient | 0 | Conventional | HVAC | Low Income - Multi Family LI | Low Income | ROB Only | 0 | Residential Households | Cap-Tons | 15 | DEER:HVAC_Split-Package_HP | -124.7143 | -0.092709 | 0 | PGE IOU Monthly Report | 2857.9156 | 2022 | 0 | 0 | 2022 | 0 | 0 | PGE IOU Monthly Report | HEAT Pump Split System ¦ PG&E ¦ All | HEAT Pump Split System | 0.067885 | 0.1 | 0.074013 | RASS 2019 (PGS 2023 Res & Com approach) | 0 | 0 | 1 | 0
CAM-HVAC-03.2 | Low Income ¦ Average Existing and Code CAM HEAT Pump Split System ¦ SCE ¦ All | Low Income ¦ Average Existing and Code CAM HEAT Pump Split System | SCE ¦ All | SCE | All | Electric | Existing split system | Average Existing and Code | 0 | Conventional | HVAC | Low Income - Multi Family LI | Low Income | ROB Only | 0 | Residential Households | Cap-Tons | 15 | DEER:HVAC_Split-Package_HP | 0 | 0 | 0 | 0 | 0 | 2022 | 0 | 0 | 2022 | 0 | 0 | 0 | HEAT Pump Split System ¦ SCE ¦ All | HEAT Pump Split System | 0.067885 | 0.1 | 0.92599 | RASS 2019 (PGS 2023 Res & Com approach) | 0 | 0 | 1 | 0
CAM-HVAC-04.2 | Low Income ¦ Efficient CAM HEAT Pump Split System ¦ SCE ¦ All | Low Income ¦ Efficient CAM HEAT Pump Split System | SCE ¦ All | SCE | All | Electric | Efficient Heat Pump Split system | Efficient | 0 | Conventional | HVAC | Low Income - Multi Family LI | Low Income | ROB Only | 0 | Residential Households | Cap-Tons | 15 | DEER:HVAC_Split-Package_HP | -104.4238 | -0.074171 | 0.0024333 | Average of PG&E and SDG&E | 2411.6588 | 2022 | 0 | 0 | 2022 | 0 | 0 | Average of PG&E and SDG&E | HEAT Pump Split System ¦ SCE ¦ All | HEAT Pump Split System | 0.067885 | 0.1 | 0.074013 | RASS 2019 (PGS 2023 Res & Com approach) | 0 | 0 | 1 | 0
CAM-HVAC-03.3 | Low Income ¦ Average Existing and Code CAM HEAT Pump Split System ¦ SDG&E ¦ All | Low Income ¦ Average Existing and Code CAM HEAT Pump Split System | SDG&E ¦ All | SDG&E | All | Electric | Existing split system | Average Existing and Code | 0 | Conventional | HVAC | Low Income - Multi Family LI | Low Income | ROB Only | 0 | Residential Households | Cap-Tons | 15 | DEER:HVAC_Split-Package_HP | 0 | 0 | 0 | 0 | 0 | 2022 | 0 | 0 | 2022 | 0 | 0 | 0 | HEAT Pump Split System ¦ SDG&E ¦ All | HEAT Pump Split System | 0.067885 | 0.1 | 0.92599 | RASS 2019 (PGS 2023 Res & Com approach) | 0 | 0 | 1 | 0
CAM-HVAC-04.3 | Low Income ¦ Efficient CAM HEAT Pump Split System ¦ SDG&E ¦ All | Low Income ¦ Efficient CAM HEAT Pump Split System | SDG&E ¦ All | SDG&E | All | Electric | Efficient Heat Pump Split system | Efficient | 0 | Conventional | HVAC | Low Income - Multi Family LI | Low Income | ROB Only | 0 | Residential Households | Cap-Tons | 15 | DEER:HVAC_Split-Package_HP | -84.1333 | -0.055633 | 0.0048667 | SDG&E Data Request 2022 | 1965.4021 | 2022 | 0 | 0 | 2022 | 0 | 0 | SDG&E Data Request 2022 | HEAT Pump Split System ¦ SDG&E ¦ All | HEAT Pump Split System | 0.067885 | 0.1 | 0.074013 | RASS 2019 (PGS 2023 Res & Com approach) | 0 | 0 | 1 | 0
CAM-HVAC-05.1 | Low Income ¦ Average Existing and Code CAM Space Heating Boiler ¦ PG&E ¦ All | Low Income ¦ Average Existing and Code CAM Space Heating Boiler | PG&E ¦ All | PG&E | All | Gas | Existing space heating gas boiler | Average Existing and Code | 0 | Conventional | HVAC | Low Income - Multi Family LI | Low Income | ROB Only | 0 | Residential Households | Cap-kBtuh | 15 | DEER:HVAC_Eff_AC | 0 | 0 | 0 | 0 | 0 | 2022 | 0 | 0 | 2022 | 0 | 0 | 0 | Space Heating Boiler ¦ PG&E ¦ All | Space Heating Boiler | 0.065472 | 0.1 | 0.44 | RBSA 2016-2017 | 0 | 0 | 1 | 0
CAM-HVAC-06.1 | Low Income ¦ Efficient CAM Space Heating Boiler ¦ PG&E ¦ All | Low Income ¦ Efficient CAM Space Heating Boiler | PG&E ¦ All | PG&E | All | Gas | Efficient space heating gas boiler | Efficient | 0 | Conventional | HVAC | Low Income - Multi Family LI | Low Income | ROB Only | 0 | Residential Households | Cap-kBtuh | 15 | DEER:HVAC_Eff_AC | 4.08 | 0.0004 | -0.842 | PGE IOU Monthly Report | 60.8581 | 2022 | 0 | 0 | 2022 | 0 | 0 | PGE IOU Monthly Report | Space Heating Boiler ¦ PG&E ¦ All | Space Heating Boiler | 0.065472 | 0.1 | 0.56 | RBSA 2016-2017 | 0 | 0 | 1 | 0
CAM-HVAC-05.2 | Low Income ¦ Average Existing and Code CAM Space Heating Boiler ¦ SCG ¦ All | Low Income ¦ Average Existing and Code CAM Space Heating Boiler | SCG ¦ All | SCG | All | Gas | Existing space heating gas boiler | Average Existing and Code | 0 | Conventional | HVAC | Low Income - Multi Family LI | Low Income | ROB Only | 0 | Residential Households | Cap-kBtuh | 15 | DEER:HVAC_Eff_AC | 0 | 0 | 0 | 0 | 0 | 2022 | 0 | 0 | 2022 | 0 | 0 | 0 | Space Heating Boiler ¦ SCG ¦ All | Space Heating Boiler | 0.065472 | 0.1 | 0.44 | RBSA 2016-2017 | 0 | 0 | 1 | 0
CAM-HVAC-06.2 | Low Income ¦ Efficient CAM Space Heating Boiler ¦ SCG ¦ All | Low Income ¦ Efficient CAM Space Heating Boiler | SCG ¦ All | SCG | All | Gas | Efficient space heating gas boiler | Efficient | 0 | Conventional | HVAC | Low Income - Multi Family LI | Low Income | ROB Only | 0 | Residential Households | Cap-kBtuh | 15 | DEER:HVAC_Eff_AC | 4.08 | 0.0004 | -0.842 | PGE IOU Monthly Report | 60.8581 | 2022 | 0 | 0 | 2022 | 0 | 0 | PGE IOU Monthly Report | Space Heating Boiler ¦ SCG ¦ All | Space Heating Boiler | 0.065472 | 0.1 | 0.56 | RBSA 2016-2017 | 0 | 0 | 1 | 0
CAM-HVAC-05.3 | Low Income ¦ Average Existing and Code CAM Space Heating Boiler ¦ SDG&E ¦ All | Low Income ¦ Average Existing and Code CAM Space Heating Boiler | SDG&E ¦ All | SDG&E | All | Gas | Existing space heating gas boiler | Average Existing and Code | 0 | Conventional | HVAC | Low Income - Multi Family LI | Low Income | ROB Only | 0 | Residential Households | Cap-kBtuh | 15 | DEER:HVAC_Eff_AC | 0 | 0 | 0 | 0 | 0 | 2022 | 0 | 0 | 2022 | 0 | 0 | 0 | Space Heating Boiler ¦ SDG&E ¦ All | Space Heating Boiler | 0.065472 | 0.1 | 0.44 | RBSA 2016-2017 | 0 | 0 | 1 | 0
CAM-HVAC-06.3 | Low Income ¦ Efficient CAM Space Heating Boiler ¦ SDG&E ¦ All | Low Income ¦ Efficient CAM Space Heating Boiler | SDG&E ¦ All | SDG&E | All | Gas | Efficient space heating gas boiler | Efficient | 0 | Conventional | HVAC | Low Income - Multi Family LI | Low Income | ROB Only | 0 | Residential Households | Cap-kBtuh | 15 | DEER:HVAC_Eff_AC | 4.08 | 0.0004 | -0.842 | PGE IOU Monthly Report | 60.8581 | 2022 | 0 | 0 | 2022 | 0 | 0 | PGE IOU Monthly Report | Space Heating Boiler ¦ SDG&E ¦ All | Space Heating Boiler | 0.065472 | 0.1 | 0.56 | RBSA 2016-2017 | 0 | 0 | 1 | 0
CAM-LIGHTING-01.1 | Low Income ¦ Average Existing and Code CAM Exterior LED Lighting ¦ PG&E ¦ All | Low Income ¦ Average Existing and Code CAM Exterior LED Lighting | PG&E ¦ All | PG&E | All | Electric | Non-LED exterior lighting | Average Existing and Code | 0 | Conventional | Lighting | Low Income - Multi Family LI | Low Income | ROB Only | 0 | Residential Households | Each | 12 | DEER:Indoor_CFL_Ltg | 0 | 0 | 0 | 0 | 0 | 2022 | 0 | 0 | 2021 | 0 | 0 | 0 | Exterior LED Lighting ¦ PG&E ¦ All | Exterior LED Lighting | 0.15115 | 0.1 | 0.067871 | MICS - Navigant 2015 | 0 | 0 | 1 | 0
CAM-LIGHTING-02.1 | Low Income ¦ Efficient CAM Exterior LED Lighting ¦ PG&E ¦ All | Low Income ¦ Efficient CAM Exterior LED Lighting | PG&E ¦ All | PG&E | All | Electric | LED exterior lighting | Efficient | 0 | Conventional | Lighting | Low Income - Multi Family LI | Low Income | ROB Only | 0 | Residential Households | Each | 12 | DEER:Indoor_CFL_Ltg | -263.63 | 0 | 0 | PGE IOU Monthly Report | 82.0983 | 2022 | 0 | 0 | 2021 | 0 | 0 | PGE IOU Monthly Report | Exterior LED Lighting ¦ PG&E ¦ All | Exterior LED Lighting | 0.15115 | 0.1 | 0.93213 | MICS - Navigant 2015 | 0 | 0 | 1 | 0
CAM-LIGHTING-01.2 | Low Income ¦ Average Existing and Code CAM Exterior LED Lighting ¦ SCE ¦ All | Low Income ¦ Average Existing and Code CAM Exterior LED Lighting | SCE ¦ All | SCE | All | Electric | Non-LED exterior lighting | Average Existing and Code | 0 | Conventional | Lighting | Low Income - Multi Family LI | Low Income | ROB Only | 0 | Residential Households | Each | 12 | DEER:Indoor_CFL_Ltg | 0 | 0 | 0 | 0 | 0 | 2022 | 0 | 0 | 2021 | 0 | 0 | 0 | Exterior LED Lighting ¦ SCE ¦ All | Exterior LED Lighting | 0.15115 | 0.1 | 0.067871 | MICS - Navigant 2015 | 0 | 0 | 1 | 0
CAM-LIGHTING-02.2 | Low Income ¦ Efficient CAM Exterior LED Lighting ¦ SCE ¦ All | Low Income ¦ Efficient CAM Exterior LED Lighting | SCE ¦ All | SCE | All | Electric | LED exterior lighting | Efficient | 0 | Conventional | Lighting | Low Income - Multi Family LI | Low Income | ROB Only | 0 | Residential Households | Each | 12 | DEER:Indoor_CFL_Ltg | -52.9518 | 0 | 0 | SCE IOU Monthly Report | 131.4331 | 2022 | 0 | 0 | 2021 | 0 | 0 | SCE IOU Monthly Report | Exterior LED Lighting ¦ SCE ¦ All | Exterior LED Lighting | 0.15115 | 0.1 | 0.93213 | MICS - Navigant 2015 | 0 | 0 | 1 | 0
CAM-LIGHTING-01.3 | Low Income ¦ Average Existing and Code CAM Exterior LED Lighting ¦ SDG&E ¦ All | Low Income ¦ Average Existing and Code CAM Exterior LED Lighting | SDG&E ¦ All | SDG&E | All | Electric | Non-LED exterior lighting | Average Existing and Code | 0 | Conventional | Lighting | Low Income - Multi Family LI | Low Income | ROB Only | 0 | Residential Households | Each | 12 | DEER:Indoor_CFL_Ltg | 0 | 0 | 0 | 0 | 0 | 2022 | 0 | 0 | 2021 | 0 | 0 | 0 | Exterior LED Lighting ¦ SDG&E ¦ All | Exterior LED Lighting | 0.15115 | 0.1 | 0.067871 | MICS - Navigant 2015 | 0 | 0 | 1 | 0
CAM-LIGHTING-02.3 | Low Income ¦ Efficient CAM Exterior LED Lighting ¦ SDG&E ¦ All | Low Income ¦ Efficient CAM Exterior LED Lighting | SDG&E ¦ All | SDG&E | All | Electric | LED exterior lighting | Efficient | 0 | Conventional | Lighting | Low Income - Multi Family LI | Low Income | ROB Only | 0 | Residential Households | Each | 12 | DEER:Indoor_CFL_Ltg | -59.9448 | 0 | 0 | SDG&E IOU Monthly Report | 206.4586 | 2022 | 0 | 0 | 2021 | 0 | 0 | SDG&E IOU Monthly Report | Exterior LED Lighting ¦ SDG&E ¦ All | Exterior LED Lighting | 0.15115 | 0.1 | 0.93213 | MICS - Navigant 2015 | 0 | 0 | 1 | 0
CAM-LIGHTING-03.1 | Low Income ¦ Average Existing and Code CAM Exterior Parking Lot ¦ PG&E ¦ All | Low Income ¦ Average Existing and Code CAM Exterior Parking Lot | PG&E ¦ All | PG&E | All | Electric | Non-LED exterior parking lot lighting | Average Existing and Code | 0 | Conventional | Lighting | Low Income - Multi Family LI | Low Income | ROB Only | 0 | Residential Households | Each | 12 | DEER:Indoor_CFL_Ltg | 0 | 0 | 0 | 0 | 0 | 2022 | 0 | 0 | 2022 | 0 | 0 | 0 | Exterior Parking Lot ¦ PG&E ¦ All | Exterior Parking Lot | 0.42834 | 0.1 | 0.523 | MICS - Navigant 2015 | 0 | 0 | 1 | 0
CAM-LIGHTING-04.1 | Low Income ¦ Efficient CAM Exterior Parking Lot ¦ PG&E ¦ All | Low Income ¦ Efficient CAM Exterior Parking Lot | PG&E ¦ All | PG&E | All | Electric | LED exterior parking lot lighting | Efficient | 0 | Conventional | Lighting | Low Income - Multi Family LI | Low Income | ROB Only | 0 | Residential Households | Each | 12 | DEER:Indoor_CFL_Ltg | -80.175 | 0 | 0 | SDG&E Data Request 2022 | 184.4616 | 2022 | 0 | 0 | 2022 | 0 | 0 | Average of SCE and SDG&E Data | Exterior Parking Lot ¦ PG&E ¦ All | Exterior Parking Lot | 0.42834 | 0.1 | 0.477 | MICS - Navigant 2015 | 0 | 0 | 1 | 0
CAM-LIGHTING-03.2 | Low Income ¦ Average Existing and Code CAM Exterior Parking Lot ¦ SCE ¦ All | Low Income ¦ Average Existing and Code CAM Exterior Parking Lot | SCE ¦ All | SCE | All | Electric | Non-LED exterior parking lot lighting | Average Existing and Code | 0 | Conventional | Lighting | Low Income - Multi Family LI | Low Income | ROB Only | 0 | Residential Households | Each | 12 | DEER:Indoor_CFL_Ltg | 0 | 0 | 0 | 0 | 0 | 2022 | 0 | 0 | 2022 | 0 | 0 | 0 | Exterior Parking Lot ¦ SCE ¦ All | Exterior Parking Lot | 0.42834 | 0.1 | 0.523 | MICS - Navigant 2015 | 0 | 0 | 1 | 0
CAM-LIGHTING-04.2 | Low Income ¦ Efficient CAM Exterior Parking Lot ¦ SCE ¦ All | Low Income ¦ Efficient CAM Exterior Parking Lot | SCE ¦ All | SCE | All | Electric | LED exterior parking lot lighting | Efficient | 0 | Conventional | Lighting | Low Income - Multi Family LI | Low Income | ROB Only | 0 | Residential Households | Each | 12 | DEER:Indoor_CFL_Ltg | -80.175 | 0 | 0 | SDG&E Data Request 2022 | 116.8189 | 2022 | 0 | 0 | 2022 | 0 | 0 | SCE IOU Monthly report | Exterior Parking Lot ¦ SCE ¦ All | Exterior Parking Lot | 0.42834 | 0.1 | 0.477 | MICS - Navigant 2015 | 0 | 0 | 1 | 0
CAM-LIGHTING-03.3 | Low Income ¦ Average Existing and Code CAM Exterior Parking Lot ¦ SDG&E ¦ All | Low Income ¦ Average Existing and Code CAM Exterior Parking Lot | SDG&E ¦ All | SDG&E | All | Electric | Non-LED exterior parking lot lighting | Average Existing and Code | 0 | Conventional | Lighting | Low Income - Multi Family LI | Low Income | ROB Only | 0 | Residential Households | Each | 12 | DEER:Indoor_CFL_Ltg | 0 | 0 | 0 | 0 | 0 | 2022 | 0 | 0 | 2022 | 0 | 0 | 0 | Exterior Parking Lot ¦ SDG&E ¦ All | Exterior Parking Lot | 0.42834 | 0.1 | 0.523 | MICS - Navigant 2015 | 0 | 0 | 1 | 0
CAM-LIGHTING-04.3 | Low Income ¦ Efficient CAM Exterior Parking Lot ¦ SDG&E ¦ All | Low Income ¦ Efficient CAM Exterior Parking Lot | SDG&E ¦ All | SDG&E | All | Electric | LED exterior parking lot lighting | Efficient | 0 | Conventional | Lighting | Low Income - Multi Family LI | Low Income | ROB Only | 0 | Residential Households | Each | 12 | DEER:Indoor_CFL_Ltg | -80.175 | 0 | 0 | SDG&E Data Request 2022 | 252.1043 | 2022 | 0 | 0 | 2022 | 0 | 0 | SDG&E Data Request 2022 | Exterior Parking Lot ¦ SDG&E ¦ All | Exterior Parking Lot | 0.42834 | 0.1 | 0.477 | MICS - Navigant 2015 | 0 | 0 | 1 | 0
CAM-LIGHTING-05.1 | Low Income ¦ Average Existing and Code CAM Interior LED Lighting ¦ PG&E ¦ All | Low Income ¦ Average Existing and Code CAM Interior LED Lighting | PG&E ¦ All | PG&E | All | Electric | Non-LED interior lighting | Average Existing and Code | 0 | Conventional | Lighting | Low Income - Multi Family LI | Low Income | ROB Only | 0 | Residential Households | Each | 16 | DEER:Indoor_CFL_Ltg | 0 | 0 | 0 | 0 | 0 | 2022 | 0 | 0 | 2022 | 0 | 0 | 0 | Interior LED Lighting ¦ PG&E ¦ All | Interior LED Lighting | 0.75205 | 0.1 | 0.046988 | MICS - Navigant 2015 | 0 | 0 | 1 | 0
CAM-LIGHTING-06.1 | Low Income ¦ Efficient CAM Interior LED Lighting ¦ PG&E ¦ All | Low Income ¦ Efficient CAM Interior LED Lighting | PG&E ¦ All | PG&E | All | Electric | LED interior lighting | Efficient | 0 | Conventional | Lighting | Low Income - Multi Family LI | Low Income | ROB Only | 0 | Residential Households | Each | 16 | DEER:Indoor_CFL_Ltg | -127.2968 | -0.0010144 | 1.5259 | PGE IOU Monthly Report | 104.6965 | 2022 | 0 | 0 | 2022 | 0 | 0 | PGE IOU Monthly Report | Interior LED Lighting ¦ PG&E ¦ All | Interior LED Lighting | 0.75205 | 0.1 | 0.95301 | MICS - Navigant 2015 | 0 | 0 | 1 | 0
CAM-LIGHTING-05.2 | Low Income ¦ Average Existing and Code CAM Interior LED Lighting ¦ SCE ¦ All | Low Income ¦ Average Existing and Code CAM Interior LED Lighting | SCE ¦ All | SCE | All | Electric | Non-LED interior lighting | Average Existing and Code | 0 | Conventional | Lighting | Low Income - Multi Family LI | Low Income | ROB Only | 0 | Residential Households | Each | 16 | DEER:Indoor_CFL_Ltg | 0 | 0 | 0 | 0 | 0 | 2022 | 0 | 0 | 2022 | 0 | 0 | 0 | Interior LED Lighting ¦ SCE ¦ All | Interior LED Lighting | 0.75205 | 0.1 | 0.046988 | MICS - Navigant 2015 | 0 | 0 | 1 | 0
CAM-LIGHTING-06.2 | Low Income ¦ Efficient CAM Interior LED Lighting ¦ SCE ¦ All | Low Income ¦ Efficient CAM Interior LED Lighting | SCE ¦ All | SCE | All | Electric | LED interior lighting | Efficient | 0 | Conventional | Lighting | Low Income - Multi Family LI | Low Income | ROB Only | 0 | Residential Households | Each | 16 | DEER:Indoor_CFL_Ltg | -22.4959 | -0.0026146 | 0 | SCE IOU Monthly Report | 111.2729 | 2022 | 0 | 0 | 2022 | 0 | 0 | SCE IOU Monthly Report | Interior LED Lighting ¦ SCE ¦ All | Interior LED Lighting | 0.75205 | 0.1 | 0.95301 | MICS - Navigant 2015 | 0 | 0 | 1 | 0
CAM-LIGHTING-05.3 | Low Income ¦ Average Existing and Code CAM Interior LED Lighting ¦ SDG&E ¦ All | Low Income ¦ Average Existing and Code CAM Interior LED Lighting | SDG&E ¦ All | SDG&E | All | Electric | Non-LED interior lighting | Average Existing and Code | 0 | Conventional | Lighting | Low Income - Multi Family LI | Low Income | ROB Only | 0 | Residential Households | Each | 16 | DEER:Indoor_CFL_Ltg | 0 | 0 | 0 | 0 | 0 | 2022 | 0 | 0 | 2022 | 0 | 0 | 0 | Interior LED Lighting ¦ SDG&E ¦ All | Interior LED Lighting | 0.75205 | 0.1 | 0.046988 | MICS - Navigant 2015 | 0 | 0 | 1 | 0
CAM-LIGHTING-06.3 | Low Income ¦ Efficient CAM Interior LED Lighting ¦ SDG&E ¦ All | Low Income ¦ Efficient CAM Interior LED Lighting | SDG&E ¦ All | SDG&E | All | Electric | LED interior lighting | Efficient | 0 | Conventional | Lighting | Low Income - Multi Family LI | Low Income | ROB Only | 0 | Residential Households | Each | 16 | DEER:Indoor_CFL_Ltg | -23.305 | -0.0055 | 0 | SDG&E IOU Monthly Report | 119.4998 | 2022 | 0 | 0 | 2022 | 0 | 0 | SDG&E Data Request 2022 | Interior LED Lighting ¦ SDG&E ¦ All | Interior LED Lighting | 0.75205 | 0.1 | 0.95301 | MICS - Navigant 2015 | 0 | 0 | 1 | 0
CAM-LIGHTING-07.1 | Low Income ¦ Average Existing and Code CAM LED Exterior Wall or Pole Mounted Fixture ¦ PG&E ¦ All | Low Income ¦ Average Existing and Code CAM LED Exterior Wall or Pole Mounted Fixture | PG&E ¦ All | PG&E | All | Electric | Non-LED Wall or Pole mounted fixture | Average Existing and Code | 0 | Conventional | Lighting | Low Income - Multi Family LI | Low Income | ROB Only | 0 | Residential Households | Each | 12 | DEER:Indoor_CFL_Ltg | 0 | 0 | 0 | 0 | 0 | 2022 | 0 | 0 | 2022 | 0 | 0 | 0 | LED Exterior Wall or Pole Mounted Fixture ¦ PG&E ¦ All | LED Exterior Wall or Pole Mounted Fixture | 0.42834 | 0.1 | 0.523 | MICS - Navigant 2015 | 0 | 0 | 1 | 0
CAM-LIGHTING-08.1 | Low Income ¦ Efficient CAM LED Exterior Wall or Pole Mounted Fixture ¦ PG&E ¦ All | Low Income ¦ Efficient CAM LED Exterior Wall or Pole Mounted Fixture | PG&E ¦ All | PG&E | All | Electric | LED Wall or Pole mounted fixture | Efficient | 0 | Conventional | Lighting | Low Income - Multi Family LI | Low Income | ROB Only | 0 | Residential Households | Each | 12 | DEER:Indoor_CFL_Ltg | -38.134 | 0 | 0 | SDG&E Data Request 2022 | 196.441 | 2022 | 0 | 0 | 2022 | 0 | 0 | SDG&E Data Request 2022 | LED Exterior Wall or Pole Mounted Fixture ¦ PG&E ¦ All | LED Exterior Wall or Pole Mounted Fixture | 0.42834 | 0.1 | 0.477 | MICS - Navigant 2015 | 0 | 0 | 1 | 0
CAM-LIGHTING-07.2 | Low Income ¦ Average Existing and Code CAM LED Exterior Wall or Pole Mounted Fixture ¦ SCE ¦ All | Low Income ¦ Average Existing and Code CAM LED Exterior Wall or Pole Mounted Fixture | SCE ¦ All | SCE | All | Electric | Non-LED Wall or Pole mounted fixture | Average Existing and Code | 0 | Conventional | Lighting | Low Income - Multi Family LI | Low Income | ROB Only | 0 | Residential Households | Each | 12 | DEER:Indoor_CFL_Ltg | 0 | 0 | 0 | 0 | 0 | 2022 | 0 | 0 | 2022 | 0 | 0 | 0 | LED Exterior Wall or Pole Mounted Fixture ¦ SCE ¦ All | LED Exterior Wall or Pole Mounted Fixture | 0.42834 | 0.1 | 0.523 | MICS - Navigant 2015 | 0 | 0 | 1 | 0
CAM-LIGHTING-08.2 | Low Income ¦ Efficient CAM LED Exterior Wall or Pole Mounted Fixture ¦ SCE ¦ All | Low Income ¦ Efficient CAM LED Exterior Wall or Pole Mounted Fixture | SCE ¦ All | SCE | All | Electric | LED Wall or Pole mounted fixture | Efficient | 0 | Conventional | Lighting | Low Income - Multi Family LI | Low Income | ROB Only | 0 | Residential Households | Each | 12 | DEER:Indoor_CFL_Ltg | -38.134 | 0 | 0 | SDG&E Data Request 2022 | 196.441 | 2022 | 0 | 0 | 2022 | 0 | 0 | SDG&E Data Request 2022 | LED Exterior Wall or Pole Mounted Fixture ¦ SCE ¦ All | LED Exterior Wall or Pole Mounted Fixture | 0.42834 | 0.1 | 0.477 | MICS - Navigant 2015 | 0 | 0 | 1 | 0
CAM-LIGHTING-07.3 | Low Income ¦ Average Existing and Code CAM LED Exterior Wall or Pole Mounted Fixture ¦ SDG&E ¦ All | Low Income ¦ Average Existing and Code CAM LED Exterior Wall or Pole Mounted Fixture | SDG&E ¦ All | SDG&E | All | Electric | Non-LED Wall or Pole mounted fixture | Average Existing and Code | 0 | Conventional | Lighting | Low Income - Multi Family LI | Low Income | ROB Only | 0 | Residential Households | Each | 12 | DEER:Indoor_CFL_Ltg | 0 | 0 | 0 | 0 | 0 | 2022 | 0 | 0 | 2022 | 0 | 0 | 0 | LED Exterior Wall or Pole Mounted Fixture ¦ SDG&E ¦ All | LED Exterior Wall or Pole Mounted Fixture | 0.42834 | 0.1 | 0.523 | MICS - Navigant 2015 | 0 | 0 | 1 | 0
CAM-LIGHTING-08.3 | Low Income ¦ Efficient CAM LED Exterior Wall or Pole Mounted Fixture ¦ SDG&E ¦ All | Low Income ¦ Efficient CAM LED Exterior Wall or Pole Mounted Fixture | SDG&E ¦ All | SDG&E | All | Electric | LED Wall or Pole mounted fixture | Efficient | 0 | Conventional | Lighting | Low Income - Multi Family LI | Low Income | ROB Only | 0 | Residential Households | Each | 12 | DEER:Indoor_CFL_Ltg | -38.134 | 0 | 0 | SDG&E Data Request 2022 | 196.441 | 2022 | 0 | 0 | 2022 | 0 | 0 | SDG&E Data Request 2022 | LED Exterior Wall or Pole Mounted Fixture ¦ SDG&E ¦ All | LED Exterior Wall or Pole Mounted Fixture | 0.42834 | 0.1 | 0.477 | MICS - Navigant 2015 | 0 | 0 | 1 | 0
CAM-LIGHTING-09.1 | Low Income ¦ Average Existing and Code CAM LED T8 Lamp - Interior ¦ PG&E ¦ All | Low Income ¦ Average Existing and Code CAM LED T8 Lamp - Interior | PG&E ¦ All | PG&E | All | Electric | Non LED T8 Lamp - Interior | Average Existing and Code | 0 | Conventional | Lighting | Low Income - Multi Family LI | Low Income | ROB Only | 0 | Residential Households | Each | 15 | DEER:Indoor_CFL_Ltg | 0 | 0 | 0 | PGE IOU Annual Report and SDG&E Data Request | 0 | 2022 | 0 | 0 | 2022 | 0 | 0 | PGE IOU Annual Report and SDG&E Data Request | LED T8 Lamp - Interior ¦ PG&E ¦ All | LED T8 Lamp - Interior | 0.75205 | 0.1 | 0.046988 | MICS - Navigant 2015 | 0 | 0 | 1 | 0
CAM-LIGHTING-10.1 | Low Income ¦ Efficient CAM LED T8 Lamp - Interior ¦ PG&E ¦ All | Low Income ¦ Efficient CAM LED T8 Lamp - Interior | PG&E ¦ All | PG&E | All | Electric | Efficient LED T8 Lamp - Interior | Efficient | 0 | Conventional | Lighting | Low Income - Multi Family LI | Low Income | ROB Only | 0 | Residential Households | Each | 15 | DEER:Indoor_CFL_Ltg | -219.1363 | -0.0024331 | -3.7908 | PGE IOU Annual Report | 73.5377 | 2022 | 0 | 0 | 2022 | 0 | 0 | PGE IOU Annual Report | LED T8 Lamp - Interior ¦ PG&E ¦ All | LED T8 Lamp - Interior | 0.75205 | 0.1 | 0.95301 | MICS - Navigant 2015 | 0 | 0 | 1 | 0
CAM-LIGHTING-09.2 | Low Income ¦ Average Existing and Code CAM LED T8 Lamp - Interior ¦ SCE ¦ All | Low Income ¦ Average Existing and Code CAM LED T8 Lamp - Interior | SCE ¦ All | SCE | All | Electric | Non LED T8 Lamp - Interior | Average Existing and Code | 0 | Conventional | Lighting | Low Income - Multi Family LI | Low Income | ROB Only | 0 | Residential Households | Each | 15 | DEER:Indoor_CFL_Ltg | 0 | 0 | 0 | PGE IOU Annual Report and SDG&E Data Request | 0 | 2022 | 0 | 0 | 2022 | 0 | 0 | PGE IOU Annual Report and SDG&E Data Request | LED T8 Lamp - Interior ¦ SCE ¦ All | LED T8 Lamp - Interior | 0.75205 | 0.1 | 0.046988 | MICS - Navigant 2015 | 0 | 0 | 1 | 0
CAM-LIGHTING-10.2 | Low Income ¦ Efficient CAM LED T8 Lamp - Interior ¦ SCE ¦ All | Low Income ¦ Efficient CAM LED T8 Lamp - Interior | SCE ¦ All | SCE | All | Electric | Efficient LED T8 Lamp - Interior | Efficient | 0 | Conventional | Lighting | Low Income - Multi Family LI | Low Income | ROB Only | 0 | Residential Households | Each | 15 | DEER:Indoor_CFL_Ltg | -149.9198 | -0.0012165 | -2.3424 | PGE IOU Annual Report and SDG&E Data Request | 47.1471 | 2022 | 0 | 0 | 2022 | 0 | 0 | PGE IOU Annual Report and SDG&E Data Request | LED T8 Lamp - Interior ¦ SCE ¦ All | LED T8 Lamp - Interior | 0.75205 | 0.1 | 0.95301 | MICS - Navigant 2015 | 0 | 0 | 1 | 0
CAM-LIGHTING-09.3 | Low Income ¦ Average Existing and Code CAM LED T8 Lamp - Interior ¦ SDG&E ¦ All | Low Income ¦ Average Existing and Code CAM LED T8 Lamp - Interior | SDG&E ¦ All | SDG&E | All | Electric | Non LED T8 Lamp - Interior | Average Existing and Code | 0 | Conventional | Lighting | Low Income - Multi Family LI | Low Income | ROB Only | 0 | Residential Households | Each | 15 | DEER:Indoor_CFL_Ltg | 0 | 0 | 0 | PGE IOU Annual Report and SDG&E Data Request | 0 | 2022 | 0 | 0 | 2022 | 0 | 0 | PGE IOU Annual Report and SDG&E Data Request | LED T8 Lamp - Interior ¦ SDG&E ¦ All | LED T8 Lamp - Interior | 0.75205 | 0.1 | 0.046988 | MICS - Navigant 2015 | 0 | 0 | 1 | 0
CAM-LIGHTING-10.3 | Low Income ¦ Efficient CAM LED T8 Lamp - Interior ¦ SDG&E ¦ All | Low Income ¦ Efficient CAM LED T8 Lamp - Interior | SDG&E ¦ All | SDG&E | All | Electric | Efficient LED T8 Lamp - Interior | Efficient | 0 | Conventional | Lighting | Low Income - Multi Family LI | Low Income | ROB Only | 0 | Residential Households | Each | 15 | DEER:Indoor_CFL_Ltg | -80.7034 | 0 | -0.89397 | SDG&E Data Request 2022 | 20.7565 | 2022 | 0 | 0 | 2022 | 0 | 0 | SDG&E Data Request | LED T8 Lamp - Interior ¦ SDG&E ¦ All | LED T8 Lamp - Interior | 0.75205 | 0.1 | 0.95301 | MICS - Navigant 2015 | 0 | 0 | 1 | 0
CAM-LIGHTING-11.1 | Low Income ¦ Average Existing and Code CAM LED T-Lamp ¦ PG&E ¦ All | Low Income ¦ Average Existing and Code CAM LED T-Lamp | PG&E ¦ All | PG&E | All | Electric | Non LED T-Lamp | Average Existing and Code | 0 | Conventional | Lighting | Low Income - Multi Family LI | Low Income | ROB Only | 0 | Residential Households | Each | 15 | DEER:Indoor_CFL_Ltg | 0 | 0 | 0 | SCE IOU Monthly Report | 0 | 2022 | 0 | 0 | 2022 | 0 | 0 | SCE IOU Monthly Reports 2022 | LED T-Lamp ¦ PG&E ¦ All | LED T-Lamp | 0.75205 | 0.1 | 0.046988 | MICS - Navigant 2015 | 0 | 0 | 1 | 0
CAM-LIGHTING-12.1 | Low Income ¦ Efficient CAM LED T-Lamp ¦ PG&E ¦ All | Low Income ¦ Efficient CAM LED T-Lamp | PG&E ¦ All | PG&E | All | Electric | LED T-Lamp | Efficient | 0 | Conventional | Lighting | Low Income - Multi Family LI | Low Income | ROB Only | 0 | Residential Households | Each | 15 | DEER:Indoor_CFL_Ltg | -49.2173 | -0.00080986 | 0 | SCE IOU Monthly Report | 9.6373 | 2022 | 0 | 0 | 2022 | 0 | 0 | SCE IOU Monthly Reports 2022 | LED T-Lamp ¦ PG&E ¦ All | LED T-Lamp | 0.75205 | 0.1 | 0.95301 | MICS - Navigant 2015 | 0 | 0 | 1 | 0
CAM-LIGHTING-11.2 | Low Income ¦ Average Existing and Code CAM LED T-Lamp ¦ SCE ¦ All | Low Income ¦ Average Existing and Code CAM LED T-Lamp | SCE ¦ All | SCE | All | Electric | Non LED T-Lamp | Average Existing and Code | 0 | Conventional | Lighting | Low Income - Multi Family LI | Low Income | ROB Only | 0 | Residential Households | Each | 15 | DEER:Indoor_CFL_Ltg | 0 | 0 | 0 | SCE IOU Monthly Report | 0 | 2022 | 0 | 0 | 2022 | 0 | 0 | SCE IOU Monthly Reports 2022 | LED T-Lamp ¦ SCE ¦ All | LED T-Lamp | 0.75205 | 0.1 | 0.046988 | MICS - Navigant 2015 | 0 | 0 | 1 | 0
CAM-LIGHTING-12.2 | Low Income ¦ Efficient CAM LED T-Lamp ¦ SCE ¦ All | Low Income ¦ Efficient CAM LED T-Lamp | SCE ¦ All | SCE | All | Electric | LED T-Lamp | Efficient | 0 | Conventional | Lighting | Low Income - Multi Family LI | Low Income | ROB Only | 0 | Residential Households | Each | 15 | DEER:Indoor_CFL_Ltg | -49.2173 | -0.00080986 | 0 | SCE IOU Monthly Report | 9.6373 | 2022 | 0 | 0 | 2022 | 0 | 0 | SCE IOU Monthly Reports 2022 | LED T-Lamp ¦ SCE ¦ All | LED T-Lamp | 0.75205 | 0.1 | 0.95301 | MICS - Navigant 2015 | 0 | 0 | 1 | 0
CAM-LIGHTING-11.3 | Low Income ¦ Average Existing and Code CAM LED T-Lamp ¦ SDG&E ¦ All | Low Income ¦ Average Existing and Code CAM LED T-Lamp | SDG&E ¦ All | SDG&E | All | Electric | Non LED T-Lamp | Average Existing and Code | 0 | Conventional | Lighting | Low Income - Multi Family LI | Low Income | ROB Only | 0 | Residential Households | Each | 15 | DEER:Indoor_CFL_Ltg | 0 | 0 | 0 | SCE IOU Monthly Report | 0 | 2022 | 0 | 0 | 2022 | 0 | 0 | SCE IOU Monthly Reports 2022 | LED T-Lamp ¦ SDG&E ¦ All | LED T-Lamp | 0.75205 | 0.1 | 0.046988 | MICS - Navigant 2015 | 0 | 0 | 1 | 0
CAM-LIGHTING-12.3 | Low Income ¦ Efficient CAM LED T-Lamp ¦ SDG&E ¦ All | Low Income ¦ Efficient CAM LED T-Lamp | SDG&E ¦ All | SDG&E | All | Electric | LED T-Lamp | Efficient | 0 | Conventional | Lighting | Low Income - Multi Family LI | Low Income | ROB Only | 0 | Residential Households | Each | 15 | DEER:Indoor_CFL_Ltg | -49.2173 | -0.00080986 | 0 | SCE IOU Monthly Report | 9.6373 | 2022 | 0 | 0 | 2022 | 0 | 0 | SCE IOU Monthly Reports 2022 | LED T-Lamp ¦ SDG&E ¦ All | LED T-Lamp | 0.75205 | 0.1 | 0.95301 | MICS - Navigant 2015 | 0 | 0 | 1 | 0
CAM-APPPLUG-01.1 | Low Income ¦ Average Existing and Code CAM Variable Speed Pool Pump ¦ PG&E ¦ All | Low Income ¦ Average Existing and Code CAM Variable Speed Pool Pump | PG&E ¦ All | PG&E | All | Electric | Non Variable Speed Pool Pump | Average Existing and Code | 0 | Conventional | AppPlug | Low Income - Multi Family LI | Low Income | RET Only | 0 | Residential Households | Each | 10 | DEER:RefgFrzr_Recycling | 0 | 0 | 0 | SDG&E Data Request | 0 | 2022 | 0 | 0 | 2022 | 0 | 0 | SDG&E Data Request | Variable Speed Pool Pump ¦ PG&E ¦ All | Variable Speed Pool Pump | 0.22801 | 0.1 | 1 | RASS 2019 | 0 | 0 | 1 | 0
CAM-APPPLUG-02.1 | Low Income ¦ Efficient CAM Variable Speed Pool Pump ¦ PG&E ¦ All | Low Income ¦ Efficient CAM Variable Speed Pool Pump | PG&E ¦ All | PG&E | All | Electric | Variable Speed Pool Pump | Efficient | 0 | Conventional | AppPlug | Low Income - Multi Family LI | Low Income | RET Only | 0 | Residential Households | Each | 10 | DEER:RefgFrzr_Recycling | -1252.198 | -0.272 | 0 | SDG&E Data Request | 1395.6266 | 2022 | 0 | 0 | 2022 | 0 | 0 | SDG&E Data Request | Variable Speed Pool Pump ¦ PG&E ¦ All | Variable Speed Pool Pump | 0.22801 | 0.1 | 0 | RASS 2019 | 0 | 0 | 1 | 0
CAM-APPPLUG-01.2 | Low Income ¦ Average Existing and Code CAM Variable Speed Pool Pump ¦ SCE ¦ All | Low Income ¦ Average Existing and Code CAM Variable Speed Pool Pump | SCE ¦ All | SCE | All | Electric | Non Variable Speed Pool Pump | Average Existing and Code | 0 | Conventional | AppPlug | Low Income - Multi Family LI | Low Income | RET Only | 0 | Residential Households | Each | 10 | DEER:RefgFrzr_Recycling | 0 | 0 | 0 | SDG&E Data Request | 0 | 2022 | 0 | 0 | 2022 | 0 | 0 | SDG&E Data Request | Variable Speed Pool Pump ¦ SCE ¦ All | Variable Speed Pool Pump | 0.22801 | 0.1 | 1 | RASS 2019 | 0 | 0 | 1 | 0
CAM-APPPLUG-02.2 | Low Income ¦ Efficient CAM Variable Speed Pool Pump ¦ SCE ¦ All | Low Income ¦ Efficient CAM Variable Speed Pool Pump | SCE ¦ All | SCE | All | Electric | Variable Speed Pool Pump | Efficient | 0 | Conventional | AppPlug | Low Income - Multi Family LI | Low Income | RET Only | 0 | Residential Households | Each | 10 | DEER:RefgFrzr_Recycling | -1252.198 | -0.272 | 0 | SDG&E Data Request | 1395.6266 | 2022 | 0 | 0 | 2022 | 0 | 0 | SDG&E Data Request | Variable Speed Pool Pump ¦ SCE ¦ All | Variable Speed Pool Pump | 0.22801 | 0.1 | 0 | RASS 2019 | 0 | 0 | 1 | 0
CAM-APPPLUG-01.3 | Low Income ¦ Average Existing and Code CAM Variable Speed Pool Pump ¦ SDG&E ¦ All | Low Income ¦ Average Existing and Code CAM Variable Speed Pool Pump | SDG&E ¦ All | SDG&E | All | Electric | Non Variable Speed Pool Pump | Average Existing and Code | 0 | Conventional | AppPlug | Low Income - Multi Family LI | Low Income | RET Only | 0 | Residential Households | Each | 10 | DEER:RefgFrzr_Recycling | 0 | 0 | 0 | SDG&E Data Request | 0 | 2022 | 0 | 0 | 2022 | 0 | 0 | SDG&E Data Request | Variable Speed Pool Pump ¦ SDG&E ¦ All | Variable Speed Pool Pump | 0.22801 | 0.1 | 1 | RASS 2019 | 0 | 0 | 1 | 0
CAM-APPPLUG-02.3 | Low Income ¦ Efficient CAM Variable Speed Pool Pump ¦ SDG&E ¦ All | Low Income ¦ Efficient CAM Variable Speed Pool Pump | SDG&E ¦ All | SDG&E | All | Electric | Variable Speed Pool Pump | Efficient | 0 | Conventional | AppPlug | Low Income - Multi Family LI | Low Income | RET Only | 0 | Residential Households | Each | 10 | DEER:RefgFrzr_Recycling | -1252.198 | -0.272 | 0 | SDG&E Data Request | 1395.6266 | 2022 | 0 | 0 | 2022 | 0 | 0 | SDG&E Data Request | Variable Speed Pool Pump ¦ SDG&E ¦ All | Variable Speed Pool Pump | 0.22801 | 0.1 | 0 | RASS 2019 | 0 | 0 | 1 | 0
CAM-WATERHEAT-01.1 | Low Income ¦ Average Existing and Code CAM Central Boiler ¦ PG&E ¦ All | Low Income ¦ Average Existing and Code CAM Central Boiler | PG&E ¦ All | PG&E | All | Gas | Existing Central Boiler | Average Existing and Code | 0 | Conventional | WaterHeat | Low Income - Multi Family LI | Low Income | ROB Only | 0 | Residential Households | Cap-kBTUh | 20 | DEER:HVAC_Eff_AC | 0 | 0 | 0 | 0 | 0 | 2022 | 0 | 0 | 2022 | 0 | 0 | SDG&E Data Request | Central Boiler ¦ PG&E ¦ All | Central Boiler | 0.57893 | 0.1 | 0.73126 | RASS 2019 | 0 | 0 | 1 | 0
CAM-WATERHEAT-02.1 | Low Income ¦ Efficient CAM Central Boiler ¦ PG&E ¦ All | Low Income ¦ Efficient CAM Central Boiler | PG&E ¦ All | PG&E | All | Gas | Central Boiler | Efficient | 0 | Conventional | WaterHeat | Low Income - Multi Family LI | Low Income | ROB Only | 0 | Residential Households | Cap-kBTUh | 20 | DEER:HVAC_Eff_AC | 0 | 0 | -2.17 | 0 | 52.846 | 2022 | 0 | 0 | 2022 | 0 | 0 | 0 | Central Boiler ¦ PG&E ¦ All | Central Boiler | 0.57893 | 0.1 | 0.26874 | RASS 2019 | 0 | 0 | 1 | 0
CAM-WATERHEAT-01.2 | Low Income ¦ Average Existing and Code CAM Central Boiler ¦ SCG ¦ All | Low Income ¦ Average Existing and Code CAM Central Boiler | SCG ¦ All | SCG | All | Gas | Existing Central Boiler | Average Existing and Code | 0 | Conventional | WaterHeat | Low Income - Multi Family LI | Low Income | ROB Only | 0 | Residential Households | Cap-kBTUh | 20 | DEER:HVAC_Eff_AC | 0 | 0 | 0 | 0 | 0 | 2022 | 0 | 0 | 2022 | 0 | 0 | SDG&E Data Request | Central Boiler ¦ SCG ¦ All | Central Boiler | 0.57893 | 0.1 | 0.73126 | RASS 2019 | 0 | 0 | 1 | 0
CAM-WATERHEAT-02.2 | Low Income ¦ Efficient CAM Central Boiler ¦ SCG ¦ All | Low Income ¦ Efficient CAM Central Boiler | SCG ¦ All | SCG | All | Gas | Central Boiler | Efficient | 0 | Conventional | WaterHeat | Low Income - Multi Family LI | Low Income | ROB Only | 0 | Residential Households | Cap-kBTUh | 20 | DEER:HVAC_Eff_AC | 0 | 0 | -2.17 | 0 | 52.846 | 2022 | 0 | 0 | 2022 | 0 | 0 | SDG&E Data Request | Central Boiler ¦ SCG ¦ All | Central Boiler | 0.57893 | 0.1 | 0.26874 | RASS 2019 | 0 | 0 | 1 | 0
CAM-WATERHEAT-01.3 | Low Income ¦ Average Existing and Code CAM Central Boiler ¦ SDG&E ¦ All | Low Income ¦ Average Existing and Code CAM Central Boiler | SDG&E ¦ All | SDG&E | All | Gas | Existing Central Boiler | Average Existing and Code | 0 | Conventional | WaterHeat | Low Income - Multi Family LI | Low Income | ROB Only | 0 | Residential Households | Cap-kBTUh | 20 | DEER:HVAC_Eff_AC | 0 | 0 | 0 | 0 | 0 | 2022 | 0 | 0 | 2022 | 0 | 0 | SDG&E Data Request | Central Boiler ¦ SDG&E ¦ All | Central Boiler | 0.57893 | 0.1 | 0.73126 | RASS 2019 | 0 | 0 | 1 | 0
CAM-WATERHEAT-02.3 | Low Income ¦ Efficient CAM Central Boiler ¦ SDG&E ¦ All | Low Income ¦ Efficient CAM Central Boiler | SDG&E ¦ All | SDG&E | All | Gas | Central Boiler | Efficient | 0 | Conventional | WaterHeat | Low Income - Multi Family LI | Low Income | ROB Only | 0 | Residential Households | Cap-kBTUh | 20 | DEER:HVAC_Eff_AC | 0 | 0 | -2.17 | 0 | 52.846 | 2022 | 0 | 0 | 2022 | 0 | 0 | SDG&E Data Request | Central Boiler ¦ SDG&E ¦ All | Central Boiler | 0.57893 | 0.1 | 0.26874 | RASS 2019 | 0 | 0 | 1 | 0
CAM-WATERHEAT-03.1 | Low Income ¦ Average Existing and Code CAM Central Boiler Replace ¦ PG&E ¦ All | Low Income ¦ Average Existing and Code CAM Central Boiler Replace | PG&E ¦ All | PG&E | All | Gas | Existing Central Boiler Replace | Average Existing and Code | 0 | Conventional | WaterHeat | Low Income - Multi Family LI | Low Income | ROB Only | 0 | Residential Households | Cap-kBTUh | 20 | DEER:HVAC_Eff_AC | 0 | 0 | 0 | 0 | 0 | 0 | 0 | 0 | 2022 | 0 | 0 | SCG IOU Monthly Reports | Central Boiler Replace ¦ PG&E ¦ All | Central Boiler Replace | 0.57893 | 0.1 | 0.73126 | RASS 2019 | 0 | 0 | 1 | 0
CAM-WATERHEAT-04.1 | Low Income ¦ Efficient CAM Central Boiler Replace ¦ PG&E ¦ All | Low Income ¦ Efficient CAM Central Boiler Replace | PG&E ¦ All | PG&E | All | Gas | Central Boiler Replace | Efficient | 0 | Conventional | WaterHeat | Low Income - Multi Family LI | Low Income | ROB Only | 0 | Residential Households | Cap-kBTUh | 20 | DEER:HVAC_Eff_AC | 0 | 0 | -17.099 | SCG IOU Monthly Report | 361.6548 | 2022 | 0 | 0 | 2022 | 0 | 0 | SCG IOU Monthly Reports | Central Boiler Replace ¦ PG&E ¦ All | Central Boiler Replace | 0.57893 | 0.1 | 0.26874 | RASS 2019 | 0 | 0 | 1 | 0
CAM-WATERHEAT-03.2 | Low Income ¦ Average Existing and Code CAM Central Boiler Replace ¦ SCG ¦ All | Low Income ¦ Average Existing and Code CAM Central Boiler Replace | SCG ¦ All | SCG | All | Gas | Existing Central Boiler Replace | Average Existing and Code | 0 | Conventional | WaterHeat | Low Income - Multi Family LI | Low Income | ROB Only | 0 | Residential Households | Cap-kBTUh | 20 | DEER:HVAC_Eff_AC | 0 | 0 | 0 | 0 | 0 | 0 | 0 | 0 | 2022 | 0 | 0 | SCG IOU Monthly Reports | Central Boiler Replace ¦ SCG ¦ All | Central Boiler Replace | 0.57893 | 0.1 | 0.73126 | RASS 2019 | 0 | 0 | 1 | 0
CAM-WATERHEAT-04.2 | Low Income ¦ Efficient CAM Central Boiler Replace ¦ SCG ¦ All | Low Income ¦ Efficient CAM Central Boiler Replace | SCG ¦ All | SCG | All | Gas | Central Boiler Replace | Efficient | 0 | Conventional | WaterHeat | Low Income - Multi Family LI | Low Income | ROB Only | 0 | Residential Households | Cap-kBTUh | 20 | DEER:HVAC_Eff_AC | 0 | 0 | -17.099 | SCG IOU Monthly Report | 361.6548 | 2022 | 0 | 0 | 2022 | 0 | 0 | SCG IOU Monthly Reports | Central Boiler Replace ¦ SCG ¦ All | Central Boiler Replace | 0.57893 | 0.1 | 0.26874 | RASS 2019 | 0 | 0 | 1 | 0
CAM-WATERHEAT-03.3 | Low Income ¦ Average Existing and Code CAM Central Boiler Replace ¦ SDG&E ¦ All | Low Income ¦ Average Existing and Code CAM Central Boiler Replace | SDG&E ¦ All | SDG&E | All | Gas | Existing Central Boiler Replace | Average Existing and Code | 0 | Conventional | WaterHeat | Low Income - Multi Family LI | Low Income | ROB Only | 0 | Residential Households | Cap-kBTUh | 20 | DEER:HVAC_Eff_AC | 0 | 0 | 0 | 0 | 0 | 0 | 0 | 0 | 2022 | 0 | 0 | SCG IOU Monthly Reports | Central Boiler Replace ¦ SDG&E ¦ All | Central Boiler Replace | 0.57893 | 0.1 | 0.73126 | RASS 2019 | 0 | 0 | 1 | 0
CAM-WATERHEAT-04.3 | Low Income ¦ Efficient CAM Central Boiler Replace ¦ SDG&E ¦ All | Low Income ¦ Efficient CAM Central Boiler Replace | SDG&E ¦ All | SDG&E | All | Gas | Central Boiler Replace | Efficient | 0 | Conventional | WaterHeat | Low Income - Multi Family LI | Low Income | ROB Only | 0 | Residential Households | Cap-kBTUh | 20 | DEER:HVAC_Eff_AC | 0 | 0 | -17.099 | SCG IOU Monthly Report | 361.6548 | 2022 | 0 | 0 | 2022 | 0 | 0 | SCG IOU Monthly Reports | Central Boiler Replace ¦ SDG&E ¦ All | Central Boiler Replace | 0.57893 | 0.1 | 0.26874 | RASS 2019 | 0 | 0 | 1 | 0
CAM-WATERHEAT-05.1 | Low Income ¦ Average Existing and Code CAM Condensing Domestic Hot Water Boiler ¦ PG&E ¦ All | Low Income ¦ Average Existing and Code CAM Condensing Domestic Hot Water Boiler | PG&E ¦ All | PG&E | All | Gas | Existing Condensing Domestic Hot Water Boiler | Average Existing and Code | 0 | Conventional | WaterHeat | Low Income - Multi Family LI | Low Income | ROB Only | 0 | Residential Households | Cap-kBtuh | 15 | DEER:HVAC_Eff_AC | 0 | 0 | 0 | PG&E IOU Monthly Report | 0 | 2022 | 0 | 0 | 2022 | 0 | 0 | PG&E IOU Monthly Report | Condensing Domestic Hot Water Boiler ¦ PG&E ¦ All | Condensing Domestic Hot Water Boiler | 0.0046876 | 0.1 | 0.93788 | RASS 2019 | 0 | 0 | 1 | 0
CAM-WATERHEAT-06.1 | Low Income ¦ Efficient CAM Condensing Domestic Hot Water Boiler ¦ PG&E ¦ All | Low Income ¦ Efficient CAM Condensing Domestic Hot Water Boiler | PG&E ¦ All | PG&E | All | Gas | Condensing Domestic Hot Water Boiler | Efficient | 0 | Conventional | WaterHeat | Low Income - Multi Family LI | Low Income | ROB Only | 0 | Residential Households | Cap-kBtuh | 15 | DEER:HVAC_Eff_AC | 0 | 0 | -3.371 | PG&E IOU Monthly Report | 103.0162 | 2022 | 0 | 0 | 2022 | 0 | 0 | PG&E IOU Monthly Report | Condensing Domestic Hot Water Boiler ¦ PG&E ¦ All | Condensing Domestic Hot Water Boiler | 0.0046876 | 0.1 | 0.062121 | RASS 2019 | 0 | 0 | 1 | 0
CAM-WATERHEAT-05.2 | Low Income ¦ Average Existing and Code CAM Condensing Domestic Hot Water Boiler ¦ SCG ¦ All | Low Income ¦ Average Existing and Code CAM Condensing Domestic Hot Water Boiler | SCG ¦ All | SCG | All | Gas | Existing Condensing Domestic Hot Water Boiler | Average Existing and Code | 0 | Conventional | WaterHeat | Low Income - Multi Family LI | Low Income | ROB Only | 0 | Residential Households | Cap-kBtuh | 15 | DEER:HVAC_Eff_AC | 0 | 0 | 0 | PG&E IOU Monthly Report | 0 | 2022 | 0 | 0 | 2022 | 0 | 0 | PG&E IOU Monthly Report | Condensing Domestic Hot Water Boiler ¦ SCG ¦ All | Condensing Domestic Hot Water Boiler | 0.0046876 | 0.1 | 0.93788 | RASS 2019 | 0 | 0 | 1 | 0
CAM-WATERHEAT-06.2 | Low Income ¦ Efficient CAM Condensing Domestic Hot Water Boiler ¦ SCG ¦ All | Low Income ¦ Efficient CAM Condensing Domestic Hot Water Boiler | SCG ¦ All | SCG | All | Gas | Condensing Domestic Hot Water Boiler | Efficient | 0 | Conventional | WaterHeat | Low Income - Multi Family LI | Low Income | ROB Only | 0 | Residential Households | Cap-kBtuh | 15 | DEER:HVAC_Eff_AC | 0 | 0 | -3.371 | PG&E IOU Monthly Report | 103.0162 | 2022 | 0 | 0 | 2022 | 0 | 0 | PG&E IOU Monthly Report | Condensing Domestic Hot Water Boiler ¦ SCG ¦ All | Condensing Domestic Hot Water Boiler | 0.0046876 | 0.1 | 0.062121 | RASS 2019 | 0 | 0 | 1 | 0
CAM-WATERHEAT-05.3 | Low Income ¦ Average Existing and Code CAM Condensing Domestic Hot Water Boiler ¦ SDG&E ¦ All | Low Income ¦ Average Existing and Code CAM Condensing Domestic Hot Water Boiler | SDG&E ¦ All | SDG&E | All | Gas | Condensing Domestic Hot Water Boiler | Average Existing and Code | 0 | Conventional | WaterHeat | Low Income - Multi Family LI | Low Income | ROB Only | 0 | Residential Households | Cap-kBtuh | 15 | DEER:HVAC_Eff_AC | 0 | 0 | 0 | PG&E IOU Monthly Report | 0 | 2022 | 0 | 0 | 2022 | 0 | 0 | PG&E IOU Monthly Report | Condensing Domestic Hot Water Boiler ¦ SDG&E ¦ All | Condensing Domestic Hot Water Boiler | 0.0046876 | 0.1 | 0.93788 | RASS 2019 | 0 | 0 | 1 | 0
CAM-WATERHEAT-06.3 | Low Income ¦ Efficient CAM Condensing Domestic Hot Water Boiler ¦ SDG&E ¦ All | Low Income ¦ Efficient CAM Condensing Domestic Hot Water Boiler | SDG&E ¦ All | SDG&E | All | Gas | Condensing Domestic Hot Water Boiler | Efficient | 0 | Conventional | WaterHeat | Low Income - Multi Family LI | Low Income | ROB Only | 0 | Residential Households | Cap-kBtuh | 15 | DEER:HVAC_Eff_AC | 0 | 0 | -3.371 | PG&E IOU Monthly Report | 103.0162 | 2022 | 0 | 0 | 2022 | 0 | 0 | PG&E IOU Monthly Report | Condensing Domestic Hot Water Boiler ¦ SDG&E ¦ All | Condensing Domestic Hot Water Boiler | 0.0046876 | 0.1 | 0.062121 | RASS 2019 | 0 | 0 | 1 | 0
CAM-WATERHEAT-09.1 | Low Income ¦ Average Existing and Code CAM Storage Water Heater ¦ PG&E ¦ All | Low Income ¦ Average Existing and Code CAM Storage Water Heater | PG&E ¦ All | PG&E | All | Gas | Existing Storage Water Heater | Average Existing and Code | 0 | Conventional | WaterHeat | Low Income - Multi Family LI | Low Income | ROB Only | 0 | Residential Households | Cap-kBtuh | 12 | DEER:Indoor_CFL_Ltg | 0 | 0 | 0 | PG&E Monthly IOU Report | 0 | 2022 | 0 | 0 | 2022 | 0 | 0 | PG&E Monthly IOU Report | Storage Water Heater ¦ PG&E ¦ All | Storage Water Heater | 0.45787 | 0.1 | 0.72834 | RASS 2019 | 0 | 0 | 1 | 0
CAM-WATERHEAT-10.1 | Low Income ¦ Efficient CAM Storage Water Heater ¦ PG&E ¦ All | Low Income ¦ Efficient CAM Storage Water Heater | PG&E ¦ All | PG&E | All | Gas | Storage Water Heater | Efficient | 0 | Conventional | WaterHeat | Low Income - Multi Family LI | Low Income | ROB Only | 0 | Residential Households | Cap-kBtuh | 12 | DEER:Indoor_CFL_Ltg | 0 | 0 | -4.0448 | PG&E Monthly IOU Report | 88.217 | 2022 | 0 | 0 | 2022 | 0 | 0 | PG&E Monthly IOU Report | Storage Water Heater ¦ PG&E ¦ All | Storage Water Heater | 0.45787 | 0.1 | 0.27166 | RASS 2019 | 0 | 0 | 1 | 0
CAM-WATERHEAT-09.2 | Low Income ¦ Average Existing and Code CAM Storage Water Heater ¦ SCG ¦ All | Low Income ¦ Average Existing and Code CAM Storage Water Heater | SCG ¦ All | SCG | All | Gas | Existing Storage Water Heater | Average Existing and Code | 0 | Conventional | WaterHeat | Low Income - Multi Family LI | Low Income | ROB Only | 0 | Residential Households | Cap-kBtuh | 12 | DEER:Indoor_CFL_Ltg | 0 | 0 | 0 | PG&E Monthly IOU Report | 0 | 2022 | 0 | 0 | 2022 | 0 | 0 | PG&E Monthly IOU Report | Storage Water Heater ¦ SCG ¦ All | Storage Water Heater | 0.45787 | 0.1 | 0.72834 | RASS 2019 | 0 | 0 | 1 | 0
CAM-WATERHEAT-10.2 | Low Income ¦ Efficient CAM Storage Water Heater ¦ SCG ¦ All | Low Income ¦ Efficient CAM Storage Water Heater | SCG ¦ All | SCG | All | Gas | Storage Water Heater | Efficient | 0 | Conventional | WaterHeat | Low Income - Multi Family LI | Low Income | ROB Only | 0 | Residential Households | Cap-kBtuh | 12 | DEER:Indoor_CFL_Ltg | 0 | 0 | -4.0448 | PG&E Monthly IOU Report | 88.217 | 2022 | 0 | 0 | 2022 | 0 | 0 | PG&E Monthly IOU Report | Storage Water Heater ¦ SCG ¦ All | Storage Water Heater | 0.45787 | 0.1 | 0.27166 | RASS 2019 | 0 | 0 | 1 | 0
CAM-WATERHEAT-09.3 | Low Income ¦ Average Existing and Code CAM Storage Water Heater ¦ SDG&E ¦ All | Low Income ¦ Average Existing and Code CAM Storage Water Heater | SDG&E ¦ All | SDG&E | All | Gas | Existing Storage Water Heater | Average Existing and Code | 0 | Conventional | WaterHeat | Low Income - Multi Family LI | Low Income | ROB Only | 0 | Residential Households | Cap-kBtuh | 12 | DEER:Indoor_CFL_Ltg | 0 | 0 | 0 | PG&E Monthly IOU Report | 0 | 2022 | 0 | 0 | 2022 | 0 | 0 | PG&E Monthly IOU Report | Storage Water Heater ¦ SDG&E ¦ All | Storage Water Heater | 0.45787 | 0.1 | 0.72834 | RASS 2019 | 0 | 0 | 1 | 0
CAM-WATERHEAT-10.3 | Low Income ¦ Efficient CAM Storage Water Heater ¦ SDG&E ¦ All | Low Income ¦ Efficient CAM Storage Water Heater | SDG&E ¦ All | SDG&E | All | Gas | Storage Water Heater | Efficient | 0 | Conventional | WaterHeat | Low Income - Multi Family LI | Low Income | ROB Only | 0 | Residential Households | Cap-kBtuh | 12 | DEER:Indoor_CFL_Ltg | 0 | 0 | -4.0448 | PG&E Monthly IOU Report | 88.217 | 2022 | 0 | 0 | 2022 | 0 | 0 | PG&E Monthly IOU Report | Storage Water Heater ¦ SDG&E ¦ All | Storage Water Heater | 0.45787 | 0.1 | 0.27166 | RASS 2019 | 0 | 0 | 1 | 0
LI-APPPLUG-01.1 | Low Income ¦ Average Existing and Code Cold Storage ¦ PG&E ¦ All | Low Income ¦ Average Existing and Code Cold Storage | PG&E ¦ All | PG&E | All | Electric | Cold storage | Average Existing and Code | 0 | Conventional | AppPlug | Low Income - Single Family LI | Low Income | ROB Only | 0 | Residential Households | House | 10 | DEER:RefgFrzr_HighEff | 0 | 0 | 0 | Batch 3 and Batch 2 missing data | 0 | 2021 | 0 | 0 | 2021 | 0 | 0 | 2022 MICS | Cold Storage ¦ PG&E ¦ All | Cold Storage | 1 | 1 | 1 | Guidehouse 2021 Assumption | 0 | 0 | 1 | 0
LI-APPPLUG-02.1 | Low Income ¦ Efficient Cold Storage ¦ PG&E ¦ All | Low Income ¦ Efficient Cold Storage | PG&E ¦ All | PG&E | All | Electric | Efficient cold storage | Efficient | 0 | Conventional | AppPlug | Low Income - Single Family LI | Low Income | ROB Only | 0 | Residential Households | House | 10 | DEER:RefgFrzr_HighEff | -1e-16 | -1e-16 | 0 | Batch 3 and Batch 2 missing data | 549 | 2021 | 0 | 47.28 | 2021 | 0 | 0 | 2022 MICS | Cold Storage ¦ PG&E ¦ All | Cold Storage | 1 | 1 | 0 | Guidehouse 2021 Assumption | 0 | 0 | 1 | 0
LI-APPPLUG-01.2 | Low Income ¦ Average Existing and Code Cold Storage ¦ PG&E ¦ All | Low Income ¦ Average Existing and Code Cold Storage | PG&E ¦ All | PG&E | All | Electric | Cold storage | Average Existing and Code | 0 | Conventional | AppPlug | Low Income - Multi Family LI | Low Income | ROB Only | 0 | Residential Households | House | 10 | DEER:RefgFrzr_HighEff | 0 | 0 | 0 | Batch 3 and Batch 2 missing data | 0 | 2021 | 0 | 0 | 2021 | 0 | 0 | 2022 MICS | Cold Storage ¦ PG&E ¦ All | Cold Storage | 1 | 1 | 1 | Guidehouse 2021 Assumption | 0 | 0 | 1 | 0
LI-APPPLUG-02.2 | Low Income ¦ Efficient Cold Storage ¦ PG&E ¦ All | Low Income ¦ Efficient Cold Storage | PG&E ¦ All | PG&E | All | Electric | Efficient cold storage | Efficient | 0 | Conventional | AppPlug | Low Income - Multi Family LI | Low Income | ROB Only | 0 | Residential Households | House | 10 | DEER:RefgFrzr_HighEff | -1e-16 | -1e-16 | 0 | Batch 3 and Batch 2 missing data | 549 | 2021 | 0 | 47.28 | 2021 | 0 | 0 | 2022 MICS | Cold Storage ¦ PG&E ¦ All | Cold Storage | 1 | 1 | 0 | Guidehouse 2021 Assumption | 0 | 0 | 1 | 0
LI-APPPLUG-01.3 | Low Income ¦ Average Existing and Code Cold Storage ¦ SCE ¦ All | Low Income ¦ Average Existing and Code Cold Storage | SCE ¦ All | SCE | All | Electric | Cold storage | Average Existing and Code | 0 | Conventional | AppPlug | Low Income - Single Family LI | Low Income | ROB Only | 0 | Residential Households | House | 10 | DEER:RefgFrzr_HighEff | 0 | 0 | 0 | Batch 3 and Batch 2 missing data | 0 | 2021 | 0 | 0 | 2021 | 0 | 0 | 2022 MICS | Cold Storage ¦ SCE ¦ All | Cold Storage | 1 | 1 | 1 | Guidehouse 2021 Assumption | 0 | 0 | 1 | 0
LI-APPPLUG-02.3 | Low Income ¦ Efficient Cold Storage ¦ SCE ¦ All | Low Income ¦ Efficient Cold Storage | SCE ¦ All | SCE | All | Electric | Efficient cold storage | Efficient | 0 | Conventional | AppPlug | Low Income - Single Family LI | Low Income | ROB Only | 0 | Residential Households | House | 10 | DEER:RefgFrzr_HighEff | -1e-16 | -1e-16 | 0 | Batch 3 and Batch 2 missing data | 549 | 2021 | 0 | 47.28 | 2021 | 0 | 0 | 2022 MICS | Cold Storage ¦ SCE ¦ All | Cold Storage | 1 | 1 | 0 | Guidehouse 2021 Assumption | 0 | 0 | 1 | 0
LI-APPPLUG-01.4 | Low Income ¦ Average Existing and Code Cold Storage ¦ SCE ¦ All | Low Income ¦ Average Existing and Code Cold Storage | SCE ¦ All | SCE | All | Electric | Cold storage | Average Existing and Code | 0 | Conventional | AppPlug | Low Income - Multi Family LI | Low Income | ROB Only | 0 | Residential Households | House | 10 | DEER:RefgFrzr_HighEff | 0 | 0 | 0 | Batch 3 and Batch 2 missing data | 0 | 2021 | 0 | 0 | 2021 | 0 | 0 | 2022 MICS | Cold Storage ¦ SCE ¦ All | Cold Storage | 1 | 1 | 1 | Guidehouse 2021 Assumption | 0 | 0 | 1 | 0
LI-APPPLUG-02.4 | Low Income ¦ Efficient Cold Storage ¦ SCE ¦ All | Low Income ¦ Efficient Cold Storage | SCE ¦ All | SCE | All | Electric | Efficient cold storage | Efficient | 0 | Conventional | AppPlug | Low Income - Multi Family LI | Low Income | ROB Only | 0 | Residential Households | House | 10 | DEER:RefgFrzr_HighEff | -1e-16 | -1e-16 | 0 | Batch 3 and Batch 2 missing data | 549 | 2021 | 0 | 47.28 | 2021 | 0 | 0 | 2022 MICS | Cold Storage ¦ SCE ¦ All | Cold Storage | 1 | 1 | 0 | Guidehouse 2021 Assumption | 0 | 0 | 1 | 0
LI-APPPLUG-01.5 | Low Income ¦ Average Existing and Code Cold Storage ¦ SDG&E ¦ All | Low Income ¦ Average Existing and Code Cold Storage | SDG&E ¦ All | SDG&E | All | Electric | Cold storage | Average Existing and Code | 0 | Conventional | AppPlug | Low Income - Single Family LI | Low Income | ROB Only | 0 | Residential Households | House | 10 | DEER:RefgFrzr_HighEff | 0 | 0 | 0 | Batch 3 and Batch 2 missing data | 0 | 2021 | 0 | 0 | 2021 | 0 | 0 | 2022 MICS | Cold Storage ¦ SDG&E ¦ All | Cold Storage | 1 | 1 | 1 | Guidehouse 2021 Assumption | 0 | 0 | 1 | 0
LI-APPPLUG-02.5 | Low Income ¦ Efficient Cold Storage ¦ SDG&E ¦ All | Low Income ¦ Efficient Cold Storage | SDG&E ¦ All | SDG&E | All | Electric | Efficient cold storage | Efficient | 0 | Conventional | AppPlug | Low Income - Single Family LI | Low Income | ROB Only | 0 | Residential Households | House | 10 | DEER:RefgFrzr_HighEff | -1e-16 | -1e-16 | 0 | Batch 3 and Batch 2 missing data | 549 | 2021 | 0 | 47.28 | 2021 | 0 | 0 | 2022 MICS | Cold Storage ¦ SDG&E ¦ All | Cold Storage | 1 | 1 | 0 | Guidehouse 2021 Assumption | 0 | 0 | 1 | 0
LI-APPPLUG-01.6 | Low Income ¦ Average Existing and Code Cold Storage ¦ SDG&E ¦ All | Low Income ¦ Average Existing and Code Cold Storage | SDG&E ¦ All | SDG&E | All | Electric | Cold storage | Average Existing and Code | 0 | Conventional | AppPlug | Low Income - Multi Family LI | Low Income | ROB Only | 0 | Residential Households | House | 10 | DEER:RefgFrzr_HighEff | 0 | 0 | 0 | Batch 3 and Batch 2 missing data | 0 | 2021 | 0 | 0 | 2021 | 0 | 0 | 2022 MICS | Cold Storage ¦ SDG&E ¦ All | Cold Storage | 1 | 1 | 1 | Guidehouse 2021 Assumption | 0 | 0 | 1 | 0
LI-APPPLUG-02.6 | Low Income ¦ Efficient Cold Storage ¦ SDG&E ¦ All | Low Income ¦ Efficient Cold Storage | SDG&E ¦ All | SDG&E | All | Electric | Efficient cold storage | Efficient | 0 | Conventional | AppPlug | Low Income - Multi Family LI | Low Income | ROB Only | 0 | Residential Households | House | 10 | DEER:RefgFrzr_HighEff | -1e-16 | -1e-16 | 0 | Batch 3 and Batch 2 missing data | 549 | 2021 | 0 | 47.28 | 2021 | 0 | 0 | 2022 MICS | Cold Storage ¦ SDG&E ¦ All | Cold Storage | 1 | 1 | 0 | Guidehouse 2021 Assumption | 0 | 0 | 1 | 0
LI-APPPLUG-03.1 | Low Income ¦ Average Existing and Code Dishwashers ¦ PG&E ¦ All | Low Income ¦ Average Existing and Code Dishwashers | PG&E ¦ All | PG&E | All | Electric | Average efficiency dishwasher | Average Existing and Code | 0 | Conventional | AppPlug | Low Income - Single Family LI | Low Income | ROB Only | 0 | Residential Households | Each | 11 | DEER:Res_ClothesDishWasher | 0 | 0 | 0 | SCE PY 2020-2026 Energy Savings Program planning assumptions | 0 | 2021 | 0 | 0 | 2021 | 0 | 0 | SCE PY 2020-2026 Energy Savings Program planning assumptions | Dishwashers ¦ PG&E ¦ All | Dishwashers | 0.5172 | 1 | 0.09 | RASS 2019 | 0 | 0 | 1 | 0
LI-APPPLUG-04.1 | Low Income ¦ Efficient Dishwashers ¦ PG&E ¦ All | Low Income ¦ Efficient Dishwashers | PG&E ¦ All | PG&E | All | Electric | Efficient dishwasher | Efficient | 0 | Conventional | AppPlug | Low Income - Single Family LI | Low Income | ROB Only | 0 | Residential Households | Each | 11 | DEER:Res_ClothesDishWasher | -56.1196 | -0.0026688 | 0 | SCE PY 2020-2026 Energy Savings Program planning assumptions | 424 | 2022 | 0 | 310 | 2022 | 0 | 0 | SCE PY 2023-2026 Energy Savings Program planning assumptions | Dishwashers ¦ PG&E ¦ All | Dishwashers | 0.5172 | 1 | 0.91 | RASS 2019 | 0 | 0 | 1 | 0
LI-APPPLUG-03.2 | Low Income ¦ Average Existing and Code Dishwashers ¦ PG&E ¦ All | Low Income ¦ Average Existing and Code Dishwashers | PG&E ¦ All | PG&E | All | Electric | Average efficiency dishwasher | Average Existing and Code | 0 | Conventional | AppPlug | Low Income - Multi Family LI | Low Income | ROB Only | 0 | Residential Households | Each | 11 | DEER:Res_ClothesDishWasher | 0 | 0 | 0 | SCE PY 2020-2026 Energy Savings Program planning assumptions | 0 | 2021 | 0 | 0 | 2021 | 0 | 0 | SCE PY 2020-2026 Energy Savings Program planning assumptions | Dishwashers ¦ PG&E ¦ All | Dishwashers | 0.39564 | 1 | 0.09 | RASS 2019 | 0 | 0 | 1 | 0
LI-APPPLUG-04.2 | Low Income ¦ Efficient Dishwashers ¦ PG&E ¦ All | Low Income ¦ Efficient Dishwashers | PG&E ¦ All | PG&E | All | Electric | Efficient dishwasher | Efficient | 0 | Conventional | AppPlug | Low Income - Multi Family LI | Low Income | ROB Only | 0 | Residential Households | Each | 11 | DEER:Res_ClothesDishWasher | -56.1196 | -0.0026688 | 0 | SCE PY 2020-2026 Energy Savings Program planning assumptions | 424 | 2022 | 0 | 310 | 2022 | 0 | 0 | SCE PY 2023-2026 Energy Savings Program planning assumptions | Dishwashers ¦ PG&E ¦ All | Dishwashers | 0.39564 | 1 | 0.91 | RASS 2019 | 0 | 0 | 1 | 0
LI-APPPLUG-03.3 | Low Income ¦ Average Existing and Code Dishwashers ¦ SCE ¦ All | Low Income ¦ Average Existing and Code Dishwashers | SCE ¦ All | SCE | All | Electric | Average efficiency dishwasher | Average Existing and Code | 0 | Conventional | AppPlug | Low Income - Single Family LI | Low Income | ROB Only | 0 | Residential Households | Each | 11 | DEER:Res_ClothesDishWasher | 0 | 0 | 0 | SCE PY 2020-2026 Energy Savings Program planning assumptions | 0 | 2021 | 0 | 0 | 2021 | 0 | 0 | SCE PY 2020-2026 Energy Savings Program planning assumptions | Dishwashers ¦ SCE ¦ All | Dishwashers | 0.5172 | 1 | 0.09 | RASS 2019 | 0 | 0 | 1 | 0
LI-APPPLUG-04.3 | Low Income ¦ Efficient Dishwashers ¦ SCE ¦ All | Low Income ¦ Efficient Dishwashers | SCE ¦ All | SCE | All | Electric | Efficient dishwasher | Efficient | 0 | Conventional | AppPlug | Low Income - Single Family LI | Low Income | ROB Only | 0 | Residential Households | Each | 11 | DEER:Res_ClothesDishWasher | -56.1196 | -0.0026688 | 0 | SCE PY 2020-2026 Energy Savings Program planning assumptions | 424 | 2022 | 0 | 310 | 2022 | 0 | 0 | SCE PY 2023-2026 Energy Savings Program planning assumptions | Dishwashers ¦ SCE ¦ All | Dishwashers | 0.5172 | 1 | 0.91 | RASS 2019 | 0 | 0 | 1 | 0
LI-APPPLUG-03.4 | Low Income ¦ Average Existing and Code Dishwashers ¦ SCE ¦ All | Low Income ¦ Average Existing and Code Dishwashers | SCE ¦ All | SCE | All | Electric | Average efficiency dishwasher | Average Existing and Code | 0 | Conventional | AppPlug | Low Income - Multi Family LI | Low Income | ROB Only | 0 | Residential Households | Each | 11 | DEER:Res_ClothesDishWasher | 0 | 0 | 0 | SCE PY 2020-2026 Energy Savings Program planning assumptions | 0 | 2021 | 0 | 0 | 2021 | 0 | 0 | SCE PY 2020-2026 Energy Savings Program planning assumptions | Dishwashers ¦ SCE ¦ All | Dishwashers | 0.39564 | 1 | 0.09 | RASS 2019 | 0 | 0 | 1 | 0
LI-APPPLUG-04.4 | Low Income ¦ Efficient Dishwashers ¦ SCE ¦ All | Low Income ¦ Efficient Dishwashers | SCE ¦ All | SCE | All | Electric | Efficient dishwasher | Efficient | 0 | Conventional | AppPlug | Low Income - Multi Family LI | Low Income | ROB Only | 0 | Residential Households | Each | 11 | DEER:Res_ClothesDishWasher | -56.1196 | -0.0026688 | 0 | SCE PY 2020-2026 Energy Savings Program planning assumptions | 424 | 2022 | 0 | 310 | 2022 | 0 | 0 | SCE PY 2023-2026 Energy Savings Program planning assumptions | Dishwashers ¦ SCE ¦ All | Dishwashers | 0.39564 | 1 | 0.91 | RASS 2019 | 0 | 0 | 1 | 0
LI-APPPLUG-03.5 | Low Income ¦ Average Existing and Code Dishwashers ¦ SDG&E ¦ All | Low Income ¦ Average Existing and Code Dishwashers | SDG&E ¦ All | SDG&E | All | Electric | Average efficiency dishwasher | Average Existing and Code | 0 | Conventional | AppPlug | Low Income - Single Family LI | Low Income | ROB Only | 0 | Residential Households | Each | 11 | DEER:Res_ClothesDishWasher | 0 | 0 | 0 | SCE PY 2020-2026 Energy Savings Program planning assumptions | 0 | 2021 | 0 | 0 | 2021 | 0 | 0 | SCE PY 2020-2026 Energy Savings Program planning assumptions | Dishwashers ¦ SDG&E ¦ All | Dishwashers | 0.5172 | 1 | 0.09 | RASS 2019 | 0 | 0 | 1 | 0
LI-APPPLUG-04.5 | Low Income ¦ Efficient Dishwashers ¦ SDG&E ¦ All | Low Income ¦ Efficient Dishwashers | SDG&E ¦ All | SDG&E | All | Electric | Efficient dishwasher | Efficient | 0 | Conventional | AppPlug | Low Income - Single Family LI | Low Income | ROB Only | 0 | Residential Households | Each | 11 | DEER:Res_ClothesDishWasher | -56.1196 | -0.0026688 | 0 | SCE PY 2020-2026 Energy Savings Program planning assumptions | 424 | 2022 | 0 | 310 | 2022 | 0 | 0 | SCE PY 2023-2026 Energy Savings Program planning assumptions | Dishwashers ¦ SDG&E ¦ All | Dishwashers | 0.5172 | 1 | 0.91 | RASS 2019 | 0 | 0 | 1 | 0
LI-APPPLUG-03.6 | Low Income ¦ Average Existing and Code Dishwashers ¦ SDG&E ¦ All | Low Income ¦ Average Existing and Code Dishwashers | SDG&E ¦ All | SDG&E | All | Electric | Average efficiency dishwasher | Average Existing and Code | 0 | Conventional | AppPlug | Low Income - Multi Family LI | Low Income | ROB Only | 0 | Residential Households | Each | 11 | DEER:Res_ClothesDishWasher | 0 | 0 | 0 | SCE PY 2020-2026 Energy Savings Program planning assumptions | 0 | 2021 | 0 | 0 | 2021 | 0 | 0 | SCE PY 2020-2026 Energy Savings Program planning assumptions | Dishwashers ¦ SDG&E ¦ All | Dishwashers | 0.39564 | 1 | 0.09 | RASS 2019 | 0 | 0 | 1 | 0
LI-APPPLUG-04.6 | Low Income ¦ Efficient Dishwashers ¦ SDG&E ¦ All | Low Income ¦ Efficient Dishwashers | SDG&E ¦ All | SDG&E | All | Electric | Efficient dishwasher | Efficient | 0 | Conventional | AppPlug | Low Income - Multi Family LI | Low Income | ROB Only | 0 | Residential Households | Each | 11 | DEER:Res_ClothesDishWasher | -56.1196 | -0.0026688 | 0 | SCE PY 2020-2026 Energy Savings Program planning assumptions | 424 | 2022 | 0 | 310 | 2022 | 0 | 0 | SCE PY 2023-2026 Energy Savings Program planning assumptions | Dishwashers ¦ SDG&E ¦ All | Dishwashers | 0.39564 | 1 | 0.91 | RASS 2019 | 0 | 0 | 1 | 0
LI-APPPLUG-05.1 | Low Income ¦ Average Existing and Code Gas Clothes Dryers ¦ PG&E ¦ All | Low Income ¦ Average Existing and Code Gas Clothes Dryers | PG&E ¦ All | PG&E | All | Gas | Average clothes dryer | Average Existing and Code | 0 | Conventional | AppPlug | Low Income - Single Family LI | Low Income | ROB Only | 0 | Residential Households | Each | 12 | None | 0 | 0 | 0 | SDGE 2022 ESA MEASURES | 0 | 2022 | 0 | 0 | 2022 | 0 | 0 | SCE PY 2022-2026 Energy Savings Program planning assumptions | Gas Clothes Dryers ¦ PG&E ¦ All | Gas Clothes Dryers | 0.41515 | 1 | 0.84167 | RASS 2019 | 0 | 0 | 1 | 0
LI-APPPLUG-06.1 | Low Income ¦ Efficient Gas Clothes Dryers ¦ PG&E ¦ All | Low Income ¦ Efficient Gas Clothes Dryers | PG&E ¦ All | PG&E | All | Gas | Efficient clothes dryer | Efficient | 0 | Conventional | AppPlug | Low Income - Single Family LI | Low Income | ROB Only | 0 | Residential Households | Each | 12 | None | 0 | 0 | -3.51 | SDGE 2022 ESA MEASURES | 1391 | 2022 | 0 | 383.44 | 2022 | 0 | 0 | SCE PY 2022-2026 Energy Savings Program planning assumptions | Gas Clothes Dryers ¦ PG&E ¦ All | Gas Clothes Dryers | 0.41515 | 1 | 0.15833 | RASS 2019 | 0 | 0 | 1 | 0
LI-APPPLUG-05.2 | Low Income ¦ Average Existing and Code Gas Clothes Dryers ¦ PG&E ¦ All | Low Income ¦ Average Existing and Code Gas Clothes Dryers | PG&E ¦ All | PG&E | All | Gas | Average clothes dryer | Average Existing and Code | 0 | Conventional | AppPlug | Low Income - Multi Family LI | Low Income | ROB Only | 0 | Residential Households | Each | 12 | None | 0 | 0 | 0 | SDGE 2022 ESA MEASURES | 0 | 2022 | 0 | 0 | 2022 | 0 | 0 | SCE PY 2022-2026 Energy Savings Program planning assumptions | Gas Clothes Dryers ¦ PG&E ¦ All | Gas Clothes Dryers | 0.096767 | 1 | 0.85714 | RASS 2019 | 0 | 0 | 1 | 0
LI-APPPLUG-06.2 | Low Income ¦ Efficient Gas Clothes Dryers ¦ PG&E ¦ All | Low Income ¦ Efficient Gas Clothes Dryers | PG&E ¦ All | PG&E | All | Gas | Efficient clothes dryer | Efficient | 0 | Conventional | AppPlug | Low Income - Multi Family LI | Low Income | ROB Only | 0 | Residential Households | Each | 12 | None | 0 | 0 | -3.51 | SDGE 2022 ESA MEASURES | 1391 | 2022 | 0 | 383.44 | 2022 | 0 | 0 | SCE PY 2022-2026 Energy Savings Program planning assumptions | Gas Clothes Dryers ¦ PG&E ¦ All | Gas Clothes Dryers | 0.096767 | 1 | 0.14286 | RASS 2019 | 0 | 0 | 1 | 0
LI-APPPLUG-05.3 | Low Income ¦ Average Existing and Code Gas Clothes Dryers ¦ SCG ¦ All | Low Income ¦ Average Existing and Code Gas Clothes Dryers | SCG ¦ All | SCG | All | Gas | Average clothes dryer | Average Existing and Code | 0 | Conventional | AppPlug | Low Income - Single Family LI | Low Income | ROB Only | 0 | Residential Households | Each | 12 | None | 0 | 0 | 0 | SDGE 2022 ESA MEASURES | 0 | 2022 | 0 | 0 | 2022 | 0 | 0 | SCE PY 2022-2026 Energy Savings Program planning assumptions | Gas Clothes Dryers ¦ SCG ¦ All | Gas Clothes Dryers | 0.41515 | 1 | 0.84167 | RASS 2019 | 0 | 0 | 1 | 0
LI-APPPLUG-06.3 | Low Income ¦ Efficient Gas Clothes Dryers ¦ SCG ¦ All | Low Income ¦ Efficient Gas Clothes Dryers | SCG ¦ All | SCG | All | Gas | Efficient clothes dryer | Efficient | 0 | Conventional | AppPlug | Low Income - Single Family LI | Low Income | ROB Only | 0 | Residential Households | Each | 12 | None | 0 | 0 | -3.51 | SDGE 2022 ESA MEASURES | 1391 | 2022 | 0 | 383.44 | 2022 | 0 | 0 | SCE PY 2022-2026 Energy Savings Program planning assumptions | Gas Clothes Dryers ¦ SCG ¦ All | Gas Clothes Dryers | 0.41515 | 1 | 0.15833 | RASS 2019 | 0 | 0 | 1 | 0
LI-APPPLUG-05.4 | Low Income ¦ Average Existing and Code Gas Clothes Dryers ¦ SCG ¦ All | Low Income ¦ Average Existing and Code Gas Clothes Dryers | SCG ¦ All | SCG | All | Gas | Average clothes dryer | Average Existing and Code | 0 | Conventional | AppPlug | Low Income - Multi Family LI | Low Income | ROB Only | 0 | Residential Households | Each | 12 | None | 0 | 0 | 0 | SDGE 2022 ESA MEASURES | 0 | 2022 | 0 | 0 | 2022 | 0 | 0 | SCE PY 2022-2026 Energy Savings Program planning assumptions | Gas Clothes Dryers ¦ SCG ¦ All | Gas Clothes Dryers | 0.096767 | 1 | 0.85714 | RASS 2019 | 0 | 0 | 1 | 0
LI-APPPLUG-06.4 | Low Income ¦ Efficient Gas Clothes Dryers ¦ SCG ¦ All | Low Income ¦ Efficient Gas Clothes Dryers | SCG ¦ All | SCG | All | Gas | Efficient clothes dryer | Efficient | 0 | Conventional | AppPlug | Low Income - Multi Family LI | Low Income | ROB Only | 0 | Residential Households | Each | 12 | None | 0 | 0 | -3.51 | SDGE 2022 ESA MEASURES | 1391 | 2022 | 0 | 383.44 | 2022 | 0 | 0 | SCE PY 2022-2026 Energy Savings Program planning assumptions | Gas Clothes Dryers ¦ SCG ¦ All | Gas Clothes Dryers | 0.096767 | 1 | 0.14286 | RASS 2019 | 0 | 0 | 1 | 0
LI-APPPLUG-05.5 | Low Income ¦ Average Existing and Code Gas Clothes Dryers ¦ SDG&E ¦ All | Low Income ¦ Average Existing and Code Gas Clothes Dryers | SDG&E ¦ All | SDG&E | All | Gas | Average clothes dryer | Average Existing and Code | 0 | Conventional | AppPlug | Low Income - Single Family LI | Low Income | ROB Only | 0 | Residential Households | Each | 12 | None | 0 | 0 | 0 | SDGE 2022 ESA MEASURES | 0 | 2022 | 0 | 0 | 2022 | 0 | 0 | SCE PY 2022-2026 Energy Savings Program planning assumptions | Gas Clothes Dryers ¦ SDG&E ¦ All | Gas Clothes Dryers | 0.41515 | 1 | 0.84167 | RASS 2019 | 0 | 0 | 1 | 0
LI-APPPLUG-06.5 | Low Income ¦ Efficient Gas Clothes Dryers ¦ SDG&E ¦ All | Low Income ¦ Efficient Gas Clothes Dryers | SDG&E ¦ All | SDG&E | All | Gas | Efficient clothes dryer | Efficient | 0 | Conventional | AppPlug | Low Income - Single Family LI | Low Income | ROB Only | 0 | Residential Households | Each | 12 | None | 0 | 0 | -3.51 | SDGE 2022 ESA MEASURES | 1391 | 2022 | 0 | 383.44 | 2022 | 0 | 0 | SCE PY 2022-2026 Energy Savings Program planning assumptions | Gas Clothes Dryers ¦ SDG&E ¦ All | Gas Clothes Dryers | 0.41515 | 1 | 0.15833 | RASS 2019 | 0 | 0 | 1 | 0
LI-APPPLUG-05.6 | Low Income ¦ Average Existing and Code Gas Clothes Dryers ¦ SDG&E ¦ All | Low Income ¦ Average Existing and Code Gas Clothes Dryers | SDG&E ¦ All | SDG&E | All | Gas | Average clothes dryer | Average Existing and Code | 0 | Conventional | AppPlug | Low Income - Multi Family LI | Low Income | ROB Only | 0 | Residential Households | Each | 12 | None | 0 | 0 | 0 | SDGE 2022 ESA MEASURES | 0 | 2022 | 0 | 0 | 2022 | 0 | 0 | SCE PY 2022-2026 Energy Savings Program planning assumptions | Gas Clothes Dryers ¦ SDG&E ¦ All | Gas Clothes Dryers | 0.096767 | 1 | 0.85714 | RASS 2019 | 0 | 0 | 1 | 0
LI-APPPLUG-06.6 | Low Income ¦ Efficient Gas Clothes Dryers ¦ SDG&E ¦ All | Low Income ¦ Efficient Gas Clothes Dryers | SDG&E ¦ All | SDG&E | All | Gas | Efficient clothes dryer | Efficient | 0 | Conventional | AppPlug | Low Income - Multi Family LI | Low Income | ROB Only | 0 | Residential Households | Each | 12 | None | 0 | 0 | -3.51 | SDGE 2022 ESA MEASURES | 1391 | 2022 | 0 | 383.44 | 2022 | 0 | 0 | SCE PY 2022-2026 Energy Savings Program planning assumptions | Gas Clothes Dryers ¦ SDG&E ¦ All | Gas Clothes Dryers | 0.096767 | 1 | 0.14286 | RASS 2019 | 0 | 0 | 1 | 0
LI-APPPLUG-07.1 | Low Income ¦ Average Existing and Code Freezers ¦ PG&E ¦ All | Low Income ¦ Average Existing and Code Freezers | PG&E ¦ All | PG&E | All | Electric | Average freezer | Average Existing and Code | 0 | Conventional | AppPlug | Low Income - Single Family LI | Low Income | ROB Only | 0 | Residential Households | Each | 11 | DEER:RefgFrzr_HighEff | 0 | 0 | 0 | SCE IOU Annual Report | 0 | 2022 | 0 | 0 | 2022 | 0 | 0 | SCE Data Request 2022 | Freezers ¦ PG&E ¦ All | Freezers | 0.29584 | 1 | 0.88727 | RASS 2019 | 0 | 0 | 1 | 0
LI-APPPLUG-08.1 | Low Income ¦ Efficient Freezers ¦ PG&E ¦ All | Low Income ¦ Efficient Freezers | PG&E ¦ All | PG&E | All | Electric | Efficient freezer | Efficient | 0 | Conventional | AppPlug | Low Income - Single Family LI | Low Income | ROB Only | 0 | Residential Households | Each | 11 | DEER:RefgFrzr_HighEff | -848 | -0.102 | 0 | SCE IOU Annual Report | 749 | 2022 | 0 | 280 | 2022 | 0 | 0 | SCE Data Request 2022 | Freezers ¦ PG&E ¦ All | Freezers | 0.29584 | 1 | 0.11273 | RASS 2019 | 0 | 0 | 1 | 0
LI-APPPLUG-07.2 | Low Income ¦ Average Existing and Code Freezers ¦ PG&E ¦ All | Low Income ¦ Average Existing and Code Freezers | PG&E ¦ All | PG&E | All | Electric | Average freezer | Average Existing and Code | 0 | Conventional | AppPlug | Low Income - Multi Family LI | Low Income | ROB Only | 0 | Residential Households | Each | 11 | DEER:RefgFrzr_HighEff | 0 | 0 | 0 | SCE IOU Annual Report | 0 | 2022 | 0 | 0 | 2022 | 0 | 0 | SCE Data Request 2022 | Freezers ¦ PG&E ¦ All | Freezers | 0.089942 | 1 | 0.84367 | RASS 2019 | 0 | 0 | 1 | 0
LI-APPPLUG-08.2 | Low Income ¦ Efficient Freezers ¦ PG&E ¦ All | Low Income ¦ Efficient Freezers | PG&E ¦ All | PG&E | All | Electric | Efficient freezer | Efficient | 0 | Conventional | AppPlug | Low Income - Multi Family LI | Low Income | ROB Only | 0 | Residential Households | Each | 11 | DEER:RefgFrzr_HighEff | -848 | -0.102 | 0 | SCE IOU Annual Report | 749 | 2022 | 0 | 280 | 2022 | 0 | 0 | SCE Data Request 2022 | Freezers ¦ PG&E ¦ All | Freezers | 0.089942 | 1 | 0.15633 | RASS 2019 | 0 | 0 | 1 | 0
LI-APPPLUG-07.3 | Low Income ¦ Average Existing and Code Freezers ¦ SCE ¦ All | Low Income ¦ Average Existing and Code Freezers | SCE ¦ All | SCE | All | Electric | Average freezer | Average Existing and Code | 0 | Conventional | AppPlug | Low Income - Single Family LI | Low Income | ROB Only | 0 | Residential Households | Each | 11 | DEER:RefgFrzr_HighEff | 0 | 0 | 0 | SCE IOU Annual Report | 0 | 2022 | 0 | 0 | 2022 | 0 | 0 | SCE Data Request 2022 | Freezers ¦ SCE ¦ All | Freezers | 0.29584 | 1 | 0.88727 | RASS 2019 | 0 | 0 | 1 | 0
LI-APPPLUG-08.3 | Low Income ¦ Efficient Freezers ¦ SCE ¦ All | Low Income ¦ Efficient Freezers | SCE ¦ All | SCE | All | Electric | Efficient freezer | Efficient | 0 | Conventional | AppPlug | Low Income - Single Family LI | Low Income | ROB Only | 0 | Residential Households | Each | 11 | DEER:RefgFrzr_HighEff | -848 | -0.102 | 0 | SCE IOU Annual Report | 749 | 2022 | 0 | 280 | 2022 | 0 | 0 | SCE Data Request 2022 | Freezers ¦ SCE ¦ All | Freezers | 0.29584 | 1 | 0.11273 | RASS 2019 | 0 | 0 | 1 | 0
LI-APPPLUG-07.4 | Low Income ¦ Average Existing and Code Freezers ¦ SCE ¦ All | Low Income ¦ Average Existing and Code Freezers | SCE ¦ All | SCE | All | Electric | Average freezer | Average Existing and Code | 0 | Conventional | AppPlug | Low Income - Multi Family LI | Low Income | ROB Only | 0 | Residential Households | Each | 11 | DEER:RefgFrzr_HighEff | 0 | 0 | 0 | SCE IOU Annual Report | 0 | 2022 | 0 | 0 | 2022 | 0 | 0 | SCE Data Request 2022 | Freezers ¦ SCE ¦ All | Freezers | 0.089942 | 1 | 0.84367 | RASS 2019 | 0 | 0 | 1 | 0
LI-APPPLUG-08.4 | Low Income ¦ Efficient Freezers ¦ SCE ¦ All | Low Income ¦ Efficient Freezers | SCE ¦ All | SCE | All | Electric | Efficient freezer | Efficient | 0 | Conventional | AppPlug | Low Income - Multi Family LI | Low Income | ROB Only | 0 | Residential Households | Each | 11 | DEER:RefgFrzr_HighEff | -848 | -0.102 | 0 | SCE IOU Annual Report | 749 | 2022 | 0 | 280 | 2022 | 0 | 0 | SCE Data Request 2022 | Freezers ¦ SCE ¦ All | Freezers | 0.089942 | 1 | 0.15633 | RASS 2019 | 0 | 0 | 1 | 0
LI-APPPLUG-07.5 | Low Income ¦ Average Existing and Code Freezers ¦ SDG&E ¦ All | Low Income ¦ Average Existing and Code Freezers | SDG&E ¦ All | SDG&E | All | Electric | Average freezer | Average Existing and Code | 0 | Conventional | AppPlug | Low Income - Single Family LI | Low Income | ROB Only | 0 | Residential Households | Each | 11 | DEER:RefgFrzr_HighEff | 0 | 0 | 0 | SCE IOU Annual Report | 0 | 2022 | 0 | 0 | 2022 | 0 | 0 | SCE Data Request 2022 | Freezers ¦ SDG&E ¦ All | Freezers | 0.29584 | 1 | 0.88727 | RASS 2019 | 0 | 0 | 1 | 0
LI-APPPLUG-08.5 | Low Income ¦ Efficient Freezers ¦ SDG&E ¦ All | Low Income ¦ Efficient Freezers | SDG&E ¦ All | SDG&E | All | Electric | Efficient freezer | Efficient | 0 | Conventional | AppPlug | Low Income - Single Family LI | Low Income | ROB Only | 0 | Residential Households | Each | 11 | DEER:RefgFrzr_HighEff | -848 | -0.102 | 0 | SCE IOU Annual Report | 749 | 2022 | 0 | 280 | 2022 | 0 | 0 | SCE Data Request 2022 | Freezers ¦ SDG&E ¦ All | Freezers | 0.29584 | 1 | 0.11273 | RASS 2019 | 0 | 0 | 1 | 0
LI-APPPLUG-07.6 | Low Income ¦ Average Existing and Code Freezers ¦ SDG&E ¦ All | Low Income ¦ Average Existing and Code Freezers | SDG&E ¦ All | SDG&E | All | Electric | Average freezer | Average Existing and Code | 0 | Conventional | AppPlug | Low Income - Multi Family LI | Low Income | ROB Only | 0 | Residential Households | Each | 11 | DEER:RefgFrzr_HighEff | 0 | 0 | 0 | SCE IOU Annual Report | 0 | 2022 | 0 | 0 | 2022 | 0 | 0 | SCE Data Request 2022 | Freezers ¦ SDG&E ¦ All | Freezers | 0.089942 | 1 | 0.84367 | RASS 2019 | 0 | 0 | 1 | 0
LI-APPPLUG-08.6 | Low Income ¦ Efficient Freezers ¦ SDG&E ¦ All | Low Income ¦ Efficient Freezers | SDG&E ¦ All | SDG&E | All | Electric | Efficient freezer | Efficient | 0 | Conventional | AppPlug | Low Income - Multi Family LI | Low Income | ROB Only | 0 | Residential Households | Each | 11 | DEER:RefgFrzr_HighEff | -848 | -0.102 | 0 | SCE IOU Annual Report | 749 | 2022 | 0 | 280 | 2022 | 0 | 0 | SCE Data Request 2022 | Freezers ¦ SDG&E ¦ All | Freezers | 0.089942 | 1 | 0.15633 | RASS 2019 | 0 | 0 | 1 | 0
LI-APPPLUG-09.1 | Low Income ¦ Average Existing and Code Electric Clothes Washers ¦ PG&E ¦ All | Low Income ¦ Average Existing and Code Electric Clothes Washers | PG&E ¦ All | PG&E | All | Electric | Average electric clothes washer | Average Existing and Code | 0 | Conventional | AppPlug | Low Income - Single Family LI | Low Income | ROB Only | 0 | Residential Households | Each | 11 | DEER:Res_ClothesDishWasher | 0 | 0 | 0 | PGE IOU ANNUAL REPORT | 0 | 2022 | 0 | 0 | 0 | 0 | 0 | 0 | Electric Clothes Washers ¦ PG&E ¦ All | Electric Clothes Washers | 0.043001 | 1 | 0.6125 | RASS 2019 | 0 | 0 | 1 | 0
LI-APPPLUG-10.1 | Low Income ¦ Efficient Electric Clothes Washers ¦ PG&E ¦ All | Low Income ¦ Efficient Electric Clothes Washers | PG&E ¦ All | PG&E | All | Electric | Efficient electric clothes washer | Efficient | 0 | Conventional | AppPlug | Low Income - Single Family LI | Low Income | ROB Only | 0 | Residential Households | Each | 11 | DEER:Res_ClothesDishWasher | -185 | -0.0333 | 0 | PGE IOU ANNUAL REPORT | 722.6235 | 2022 | 0 | 170.2098 | 2022 | 0 | 0 | 2022 PG&E Data Request | Electric Clothes Washers ¦ PG&E ¦ All | Electric Clothes Washers | 0.043001 | 1 | 0.3875 | RASS 2019 | 0 | 0 | 1 | 0
LI-APPPLUG-09.2 | Low Income ¦ Average Existing and Code Electric Clothes Washers ¦ PG&E ¦ All | Low Income ¦ Average Existing and Code Electric Clothes Washers | PG&E ¦ All | PG&E | All | Electric | Average electric clothes washer | Average Existing and Code | 0 | Conventional | AppPlug | Low Income - Multi Family LI | Low Income | ROB Only | 0 | Residential Households | Each | 11 | DEER:Res_ClothesDishWasher | 0 | 0 | 0 | PGE IOU ANNUAL REPORT | 0 | 2022 | 0 | 0 | 0 | 0 | 0 | 0 | Electric Clothes Washers ¦ PG&E ¦ All | Electric Clothes Washers | 0.024978 | 1 | 0.62121 | RASS 2019 | 0 | 0 | 1 | 0
LI-APPPLUG-10.2 | Low Income ¦ Efficient Electric Clothes Washers ¦ PG&E ¦ All | Low Income ¦ Efficient Electric Clothes Washers | PG&E ¦ All | PG&E | All | Electric | Efficient electric clothes washer | Efficient | 0 | Conventional | AppPlug | Low Income - Multi Family LI | Low Income | ROB Only | 0 | Residential Households | Each | 11 | DEER:Res_ClothesDishWasher | -185 | -0.0333 | 0 | PGE IOU ANNUAL REPORT | 722.6235 | 2022 | 0 | 170.2098 | 2022 | 0 | 0 | 2022 PG&E Data Request | Electric Clothes Washers ¦ PG&E ¦ All | Electric Clothes Washers | 0.024978 | 1 | 0.37879 | RASS 2019 | 0 | 0 | 1 | 0
LI-APPPLUG-09.3 | Low Income ¦ Average Existing and Code Electric Clothes Washers ¦ SCE ¦ All | Low Income ¦ Average Existing and Code Electric Clothes Washers | SCE ¦ All | SCE | All | Electric | Average electric clothes washer | Average Existing and Code | 0 | Conventional | AppPlug | Low Income - Single Family LI | Low Income | ROB Only | 0 | Residential Households | Each | 11 | DEER:Res_ClothesDishWasher | 0 | 0 | 0 | PGE IOU ANNUAL REPORT | 0 | 2022 | 0 | 0 | 0 | 0 | 0 | 0 | Electric Clothes Washers ¦ SCE ¦ All | Electric Clothes Washers | 0.043001 | 1 | 0.6125 | RASS 2019 | 0 | 0 | 1 | 0
LI-APPPLUG-10.3 | Low Income ¦ Efficient Electric Clothes Washers ¦ SCE ¦ All | Low Income ¦ Efficient Electric Clothes Washers | SCE ¦ All | SCE | All | Electric | Efficient electric clothes washer | Efficient | 0 | Conventional | AppPlug | Low Income - Single Family LI | Low Income | ROB Only | 0 | Residential Households | Each | 11 | DEER:Res_ClothesDishWasher | -94.3 | -0.0161 | 0 | SCE Data Request 2022 | 650 | 2022 | 0 | 310 | 2022 | 0 | 0 | 2022 SCE Data Request | Electric Clothes Washers ¦ SCE ¦ All | Electric Clothes Washers | 0.043001 | 1 | 0.3875 | RASS 2019 | 0 | 0 | 1 | 0
LI-APPPLUG-09.4 | Low Income ¦ Average Existing and Code Electric Clothes Washers ¦ SCE ¦ All | Low Income ¦ Average Existing and Code Electric Clothes Washers | SCE ¦ All | SCE | All | Electric | Average electric clothes washer | Average Existing and Code | 0 | Conventional | AppPlug | Low Income - Multi Family LI | Low Income | ROB Only | 0 | Residential Households | Each | 11 | DEER:Res_ClothesDishWasher | 0 | 0 | 0 | PGE IOU ANNUAL REPORT | 0 | 2022 | 0 | 0 | 0 | 0 | 0 | 0 | Electric Clothes Washers ¦ SCE ¦ All | Electric Clothes Washers | 0.024978 | 1 | 0.62121 | RASS 2019 | 0 | 0 | 1 | 0
LI-APPPLUG-10.4 | Low Income ¦ Efficient Electric Clothes Washers ¦ SCE ¦ All | Low Income ¦ Efficient Electric Clothes Washers | SCE ¦ All | SCE | All | Electric | Efficient electric clothes washer | Efficient | 0 | Conventional | AppPlug | Low Income - Multi Family LI | Low Income | ROB Only | 0 | Residential Households | Each | 11 | DEER:Res_ClothesDishWasher | -94.3 | -0.0161 | 0 | SCE Data Request 2022 | 650 | 2022 | 0 | 310 | 2022 | 0 | 0 | 2022 SCE Data Request | Electric Clothes Washers ¦ SCE ¦ All | Electric Clothes Washers | 0.024978 | 1 | 0.37879 | RASS 2019 | 0 | 0 | 1 | 0
LI-APPPLUG-09.5 | Low Income ¦ Average Existing and Code Electric Clothes Washers ¦ SDG&E ¦ All | Low Income ¦ Average Existing and Code Electric Clothes Washers | SDG&E ¦ All | SDG&E | All | Electric | Average electric clothes washer | Average Existing and Code | 0 | Conventional | AppPlug | Low Income - Single Family LI | Low Income | ROB Only | 0 | Residential Households | Each | 11 | DEER:Res_ClothesDishWasher | 0 | 0 | 0 | PGE IOU ANNUAL REPORT | 0 | 2022 | 0 | 0 | 0 | 0 | 0 | 0 | Electric Clothes Washers ¦ SDG&E ¦ All | Electric Clothes Washers | 0.043001 | 1 | 0.6125 | RASS 2019 | 0 | 0 | 1 | 0
LI-APPPLUG-10.5 | Low Income ¦ Efficient Electric Clothes Washers ¦ SDG&E ¦ All | Low Income ¦ Efficient Electric Clothes Washers | SDG&E ¦ All | SDG&E | All | Electric | Efficient electric clothes washer | Efficient | 0 | Conventional | AppPlug | Low Income - Single Family LI | Low Income | ROB Only | 0 | Residential Households | Each | 11 | DEER:Res_ClothesDishWasher | -185 | -0.02405 | 0 | SDG&E Data Request 2022 | 686.3117 | 2022 | 0 | 240.1049 | 2022 | 0 | 0 | Average of PG&E and SDG&E | Electric Clothes Washers ¦ SDG&E ¦ All | Electric Clothes Washers | 0.043001 | 1 | 0.3875 | RASS 2019 | 0 | 0 | 1 | 0
LI-APPPLUG-09.6 | Low Income ¦ Average Existing and Code Electric Clothes Washers ¦ SDG&E ¦ All | Low Income ¦ Average Existing and Code Electric Clothes Washers | SDG&E ¦ All | SDG&E | All | Electric | Average electric clothes washer | Average Existing and Code | 0 | Conventional | AppPlug | Low Income - Multi Family LI | Low Income | ROB Only | 0 | Residential Households | Each | 11 | DEER:Res_ClothesDishWasher | 0 | 0 | 0 | PGE IOU ANNUAL REPORT | 0 | 2022 | 0 | 0 | 0 | 0 | 0 | 0 | Electric Clothes Washers ¦ SDG&E ¦ All | Electric Clothes Washers | 0.024978 | 1 | 0.62121 | RASS 2019 | 0 | 0 | 1 | 0
LI-APPPLUG-10.6 | Low Income ¦ Efficient Electric Clothes Washers ¦ SDG&E ¦ All | Low Income ¦ Efficient Electric Clothes Washers | SDG&E ¦ All | SDG&E | All | Electric | Efficient electric clothes washer | Efficient | 0 | Conventional | AppPlug | Low Income - Multi Family LI | Low Income | ROB Only | 0 | Residential Households | Each | 11 | DEER:Res_ClothesDishWasher | -185 | -0.02405 | 0 | SDG&E Data Request 2022 | 686.3117 | 2022 | 0 | 240.1049 | 2022 | 0 | 0 | Average of PG&E and SDG&E | Electric Clothes Washers ¦ SDG&E ¦ All | Electric Clothes Washers | 0.024978 | 1 | 0.37879 | RASS 2019 | 0 | 0 | 1 | 0
LI-APPPLUG-11.1 | Low Income ¦ Average Existing and Code Gas Clothes Washers ¦ PG&E ¦ All | Low Income ¦ Average Existing and Code Gas Clothes Washers | PG&E ¦ All | PG&E | All | Gas | Average gas clothes washer | Average Existing and Code | 0 | Conventional | AppPlug | Low Income - Single Family LI | Low Income | ROB Only | 0 | Residential Households | Each | 11 | None | 0 | 0 | 0 | SCG IOU ANNUAL REPORT | 0 | 2022 | 0 | 0 | 0 | 0 | 0 | SCG IOU ANNUAL REPORT | Gas Clothes Washers ¦ PG&E ¦ All | Gas Clothes Washers | 0.76939 | 1 | 0.6125 | RASS 2019 | 0 | 0 | 1 | 0
LI-APPPLUG-12.1 | Low Income ¦ Efficient Gas Clothes Washers ¦ PG&E ¦ All | Low Income ¦ Efficient Gas Clothes Washers | PG&E ¦ All | PG&E | All | Gas | Efficient gas clothes washer | Efficient | 0 | Conventional | AppPlug | Low Income - Single Family LI | Low Income | ROB Only | 0 | Residential Households | Each | 11 | None | 0 | 0 | -19.89 | SCG Data Request 2022 | 873.3116 | 2022 | 0 | 0 | 0 | 0 | 0 | SCG Data Request 2022 | Gas Clothes Washers ¦ PG&E ¦ All | Gas Clothes Washers | 0.76939 | 1 | 0.3875 | RASS 2019 | 0 | 0 | 1 | 0
LI-APPPLUG-11.2 | Low Income ¦ Average Existing and Code Gas Clothes Washers ¦ PG&E ¦ All | Low Income ¦ Average Existing and Code Gas Clothes Washers | PG&E ¦ All | PG&E | All | Gas | Average gas clothes washer | Average Existing and Code | 0 | Conventional | AppPlug | Low Income - Multi Family LI | Low Income | ROB Only | 0 | Residential Households | Each | 11 | None | 0 | 0 | 0 | SCG IOU ANNUAL REPORT | 0 | 2022 | 0 | 0 | 0 | 0 | 0 | SCG IOU ANNUAL REPORT | Gas Clothes Washers ¦ PG&E ¦ All | Gas Clothes Washers | 0.20839 | 1 | 0.62121 | RASS 2019 | 0 | 0 | 1 | 0
LI-APPPLUG-12.2 | Low Income ¦ Efficient Gas Clothes Washers ¦ PG&E ¦ All | Low Income ¦ Efficient Gas Clothes Washers | PG&E ¦ All | PG&E | All | Gas | Efficient gas clothes washer | Efficient | 0 | Conventional | AppPlug | Low Income - Multi Family LI | Low Income | ROB Only | 0 | Residential Households | Each | 11 | None | 0 | 0 | -23.87 | SCG Data Request 2022 | 873.3116 | 2022 | 0 | 0 | 0 | 0 | 0 | SCG Data Request 2022 | Gas Clothes Washers ¦ PG&E ¦ All | Gas Clothes Washers | 0.20839 | 1 | 0.37879 | RASS 2019 | 0 | 0 | 1 | 0
LI-APPPLUG-11.3 | Low Income ¦ Average Existing and Code Gas Clothes Washers ¦ SCG ¦ All | Low Income ¦ Average Existing and Code Gas Clothes Washers | SCG ¦ All | SCG | All | Gas | Average gas clothes washer | Average Existing and Code | 0 | Conventional | AppPlug | Low Income - Single Family LI | Low Income | ROB Only | 0 | Residential Households | Each | 11 | None | 0 | 0 | 0 | SCG IOU ANNUAL REPORT | 0 | 2022 | 0 | 0 | 0 | 0 | 0 | SCG IOU ANNUAL REPORT | Gas Clothes Washers ¦ SCG ¦ All | Gas Clothes Washers | 0.76939 | 1 | 0.6125 | RASS 2019 | 0 | 0 | 1 | 0
LI-APPPLUG-12.3 | Low Income ¦ Efficient Gas Clothes Washers ¦ SCG ¦ All | Low Income ¦ Efficient Gas Clothes Washers | SCG ¦ All | SCG | All | Gas | Efficient gas clothes washer | Efficient | 0 | Conventional | AppPlug | Low Income - Single Family LI | Low Income | ROB Only | 0 | Residential Households | Each | 11 | None | 0 | 0 | -19.89 | SCG Data Request 2022 | 873.3116 | 2022 | 0 | 0 | 0 | 0 | 0 | SCG Data Request 2022 | Gas Clothes Washers ¦ SCG ¦ All | Gas Clothes Washers | 0.76939 | 1 | 0.3875 | RASS 2019 | 0 | 0 | 1 | 0
LI-APPPLUG-11.4 | Low Income ¦ Average Existing and Code Gas Clothes Washers ¦ SCG ¦ All | Low Income ¦ Average Existing and Code Gas Clothes Washers | SCG ¦ All | SCG | All | Gas | Average gas clothes washer | Average Existing and Code | 0 | Conventional | AppPlug | Low Income - Multi Family LI | Low Income | ROB Only | 0 | Residential Households | Each | 11 | None | 0 | 0 | 0 | SCG IOU ANNUAL REPORT | 0 | 2022 | 0 | 0 | 0 | 0 | 0 | SCG IOU ANNUAL REPORT | Gas Clothes Washers ¦ SCG ¦ All | Gas Clothes Washers | 0.20839 | 1 | 0.62121 | RASS 2019 | 0 | 0 | 1 | 0
LI-APPPLUG-12.4 | Low Income ¦ Efficient Gas Clothes Washers ¦ SCG ¦ All | Low Income ¦ Efficient Gas Clothes Washers | SCG ¦ All | SCG | All | Gas | Efficient gas clothes washer | Efficient | 0 | Conventional | AppPlug | Low Income - Multi Family LI | Low Income | ROB Only | 0 | Residential Households | Each | 11 | None | 0 | 0 | -23.87 | SCG Data Request 2022 | 873.3116 | 2022 | 0 | 0 | 0 | 0 | 0 | SCG Data Request 2022 | Gas Clothes Washers ¦ SCG ¦ All | Gas Clothes Washers | 0.20839 | 1 | 0.37879 | RASS 2019 | 0 | 0 | 1 | 0
LI-APPPLUG-11.5 | Low Income ¦ Average Existing and Code Gas Clothes Washers ¦ SDG&E ¦ All | Low Income ¦ Average Existing and Code Gas Clothes Washers | SDG&E ¦ All | SDG&E | All | Gas | Average gas clothes washer | Average Existing and Code | 0 | Conventional | AppPlug | Low Income - Single Family LI | Low Income | ROB Only | 0 | Residential Households | Each | 11 | None | 0 | 0 | 0 | SCG IOU ANNUAL REPORT | 0 | 2022 | 0 | 0 | 0 | 0 | 0 | SCG IOU ANNUAL REPORT | Gas Clothes Washers ¦ SDG&E ¦ All | Gas Clothes Washers | 0.76939 | 1 | 0.6125 | RASS 2019 | 0 | 0 | 1 | 0
LI-APPPLUG-12.5 | Low Income ¦ Efficient Gas Clothes Washers ¦ SDG&E ¦ All | Low Income ¦ Efficient Gas Clothes Washers | SDG&E ¦ All | SDG&E | All | Gas | Efficient gas clothes washer | Efficient | 0 | Conventional | AppPlug | Low Income - Single Family LI | Low Income | ROB Only | 0 | Residential Households | Each | 11 | None | 0 | 0 | -19.89 | SCG Data Request 2022 | 873.3116 | 2022 | 0 | 0 | 0 | 0 | 0 | SCG Data Request 2022 | Gas Clothes Washers ¦ SDG&E ¦ All | Gas Clothes Washers | 0.76939 | 1 | 0.3875 | RASS 2019 | 0 | 0 | 1 | 0
LI-APPPLUG-11.6 | Low Income ¦ Average Existing and Code Gas Clothes Washers ¦ SDG&E ¦ All | Low Income ¦ Average Existing and Code Gas Clothes Washers | SDG&E ¦ All | SDG&E | All | Gas | Average gas clothes washer | Average Existing and Code | 0 | Conventional | AppPlug | Low Income - Multi Family LI | Low Income | ROB Only | 0 | Residential Households | Each | 11 | None | 0 | 0 | 0 | SCG IOU ANNUAL REPORT | 0 | 2022 | 0 | 0 | 0 | 0 | 0 | SCG IOU ANNUAL REPORT | Gas Clothes Washers ¦ SDG&E ¦ All | Gas Clothes Washers | 0.20839 | 1 | 0.62121 | RASS 2019 | 0 | 0 | 1 | 0
LI-APPPLUG-12.6 | Low Income ¦ Efficient Gas Clothes Washers ¦ SDG&E ¦ All | Low Income ¦ Efficient Gas Clothes Washers | SDG&E ¦ All | SDG&E | All | Gas | Efficient gas clothes washer | Efficient | 0 | Conventional | AppPlug | Low Income - Multi Family LI | Low Income | ROB Only | 0 | Residential Households | Each | 11 | None | 0 | 0 | -23.87 | SCG Data Request 2022 | 873.3116 | 2022 | 0 | 0 | 0 | 0 | 0 | SCG Data Request 2022 | Gas Clothes Washers ¦ SDG&E ¦ All | Gas Clothes Washers | 0.20839 | 1 | 0.37879 | RASS 2019 | 0 | 0 | 1 | 0
LI-APPPLUG-13.1 | Low Income ¦ Average Existing and Code Pool Pumps ¦ PG&E ¦ All | Low Income ¦ Average Existing and Code Pool Pumps | PG&E ¦ All | PG&E | All | Electric | Average pool pumps | Average Existing and Code | 0 | Conventional | AppPlug | Low Income - Single Family LI | Low Income | RET Only | 0 | Residential Households | Each | 10 | DEER:RefgFrzr_Recycling | 0 | 0 | 0 | SCE and SDG&E data request 2022 | 0 | 2022 | 0 | 0 | 0 | 0 | 0 | SCE Data Request 2022 | Pool Pumps ¦ PG&E ¦ All | Pool Pumps | 0.078915 | 0.6 | 1 | RASS 2019 | 0 | 0 | 1 | 0
LI-APPPLUG-14.1 | Low Income ¦ Efficient Pool Pumps ¦ PG&E ¦ All | Low Income ¦ Efficient Pool Pumps | PG&E ¦ All | PG&E | All | Electric | Efficient pool pumps | Efficient | 0 | Conventional | AppPlug | Low Income - Single Family LI | Low Income | RET Only | 0 | Residential Households | Each | 10 | DEER:RefgFrzr_Recycling | -1024.5 | -0.3176 | 0 | SCE and SDG&E data request 2022 | 861 | 2022 | 0 | 318 | 2022 | 0 | 0 | SCE Data Request 2022 | Pool Pumps ¦ PG&E ¦ All | Pool Pumps | 0.078915 | 0.6 | 0 | RASS 2019 | 0 | 0 | 1 | 0
LI-APPPLUG-13.2 | Low Income ¦ Average Existing and Code Pool Pumps ¦ SCE ¦ All | Low Income ¦ Average Existing and Code Pool Pumps | SCE ¦ All | SCE | All | Electric | Average pool pumps | Average Existing and Code | 0 | Conventional | AppPlug | Low Income - Single Family LI | Low Income | RET Only | 0 | Residential Households | Each | 10 | DEER:RefgFrzr_Recycling | 0 | 0 | 0 | SCE and SDG&E data request 2022 | 0 | 2022 | 0 | 0 | 0 | 0 | 0 | SCE Data Request 2022 | Pool Pumps ¦ SCE ¦ All | Pool Pumps | 0.078915 | 0.6 | 1 | RASS 2019 | 0 | 0 | 1 | 0
LI-APPPLUG-14.2 | Low Income ¦ Efficient Pool Pumps ¦ SCE ¦ All | Low Income ¦ Efficient Pool Pumps | SCE ¦ All | SCE | All | Electric | Efficient pool pumps | Efficient | 0 | Conventional | AppPlug | Low Income - Single Family LI | Low Income | RET Only | 0 | Residential Households | Each | 10 | DEER:RefgFrzr_Recycling | -1024.5 | -0.3176 | 0 | SCE and SDG&E data request 2022 | 861 | 2022 | 0 | 318 | 2022 | 0 | 0 | SCE Data Request 2022 | Pool Pumps ¦ SCE ¦ All | Pool Pumps | 0.078915 | 0.6 | 0 | RASS 2019 | 0 | 0 | 1 | 0
LI-APPPLUG-13.3 | Low Income ¦ Average Existing and Code Pool Pumps ¦ SDG&E ¦ All | Low Income ¦ Average Existing and Code Pool Pumps | SDG&E ¦ All | SDG&E | All | Electric | Average pool pumps | Average Existing and Code | 0 | Conventional | AppPlug | Low Income - Single Family LI | Low Income | RET Only | 0 | Residential Households | Each | 10 | DEER:RefgFrzr_Recycling | 0 | 0 | 0 | SCE and SDG&E data request 2022 | 0 | 2022 | 0 | 0 | 0 | 0 | 0 | SCE Data Request 2022 | Pool Pumps ¦ SDG&E ¦ All | Pool Pumps | 0.078915 | 0.6 | 1 | RASS 2019 | 0 | 0 | 1 | 0
LI-APPPLUG-14.3 | Low Income ¦ Efficient Pool Pumps ¦ SDG&E ¦ All | Low Income ¦ Efficient Pool Pumps | SDG&E ¦ All | SDG&E | All | Electric | Efficient pool pumps | Efficient | 0 | Conventional | AppPlug | Low Income - Single Family LI | Low Income | RET Only | 0 | Residential Households | Each | 10 | DEER:RefgFrzr_Recycling | -1024.5 | -0.3176 | 0 | SCE and SDG&E data request 2022 | 861 | 2022 | 0 | 318 | 2022 | 0 | 0 | SCE Data Request 2022 | Pool Pumps ¦ SDG&E ¦ All | Pool Pumps | 0.078915 | 0.6 | 0 | RASS 2019 | 0 | 0 | 1 | 0
LI-APPPLUG-13.4 | Low Income ¦ Average Existing and Code Pool Pumps ¦ PG&E ¦ All | Low Income ¦ Average Existing and Code Pool Pumps | PG&E ¦ All | PG&E | All | Electric | Average pool pumps | Average Existing and Code | 0 | Conventional | AppPlug | Low Income - Multi Family LI | Low Income | RET Only | 0 | Residential Households | Each | 10 | DEER:RefgFrzr_Recycling | 0 | 0 | 0 | SCE and SDG&E data request 2022 | 0 | 2022 | 0 | 0 | 0 | 0 | 0 | SCE Data Request 2022 | Pool Pumps ¦ PG&E ¦ All | Pool Pumps | 0.028824 | 0.6 | 1 | RASS 2019 | 0 | 0 | 1 | 0
LI-APPPLUG-14.4 | Low Income ¦ Efficient Pool Pumps ¦ PG&E ¦ All | Low Income ¦ Efficient Pool Pumps | PG&E ¦ All | PG&E | All | Electric | Efficient pool pumps | Efficient | 0 | Conventional | AppPlug | Low Income - Multi Family LI | Low Income | RET Only | 0 | Residential Households | Each | 10 | DEER:RefgFrzr_Recycling | -1024.5 | -0.3176 | 0 | SCE and SDG&E data request 2022 | 861 | 2022 | 0 | 318 | 2022 | 0 | 0 | SCE Data Request 2022 | Pool Pumps ¦ PG&E ¦ All | Pool Pumps | 0.028824 | 0.6 | 0 | RASS 2019 | 0 | 0 | 1 | 0
LI-APPPLUG-13.5 | Low Income ¦ Average Existing and Code Pool Pumps ¦ SCE ¦ All | Low Income ¦ Average Existing and Code Pool Pumps | SCE ¦ All | SCE | All | Electric | Average pool pumps | Average Existing and Code | 0 | Conventional | AppPlug | Low Income - Multi Family LI | Low Income | RET Only | 0 | Residential Households | Each | 10 | DEER:RefgFrzr_Recycling | 0 | 0 | 0 | SCE and SDG&E data request 2022 | 0 | 2022 | 0 | 0 | 0 | 0 | 0 | SCE Data Request 2022 | Pool Pumps ¦ SCE ¦ All | Pool Pumps | 0.028824 | 0.6 | 1 | RASS 2019 | 0 | 0 | 1 | 0
LI-APPPLUG-14.5 | Low Income ¦ Efficient Pool Pumps ¦ SCE ¦ All | Low Income ¦ Efficient Pool Pumps | SCE ¦ All | SCE | All | Electric | Efficient pool pumps | Efficient | 0 | Conventional | AppPlug | Low Income - Multi Family LI | Low Income | RET Only | 0 | Residential Households | Each | 10 | DEER:RefgFrzr_Recycling | -1024.5 | -0.3176 | 0 | SCE and SDG&E data request 2022 | 861 | 2022 | 0 | 318 | 2022 | 0 | 0 | SCE Data Request 2022 | Pool Pumps ¦ SCE ¦ All | Pool Pumps | 0.028824 | 0.6 | 0 | RASS 2019 | 0 | 0 | 1 | 0
LI-APPPLUG-13.6 | Low Income ¦ Average Existing and Code Pool Pumps ¦ SDG&E ¦ All | Low Income ¦ Average Existing and Code Pool Pumps | SDG&E ¦ All | SDG&E | All | Electric | Average pool pumps | Average Existing and Code | 0 | Conventional | AppPlug | Low Income - Multi Family LI | Low Income | RET Only | 0 | Residential Households | Each | 10 | DEER:RefgFrzr_Recycling | 0 | 0 | 0 | SCE and SDG&E data request 2022 | 0 | 2022 | 0 | 0 | 0 | 0 | 0 | SCE Data Request 2022 | Pool Pumps ¦ SDG&E ¦ All | Pool Pumps | 0.028824 | 0.6 | 1 | RASS 2019 | 0 | 0 | 1 | 0
LI-APPPLUG-14.6 | Low Income ¦ Efficient Pool Pumps ¦ SDG&E ¦ All | Low Income ¦ Efficient Pool Pumps | SDG&E ¦ All | SDG&E | All | Electric | Efficient pool pumps | Efficient | 0 | Conventional | AppPlug | Low Income - Multi Family LI | Low Income | RET Only | 0 | Residential Households | Each | 10 | DEER:RefgFrzr_Recycling | -1024.5 | -0.3176 | 0 | SCE and SDG&E data request 2022 | 861 | 2022 | 0 | 318 | 2022 | 0 | 0 | SCE Data Request 2022 | Pool Pumps ¦ SDG&E ¦ All | Pool Pumps | 0.028824 | 0.6 | 0 | RASS 2019 | 0 | 0 | 1 | 0
LI-APPPLUG-15.1 | Low Income ¦ Average Existing and Code Refrigerators ¦ PG&E ¦ All | Low Income ¦ Average Existing and Code Refrigerators | PG&E ¦ All | PG&E | All | Electric | Average Refrigerator | Average Existing and Code | 0 | Conventional | AppPlug | Low Income - Single Family LI | Low Income | ROB Only | 0 | Residential Households | Each | 15 | DEER:RefgFrzr_HighEff | 0 | 0 | 0 | 0 | 0 | 2021 | 0 | 0 | 2022 | 0 | 0 | SDGE 2021 ESA Measure | Refrigerators ¦ PG&E ¦ All | Refrigerators | 1.354 | 1 | 0.64647 | RASS 2019 | 0 | 0 | 1 | 0
LI-APPPLUG-16.1 | Low Income ¦ Efficient Refrigerators ¦ PG&E ¦ All | Low Income ¦ Efficient Refrigerators | PG&E ¦ All | PG&E | All | Electric | Efficient refrigerator | Efficient | 0 | Conventional | AppPlug | Low Income - Single Family LI | Low Income | ROB Only | 0 | Residential Households | Each | 15 | DEER:RefgFrzr_HighEff | -556.3545 | -0.07789 | 0 | PG&E IOU Annual Report | 1014.3523 | 2022 | 0 | 0 | 2022 | 0 | 0 | PG&E IOU Annual Report | Refrigerators ¦ PG&E ¦ All | Refrigerators | 1.354 | 1 | 0.35353 | RASS 2019 | 0 | 0 | 1 | 0
LI-APPPLUG-15.2 | Low Income ¦ Average Existing and Code Refrigerators ¦ PG&E ¦ All | Low Income ¦ Average Existing and Code Refrigerators | PG&E ¦ All | PG&E | All | Electric | Average Refrigerator | Average Existing and Code | 0 | Conventional | AppPlug | Low Income - Multi Family LI | Low Income | ROB Only | 0 | Residential Households | Each | 15 | DEER:RefgFrzr_HighEff | 0 | 0 | 0 | 0 | 0 | 2021 | 0 | 0 | 2022 | 0 | 0 | SDGE 2021 ESA Measure | Refrigerators ¦ PG&E ¦ All | Refrigerators | 1.032 | 1 | 0.47381 | RASS 2019 | 0 | 0 | 1 | 0
LI-APPPLUG-16.2 | Low Income ¦ Efficient Refrigerators ¦ PG&E ¦ All | Low Income ¦ Efficient Refrigerators | PG&E ¦ All | PG&E | All | Electric | Efficient refrigerator | Efficient | 0 | Conventional | AppPlug | Low Income - Multi Family LI | Low Income | ROB Only | 0 | Residential Households | Each | 15 | DEER:RefgFrzr_HighEff | -570 | -0.0684 | 0 | SDG&E Data Request 2022 | 1014.3523 | 2022 | 0 | 0 | 2022 | 0 | 0 | PG&E IOU Annual Report | Refrigerators ¦ PG&E ¦ All | Refrigerators | 1.032 | 1 | 0.52619 | RASS 2019 | 0 | 0 | 1 | 0
LI-APPPLUG-15.3 | Low Income ¦ Average Existing and Code Refrigerators ¦ SCE ¦ All | Low Income ¦ Average Existing and Code Refrigerators | SCE ¦ All | SCE | All | Electric | Average Refrigerator | Average Existing and Code | 0 | Conventional | AppPlug | Low Income - Single Family LI | Low Income | ROB Only | 0 | Residential Households | Each | 14 | DEER:RefgFrzr_HighEff | 0 | 0 | 0 | 0 | 0 | 2021 | 0 | 0 | 2022 | 0 | 0 | SDGE 2021 ESA Measure | Refrigerators ¦ SCE ¦ All | Refrigerators | 1.354 | 1 | 0.64647 | RASS 2019 | 0 | 0 | 1 | 0
LI-APPPLUG-16.3 | Low Income ¦ Efficient Refrigerators ¦ SCE ¦ All | Low Income ¦ Efficient Refrigerators | SCE ¦ All | SCE | All | Electric | Efficient refrigerator | Efficient | 0 | Conventional | AppPlug | Low Income - Single Family LI | Low Income | ROB Only | 0 | Residential Households | Each | 14 | DEER:RefgFrzr_HighEff | -578 | -0.0694 | 0 | SCE Data Request 2022 | 749 | 2022 | 0 | 265 | 2022 | 0 | 0 | SCE Data Reqeust 2022 | Refrigerators ¦ SCE ¦ All | Refrigerators | 1.354 | 1 | 0.35353 | RASS 2019 | 0 | 0 | 1 | 0
LI-APPPLUG-15.4 | Low Income ¦ Average Existing and Code Refrigerators ¦ SCE ¦ All | Low Income ¦ Average Existing and Code Refrigerators | SCE ¦ All | SCE | All | Electric | Average Refrigerator | Average Existing and Code | 0 | Conventional | AppPlug | Low Income - Multi Family LI | Low Income | ROB Only | 0 | Residential Households | Each | 14 | DEER:RefgFrzr_HighEff | 0 | 0 | 0 | 0 | 0 | 2021 | 0 | 0 | 2022 | 0 | 0 | SDGE 2021 ESA Measure | Refrigerators ¦ SCE ¦ All | Refrigerators | 1.032 | 1 | 0.47381 | RASS 2019 | 0 | 0 | 1 | 0
LI-APPPLUG-16.4 | Low Income ¦ Efficient Refrigerators ¦ SCE ¦ All | Low Income ¦ Efficient Refrigerators | SCE ¦ All | SCE | All | Electric | Efficient refrigerator | Efficient | 0 | Conventional | AppPlug | Low Income - Multi Family LI | Low Income | ROB Only | 0 | Residential Households | Each | 14 | DEER:RefgFrzr_HighEff | -570 | -0.0684 | 0 | SDG&E Data Request 2022 | 749 | 2022 | 0 | 265 | 2022 | 0 | 0 | SCE Data Reqeust 2022 | Refrigerators ¦ SCE ¦ All | Refrigerators | 1.032 | 1 | 0.52619 | RASS 2019 | 0 | 0 | 1 | 0
LI-APPPLUG-15.5 | Low Income ¦ Average Existing and Code Refrigerators ¦ SDG&E ¦ All | Low Income ¦ Average Existing and Code Refrigerators | SDG&E ¦ All | SDG&E | All | Electric | Average Refrigerator | Average Existing and Code | 0 | Conventional | AppPlug | Low Income - Single Family LI | Low Income | ROB Only | 0 | Residential Households | Each | 14 | DEER:RefgFrzr_HighEff | 0 | 0 | 0 | 0 | 0 | 2021 | 0 | 0 | 2022 | 0 | 0 | SDGE 2021 ESA Measure | Refrigerators ¦ SDG&E ¦ All | Refrigerators | 1.354 | 1 | 0.64647 | RASS 2019 | 0 | 0 | 1 | 0
LI-APPPLUG-16.5 | Low Income ¦ Efficient Refrigerators ¦ SDG&E ¦ All | Low Income ¦ Efficient Refrigerators | SDG&E ¦ All | SDG&E | All | Electric | Efficient refrigerator | Efficient | 0 | Conventional | AppPlug | Low Income - Single Family LI | Low Income | ROB Only | 0 | Residential Households | Each | 14 | DEER:RefgFrzr_HighEff | -491 | -0.05892 | 0 | SDG&E Data Request 2022 | 1030 | 2022 | 0 | 0 | 2022 | 0 | 0 | SDGE Data Request | Refrigerators ¦ SDG&E ¦ All | Refrigerators | 1.354 | 1 | 0.35353 | RASS 2019 | 0 | 0 | 1 | 0
LI-APPPLUG-15.6 | Low Income ¦ Average Existing and Code Refrigerators ¦ SDG&E ¦ All | Low Income ¦ Average Existing and Code Refrigerators | SDG&E ¦ All | SDG&E | All | Electric | Average Refrigerator | Average Existing and Code | 0 | Conventional | AppPlug | Low Income - Multi Family LI | Low Income | ROB Only | 0 | Residential Households | Each | 14 | DEER:RefgFrzr_HighEff | 0 | 0 | 0 | 0 | 0 | 2021 | 0 | 0 | 2022 | 0 | 0 | SDGE 2021 ESA Measure | Refrigerators ¦ SDG&E ¦ All | Refrigerators | 1.032 | 1 | 0.47381 | RASS 2019 | 0 | 0 | 1 | 0
LI-APPPLUG-16.6 | Low Income ¦ Efficient Refrigerators ¦ SDG&E ¦ All | Low Income ¦ Efficient Refrigerators | SDG&E ¦ All | SDG&E | All | Electric | Efficient refrigerator | Efficient | 0 | Conventional | AppPlug | Low Income - Multi Family LI | Low Income | ROB Only | 0 | Residential Households | Each | 14 | DEER:RefgFrzr_HighEff | -570 | -0.0684 | 0 | SDG&E Data Request 2022 | 1030 | 2022 | 0 | 0 | 2022 | 0 | 0 | SDGE Data Request | Refrigerators ¦ SDG&E ¦ All | Refrigerators | 1.032 | 1 | 0.52619 | RASS 2019 | 0 | 0 | 1 | 0
LI-APPPLUG-17.1 | Low Income ¦ Average Existing and Code Second Refrigerators ¦ PG&E ¦ All | Low Income ¦ Average Existing and Code Second Refrigerators | PG&E ¦ All | PG&E | All | Electric | Existing second refrigerator | Average Existing and Code | 0 | Conventional | AppPlug | Low Income - Single Family LI | Low Income | ROB Only | 0 | Residential Households | Each | 14 | DEER:RefgFrzr_HighEff | 0 | 0 | 0 | 2019 MC Workbook, from DEER 2008 | 0 | 2021 | 0 | 0 | 2021 | 0 | 0 | 2019 MC Workbook, from DEER 2008 | Second Refrigerators ¦ PG&E ¦ All | Second Refrigerators | 0.6277 | 1 | 1 | RASS 2019 | 0 | 0 | 1 | 0
LI-APPPLUG-18.1 | Low Income ¦ Efficient Second Refrigerators ¦ PG&E ¦ All | Low Income ¦ Efficient Second Refrigerators | PG&E ¦ All | PG&E | All | Electric | Efficient second refrigerator | Efficient | 0 | Conventional | AppPlug | Low Income - Single Family LI | Low Income | ROB Only | 0 | Residential Households | Each | 14 | DEER:RefgFrzr_HighEff | 176.28 | 0.022553 | 0 | 2019 MC Workbook, from DEER 2008 | 1237.38 | 2021 | 0 | 0 | 2021 | 0 | 0 | 2019 MC Workbook, from DEER 2008 | Second Refrigerators ¦ PG&E ¦ All | Second Refrigerators | 0.6277 | 1 | 0 | RASS 2019 | 0 | 0 | 1 | 0
LI-APPPLUG-17.2 | Low Income ¦ Average Existing and Code Second Refrigerators ¦ PG&E ¦ All | Low Income ¦ Average Existing and Code Second Refrigerators | PG&E ¦ All | PG&E | All | Electric | Existing second refrigerator | Average Existing and Code | 0 | Conventional | AppPlug | Low Income - Multi Family LI | Low Income | ROB Only | 0 | Residential Households | Each | 14 | DEER:RefgFrzr_HighEff | 0 | 0 | 0 | 2019 MC Workbook, from DEER 2008 | 0 | 2021 | 0 | 0 | 2021 | 0 | 0 | 2019 MC Workbook, from DEER 2008 | Second Refrigerators ¦ PG&E ¦ All | Second Refrigerators | 0.10889 | 1 | 1 | RASS 2019 | 0 | 0 | 1 | 0
LI-APPPLUG-18.2 | Low Income ¦ Efficient Second Refrigerators ¦ PG&E ¦ All | Low Income ¦ Efficient Second Refrigerators | PG&E ¦ All | PG&E | All | Electric | Efficient second refrigerator | Efficient | 0 | Conventional | AppPlug | Low Income - Multi Family LI | Low Income | ROB Only | 0 | Residential Households | Each | 14 | DEER:RefgFrzr_HighEff | 176.28 | 0.022553 | 0 | 2019 MC Workbook, from DEER 2008 | 1237.38 | 2021 | 0 | 0 | 2021 | 0 | 0 | 2019 MC Workbook, from DEER 2008 | Second Refrigerators ¦ PG&E ¦ All | Second Refrigerators | 0.10889 | 1 | 0 | RASS 2019 | 0 | 0 | 1 | 0
LI-APPPLUG-17.3 | Low Income ¦ Average Existing and Code Second Refrigerators ¦ SCE ¦ All | Low Income ¦ Average Existing and Code Second Refrigerators | SCE ¦ All | SCE | All | Electric | Existing second refrigerator | Average Existing and Code | 0 | Conventional | AppPlug | Low Income - Single Family LI | Low Income | ROB Only | 0 | Residential Households | Each | 14 | DEER:RefgFrzr_HighEff | 0 | 0 | 0 | 2019 MC Workbook, from DEER 2008 | 0 | 2021 | 0 | 0 | 2021 | 0 | 0 | 2019 MC Workbook, from DEER 2008 | Second Refrigerators ¦ SCE ¦ All | Second Refrigerators | 0.6277 | 1 | 1 | RASS 2019 | 0 | 0 | 1 | 0
LI-APPPLUG-18.3 | Low Income ¦ Efficient Second Refrigerators ¦ SCE ¦ All | Low Income ¦ Efficient Second Refrigerators | SCE ¦ All | SCE | All | Electric | Efficient second refrigerator | Efficient | 0 | Conventional | AppPlug | Low Income - Single Family LI | Low Income | ROB Only | 0 | Residential Households | Each | 14 | DEER:RefgFrzr_HighEff | 176.28 | 0.022553 | 0 | 2019 MC Workbook, from DEER 2008 | 1237.38 | 2021 | 0 | 0 | 2021 | 0 | 0 | 2019 MC Workbook, from DEER 2008 | Second Refrigerators ¦ SCE ¦ All | Second Refrigerators | 0.6277 | 1 | 0 | RASS 2019 | 0 | 0 | 1 | 0
LI-APPPLUG-17.4 | Low Income ¦ Average Existing and Code Second Refrigerators ¦ SCE ¦ All | Low Income ¦ Average Existing and Code Second Refrigerators | SCE ¦ All | SCE | All | Electric | Existing second refrigerator | Average Existing and Code | 0 | Conventional | AppPlug | Low Income - Multi Family LI | Low Income | ROB Only | 0 | Residential Households | Each | 14 | DEER:RefgFrzr_HighEff | 0 | 0 | 0 | 2019 MC Workbook, from DEER 2008 | 0 | 2021 | 0 | 0 | 2021 | 0 | 0 | 2019 MC Workbook, from DEER 2008 | Second Refrigerators ¦ SCE ¦ All | Second Refrigerators | 0.10889 | 1 | 1 | RASS 2019 | 0 | 0 | 1 | 0
LI-APPPLUG-18.4 | Low Income ¦ Efficient Second Refrigerators ¦ SCE ¦ All | Low Income ¦ Efficient Second Refrigerators | SCE ¦ All | SCE | All | Electric | Efficient second refrigerator | Efficient | 0 | Conventional | AppPlug | Low Income - Multi Family LI | Low Income | ROB Only | 0 | Residential Households | Each | 14 | DEER:RefgFrzr_HighEff | 176.28 | 0.022553 | 0 | 2019 MC Workbook, from DEER 2008 | 1237.38 | 2021 | 0 | 0 | 2021 | 0 | 0 | 2019 MC Workbook, from DEER 2008 | Second Refrigerators ¦ SCE ¦ All | Second Refrigerators | 0.10889 | 1 | 0 | RASS 2019 | 0 | 0 | 1 | 0
LI-APPPLUG-17.5 | Low Income ¦ Average Existing and Code Second Refrigerators ¦ SDG&E ¦ All | Low Income ¦ Average Existing and Code Second Refrigerators | SDG&E ¦ All | SDG&E | All | Electric | Existing second refrigerator | Average Existing and Code | 0 | Conventional | AppPlug | Low Income - Single Family LI | Low Income | ROB Only | 0 | Residential Households | Each | 14 | DEER:RefgFrzr_HighEff | 0 | 0 | 0 | 2019 MC Workbook, from DEER 2008 | 0 | 2021 | 0 | 0 | 2021 | 0 | 0 | 2019 MC Workbook, from DEER 2008 | Second Refrigerators ¦ SDG&E ¦ All | Second Refrigerators | 0.6277 | 1 | 1 | RASS 2019 | 0 | 0 | 1 | 0
LI-APPPLUG-18.5 | Low Income ¦ Efficient Second Refrigerators ¦ SDG&E ¦ All | Low Income ¦ Efficient Second Refrigerators | SDG&E ¦ All | SDG&E | All | Electric | Efficient second refrigerator | Efficient | 0 | Conventional | AppPlug | Low Income - Single Family LI | Low Income | ROB Only | 0 | Residential Households | Each | 14 | DEER:RefgFrzr_HighEff | 176.28 | 0.022553 | 0 | 2019 MC Workbook, from DEER 2008 | 1237.38 | 2021 | 0 | 0 | 2021 | 0 | 0 | 2019 MC Workbook, from DEER 2008 | Second Refrigerators ¦ SDG&E ¦ All | Second Refrigerators | 0.6277 | 1 | 0 | RASS 2019 | 0 | 0 | 1 | 0
LI-APPPLUG-17.6 | Low Income ¦ Average Existing and Code Second Refrigerators ¦ SDG&E ¦ All | Low Income ¦ Average Existing and Code Second Refrigerators | SDG&E ¦ All | SDG&E | All | Electric | Existing second refrigerator | Average Existing and Code | 0 | Conventional | AppPlug | Low Income - Multi Family LI | Low Income | ROB Only | 0 | Residential Households | Each | 14 | DEER:RefgFrzr_HighEff | 0 | 0 | 0 | 2019 MC Workbook, from DEER 2008 | 0 | 2021 | 0 | 0 | 2021 | 0 | 0 | 2019 MC Workbook, from DEER 2008 | Second Refrigerators ¦ SDG&E ¦ All | Second Refrigerators | 0.10889 | 1 | 1 | RASS 2019 | 0 | 0 | 1 | 0
LI-APPPLUG-18.6 | Low Income ¦ Efficient Second Refrigerators ¦ SDG&E ¦ All | Low Income ¦ Efficient Second Refrigerators | SDG&E ¦ All | SDG&E | All | Electric | Efficient second refrigerator | Efficient | 0 | Conventional | AppPlug | Low Income - Multi Family LI | Low Income | ROB Only | 0 | Residential Households | Each | 14 | DEER:RefgFrzr_HighEff | 176.28 | 0.022553 | 0 | 2019 MC Workbook, from DEER 2008 | 1237.38 | 2021 | 0 | 0 | 2021 | 0 | 0 | 2019 MC Workbook, from DEER 2008 | Second Refrigerators ¦ SDG&E ¦ All | Second Refrigerators | 0.10889 | 1 | 0 | RASS 2019 | 0 | 0 | 1 | 0
LI-APPPLUG-19.1 | Low Income ¦ Average Existing and Code Tier 1 Smart Power Strips ¦ PG&E ¦ All | Low Income ¦ Average Existing and Code Tier 1 Smart Power Strips | PG&E ¦ All | PG&E | All | Electric | Average tier 1 power strip | Average Existing and Code | 0 | Conventional | AppPlug | Low Income - Single Family LI | Low Income | RET Only | 0 | Residential Households | Each | 5 | DEER:Indoor_CFL_Ltg | 0 | 0 | 0 | PG&E ESA Program Data 2021 | 0 | 2021 | 0 | 0 | 0 | 0 | 0 | PG&E ESA Program Data 2021 | Tier 1 Smart Power Strips ¦ PG&E ¦ All | Tier 1 Smart Power Strips | 2 | 1 | 0.97 | MICS 2021 (PGT - Navigant 2015) | 0 | 0 | 1 | 0
LI-APPPLUG-20.1 | Low Income ¦ Efficient Tier 1 Smart Power Strips ¦ PG&E ¦ All | Low Income ¦ Efficient Tier 1 Smart Power Strips | PG&E ¦ All | PG&E | All | Electric | Efficeint tier 1 power strip | Efficient | 0 | Conventional | AppPlug | Low Income - Single Family LI | Low Income | RET Only | 0 | Residential Households | Each | 5 | DEER:Indoor_CFL_Ltg | -140 | -0.0196 | 0 | SDG&E Data Request 2022 | 39 | 2022 | 0 | 0 | 0 | 0 | 0 | SDG&E Data Request 2022 | Tier 1 Smart Power Strips ¦ PG&E ¦ All | Tier 1 Smart Power Strips | 2 | 1 | 0.03 | MICS 2021 (PGT - Navigant 2015) | 0 | 0 | 1 | 0
LI-APPPLUG-19.2 | Low Income ¦ Average Existing and Code Tier 1 Smart Power Strips ¦ PG&E ¦ All | Low Income ¦ Average Existing and Code Tier 1 Smart Power Strips | PG&E ¦ All | PG&E | All | Electric | Average tier 1 power strip | Average Existing and Code | 0 | Conventional | AppPlug | Low Income - Multi Family LI | Low Income | RET Only | 0 | Residential Households | Each | 5 | DEER:Indoor_CFL_Ltg | 0 | 0 | 0 | PG&E ESA Program Data 2021 | 0 | 2021 | 0 | 0 | 0 | 0 | 0 | PG&E ESA Program Data 2021 | Tier 1 Smart Power Strips ¦ PG&E ¦ All | Tier 1 Smart Power Strips | 1.5 | 1 | 0.97 | MICS 2021 (PGT - Navigant 2015) | 0 | 0 | 1 | 0
LI-APPPLUG-20.2 | Low Income ¦ Efficient Tier 1 Smart Power Strips ¦ PG&E ¦ All | Low Income ¦ Efficient Tier 1 Smart Power Strips | PG&E ¦ All | PG&E | All | Electric | Efficeint tier 1 power strip | Efficient | 0 | Conventional | AppPlug | Low Income - Multi Family LI | Low Income | RET Only | 0 | Residential Households | Each | 5 | DEER:Indoor_CFL_Ltg | -140 | -0.0196 | 0 | SDG&E Data Request 2022 | 39 | 2022 | 0 | 0 | 0 | 0 | 0 | SDG&E Data Request 2022 | Tier 1 Smart Power Strips ¦ PG&E ¦ All | Tier 1 Smart Power Strips | 1.5 | 1 | 0.03 | MICS 2021 (PGT - Navigant 2015) | 0 | 0 | 1 | 0
LI-APPPLUG-19.3 | Low Income ¦ Average Existing and Code Tier 1 Smart Power Strips ¦ SCE ¦ All | Low Income ¦ Average Existing and Code Tier 1 Smart Power Strips | SCE ¦ All | SCE | All | Electric | Average tier 1 power strip | Average Existing and Code | 0 | Conventional | AppPlug | Low Income - Single Family LI | Low Income | RET Only | 0 | Residential Households | Each | 5 | DEER:Indoor_CFL_Ltg | 0 | 0 | 0 | PG&E ESA Program Data 2021 | 0 | 2021 | 0 | 0 | 0 | 0 | 0 | PG&E ESA Program Data 2021 | Tier 1 Smart Power Strips ¦ SCE ¦ All | Tier 1 Smart Power Strips | 2 | 1 | 0.97 | MICS 2021 (PGT - Navigant 2015) | 0 | 0 | 1 | 0
LI-APPPLUG-20.3 | Low Income ¦ Efficient Tier 1 Smart Power Strips ¦ SCE ¦ All | Low Income ¦ Efficient Tier 1 Smart Power Strips | SCE ¦ All | SCE | All | Electric | Efficeint tier 1 power strip | Efficient | 0 | Conventional | AppPlug | Low Income - Single Family LI | Low Income | RET Only | 0 | Residential Households | Each | 5 | DEER:Indoor_CFL_Ltg | -140 | -0.0196 | 0 | SDG&E Data Request 2022 | 39 | 2022 | 0 | 0 | 0 | 0 | 0 | SDG&E Data Request 2022 | Tier 1 Smart Power Strips ¦ SCE ¦ All | Tier 1 Smart Power Strips | 2 | 1 | 0.03 | MICS 2021 (PGT - Navigant 2015) | 0 | 0 | 1 | 0
LI-APPPLUG-19.4 | Low Income ¦ Average Existing and Code Tier 1 Smart Power Strips ¦ SCE ¦ All | Low Income ¦ Average Existing and Code Tier 1 Smart Power Strips | SCE ¦ All | SCE | All | Electric | Average tier 1 power strip | Average Existing and Code | 0 | Conventional | AppPlug | Low Income - Multi Family LI | Low Income | RET Only | 0 | Residential Households | Each | 5 | DEER:Indoor_CFL_Ltg | 0 | 0 | 0 | PG&E ESA Program Data 2021 | 0 | 2021 | 0 | 0 | 0 | 0 | 0 | PG&E ESA Program Data 2021 | Tier 1 Smart Power Strips ¦ SCE ¦ All | Tier 1 Smart Power Strips | 1.5 | 1 | 0.97 | MICS 2021 (PGT - Navigant 2015) | 0 | 0 | 1 | 0
LI-APPPLUG-20.4 | Low Income ¦ Efficient Tier 1 Smart Power Strips ¦ SCE ¦ All | Low Income ¦ Efficient Tier 1 Smart Power Strips | SCE ¦ All | SCE | All | Electric | Efficeint tier 1 power strip | Efficient | 0 | Conventional | AppPlug | Low Income - Multi Family LI | Low Income | RET Only | 0 | Residential Households | Each | 5 | DEER:Indoor_CFL_Ltg | -140 | -0.0196 | 0 | SDG&E Data Request 2022 | 39 | 2022 | 0 | 0 | 0 | 0 | 0 | SDG&E Data Request 2022 | Tier 1 Smart Power Strips ¦ SCE ¦ All | Tier 1 Smart Power Strips | 1.5 | 1 | 0.03 | MICS 2021 (PGT - Navigant 2015) | 0 | 0 | 1 | 0
LI-APPPLUG-19.5 | Low Income ¦ Average Existing and Code Tier 1 Smart Power Strips ¦ SDG&E ¦ All | Low Income ¦ Average Existing and Code Tier 1 Smart Power Strips | SDG&E ¦ All | SDG&E | All | Electric | Average tier 1 power strip | Average Existing and Code | 0 | Conventional | AppPlug | Low Income - Single Family LI | Low Income | RET Only | 0 | Residential Households | Each | 5 | DEER:Indoor_CFL_Ltg | 0 | 0 | 0 | PG&E ESA Program Data 2021 | 0 | 2021 | 0 | 0 | 0 | 0 | 0 | PG&E ESA Program Data 2021 | Tier 1 Smart Power Strips ¦ SDG&E ¦ All | Tier 1 Smart Power Strips | 2 | 1 | 0.97 | MICS 2021 (PGT - Navigant 2015) | 0 | 0 | 1 | 0
LI-APPPLUG-20.5 | Low Income ¦ Efficient Tier 1 Smart Power Strips ¦ SDG&E ¦ All | Low Income ¦ Efficient Tier 1 Smart Power Strips | SDG&E ¦ All | SDG&E | All | Electric | Efficeint tier 1 power strip | Efficient | 0 | Conventional | AppPlug | Low Income - Single Family LI | Low Income | RET Only | 0 | Residential Households | Each | 5 | DEER:Indoor_CFL_Ltg | -140 | -0.0196 | 0 | SDG&E Data Request 2022 | 39 | 2022 | 0 | 0 | 0 | 0 | 0 | SDG&E Data Request 2022 | Tier 1 Smart Power Strips ¦ SDG&E ¦ All | Tier 1 Smart Power Strips | 2 | 1 | 0.03 | MICS 2021 (PGT - Navigant 2015) | 0 | 0 | 1 | 0
LI-APPPLUG-19.6 | Low Income ¦ Average Existing and Code Tier 1 Smart Power Strips ¦ SDG&E ¦ All | Low Income ¦ Average Existing and Code Tier 1 Smart Power Strips | SDG&E ¦ All | SDG&E | All | Electric | Average tier 1 power strip | Average Existing and Code | 0 | Conventional | AppPlug | Low Income - Multi Family LI | Low Income | RET Only | 0 | Residential Households | Each | 5 | DEER:Indoor_CFL_Ltg | 0 | 0 | 0 | PG&E ESA Program Data 2021 | 0 | 2021 | 0 | 0 | 0 | 0 | 0 | PG&E ESA Program Data 2021 | Tier 1 Smart Power Strips ¦ SDG&E ¦ All | Tier 1 Smart Power Strips | 1.5 | 1 | 0.97 | MICS 2021 (PGT - Navigant 2015) | 0 | 0 | 1 | 0
LI-APPPLUG-20.6 | Low Income ¦ Efficient Tier 1 Smart Power Strips ¦ SDG&E ¦ All | Low Income ¦ Efficient Tier 1 Smart Power Strips | SDG&E ¦ All | SDG&E | All | Electric | Efficeint tier 1 power strip | Efficient | 0 | Conventional | AppPlug | Low Income - Multi Family LI | Low Income | RET Only | 0 | Residential Households | Each | 5 | DEER:Indoor_CFL_Ltg | -140 | -0.0196 | 0 | SDG&E Data Request 2022 | 39 | 2022 | 0 | 0 | 0 | 0 | 0 | SDG&E Data Request 2022 | Tier 1 Smart Power Strips ¦ SDG&E ¦ All | Tier 1 Smart Power Strips | 1.5 | 1 | 0.03 | MICS 2021 (PGT - Navigant 2015) | 0 | 0 | 1 | 0
LI-APPPLUG-21.1 | Low Income ¦ Average Existing and Code Tier 2 Advanced Power Strips ¦ PG&E ¦ All | Low Income ¦ Average Existing and Code Tier 2 Advanced Power Strips | PG&E ¦ All | PG&E | All | Electric | Average tier 2 advanced power strip | Average Existing and Code | 0 | Conventional | AppPlug | Low Income - Single Family LI | Low Income | RET Only | 0 | Residential Households | Each | 5 | DEER:Indoor_CFL_Ltg | 0 | 0 | 0 | 0 | 0 | 2021 | 0 | 0 | 0 | 0 | 0 | 0 | Tier 2 Advanced Power Strips ¦ PG&E ¦ All | Tier 2 Advanced Power Strips | 2 | 1 | 0.97 | MICS 2021 (PGT - Navigant 2015) | 0 | 0 | 1 | 0
LI-APPPLUG-22.1 | Low Income ¦ Efficient Tier 2 Advanced Power Strips ¦ PG&E ¦ All | Low Income ¦ Efficient Tier 2 Advanced Power Strips | PG&E ¦ All | PG&E | All | Electric | Efficient tier 2 advanced power strip | Efficient | 0 | Conventional | AppPlug | Low Income - Single Family LI | Low Income | RET Only | 0 | Residential Households | Each | 5 | DEER:Indoor_CFL_Ltg | -173.1101 | -0.036837 | 0 | PG&E 2022IOU Annual Report | 47.2247 | 2022 | 0 | 26.9555 | 2022 | 0 | 0 | PG&E 2022IOU Annual Report | Tier 2 Advanced Power Strips ¦ PG&E ¦ All | Tier 2 Advanced Power Strips | 2 | 1 | 0.03 | MICS 2021 (PGT - Navigant 2015) | 0 | 0 | 1 | 0
LI-APPPLUG-21.2 | Low Income ¦ Average Existing and Code Tier 2 Advanced Power Strips ¦ PG&E ¦ All | Low Income ¦ Average Existing and Code Tier 2 Advanced Power Strips | PG&E ¦ All | PG&E | All | Electric | Average tier 2 advanced power strip | Average Existing and Code | 0 | Conventional | AppPlug | Low Income - Multi Family LI | Low Income | RET Only | 0 | Residential Households | Each | 5 | DEER:Indoor_CFL_Ltg | 0 | 0 | 0 | 0 | 0 | 2021 | 0 | 0 | 0 | 0 | 0 | 0 | Tier 2 Advanced Power Strips ¦ PG&E ¦ All | Tier 2 Advanced Power Strips | 1.5 | 1 | 0.97 | MICS 2021 (PGT - Navigant 2015) | 0 | 0 | 1 | 0
LI-APPPLUG-22.2 | Low Income ¦ Efficient Tier 2 Advanced Power Strips ¦ PG&E ¦ All | Low Income ¦ Efficient Tier 2 Advanced Power Strips | PG&E ¦ All | PG&E | All | Electric | Efficient tier 2 advanced power strip | Efficient | 0 | Conventional | AppPlug | Low Income - Multi Family LI | Low Income | RET Only | 0 | Residential Households | Each | 5 | DEER:Indoor_CFL_Ltg | -173.1101 | -0.036837 | 0 | PG&E 2022IOU Annual Report | 47.2247 | 2022 | 0 | 26.9555 | 2022 | 0 | 0 | PG&E 2022IOU Annual Report | Tier 2 Advanced Power Strips ¦ PG&E ¦ All | Tier 2 Advanced Power Strips | 1.5 | 1 | 0.03 | MICS 2021 (PGT - Navigant 2015) | 0 | 0 | 1 | 0
LI-APPPLUG-21.3 | Low Income ¦ Average Existing and Code Tier 2 Advanced Power Strips ¦ SCE ¦ All | Low Income ¦ Average Existing and Code Tier 2 Advanced Power Strips | SCE ¦ All | SCE | All | Electric | Average tier 2 advanced power strip | Average Existing and Code | 0 | Conventional | AppPlug | Low Income - Single Family LI | Low Income | RET Only | 0 | Residential Households | Each | 5 | DEER:Indoor_CFL_Ltg | 0 | 0 | 0 | 0 | 0 | 2021 | 0 | 0 | 0 | 0 | 0 | 0 | Tier 2 Advanced Power Strips ¦ SCE ¦ All | Tier 2 Advanced Power Strips | 2 | 1 | 0.97 | MICS 2021 (PGT - Navigant 2015) | 0 | 0 | 1 | 0
LI-APPPLUG-22.3 | Low Income ¦ Efficient Tier 2 Advanced Power Strips ¦ SCE ¦ All | Low Income ¦ Efficient Tier 2 Advanced Power Strips | SCE ¦ All | SCE | All | Electric | Efficient tier 2 advanced power strip | Efficient | 0 | Conventional | AppPlug | Low Income - Single Family LI | Low Income | RET Only | 0 | Residential Households | Each | 5 | DEER:Indoor_CFL_Ltg | -142.025 | -0.029138 | 0 | SCE Data Request 2022 | 30.95 | 2022 | 0 | 25 | 2022 | 0 | 0 | SCE Data Request 2022 | Tier 2 Advanced Power Strips ¦ SCE ¦ All | Tier 2 Advanced Power Strips | 2 | 1 | 0.03 | MICS 2021 (PGT - Navigant 2015) | 0 | 0 | 1 | 0
LI-APPPLUG-21.4 | Low Income ¦ Average Existing and Code Tier 2 Advanced Power Strips ¦ SCE ¦ All | Low Income ¦ Average Existing and Code Tier 2 Advanced Power Strips | SCE ¦ All | SCE | All | Electric | Average tier 2 advanced power strip | Average Existing and Code | 0 | Conventional | AppPlug | Low Income - Multi Family LI | Low Income | RET Only | 0 | Residential Households | Each | 5 | DEER:Indoor_CFL_Ltg | 0 | 0 | 0 | 0 | 0 | 2021 | 0 | 0 | 0 | 0 | 0 | 0 | Tier 2 Advanced Power Strips ¦ SCE ¦ All | Tier 2 Advanced Power Strips | 1.5 | 1 | 0.97 | MICS 2021 (PGT - Navigant 2015) | 0 | 0 | 1 | 0
LI-APPPLUG-22.4 | Low Income ¦ Efficient Tier 2 Advanced Power Strips ¦ SCE ¦ All | Low Income ¦ Efficient Tier 2 Advanced Power Strips | SCE ¦ All | SCE | All | Electric | Efficient tier 2 advanced power strip | Efficient | 0 | Conventional | AppPlug | Low Income - Multi Family LI | Low Income | RET Only | 0 | Residential Households | Each | 5 | DEER:Indoor_CFL_Ltg | -142.025 | -0.029138 | 0 | SCE Data Request 2022 | 30.95 | 2022 | 0 | 25 | 2022 | 0 | 0 | SCE Data Request 2022 | Tier 2 Advanced Power Strips ¦ SCE ¦ All | Tier 2 Advanced Power Strips | 1.5 | 1 | 0.03 | MICS 2021 (PGT - Navigant 2015) | 0 | 0 | 1 | 0
LI-APPPLUG-21.5 | Low Income ¦ Average Existing and Code Tier 2 Advanced Power Strips ¦ SDG&E ¦ All | Low Income ¦ Average Existing and Code Tier 2 Advanced Power Strips | SDG&E ¦ All | SDG&E | All | Electric | Average tier 2 advanced power strip | Average Existing and Code | 0 | Conventional | AppPlug | Low Income - Single Family LI | Low Income | RET Only | 0 | Residential Households | Each | 5 | DEER:Indoor_CFL_Ltg | 0 | 0 | 0 | 0 | 0 | 2021 | 0 | 0 | 0 | 0 | 0 | 0 | Tier 2 Advanced Power Strips ¦ SDG&E ¦ All | Tier 2 Advanced Power Strips | 2 | 1 | 0.97 | MICS 2021 (PGT - Navigant 2015) | 0 | 0 | 1 | 0
LI-APPPLUG-22.5 | Low Income ¦ Efficient Tier 2 Advanced Power Strips ¦ SDG&E ¦ All | Low Income ¦ Efficient Tier 2 Advanced Power Strips | SDG&E ¦ All | SDG&E | All | Electric | Efficient tier 2 advanced power strip | Efficient | 0 | Conventional | AppPlug | Low Income - Single Family LI | Low Income | RET Only | 0 | Residential Households | Each | 5 | DEER:Indoor_CFL_Ltg | -140 | -0.0196 | 0 | SDG&E Data Request 2022 | 45.0223 | 2022 | 0 | 25.9777 | 2022 | 0 | 0 | SDG&E Data Request 2022 | Tier 2 Advanced Power Strips ¦ SDG&E ¦ All | Tier 2 Advanced Power Strips | 2 | 1 | 0.03 | MICS 2021 (PGT - Navigant 2015) | 0 | 0 | 1 | 0
LI-APPPLUG-21.6 | Low Income ¦ Average Existing and Code Tier 2 Advanced Power Strips ¦ SDG&E ¦ All | Low Income ¦ Average Existing and Code Tier 2 Advanced Power Strips | SDG&E ¦ All | SDG&E | All | Electric | Average tier 2 advanced power strip | Average Existing and Code | 0 | Conventional | AppPlug | Low Income - Multi Family LI | Low Income | RET Only | 0 | Residential Households | Each | 5 | DEER:Indoor_CFL_Ltg | 0 | 0 | 0 | 0 | 0 | 2021 | 0 | 0 | 0 | 0 | 0 | 0 | Tier 2 Advanced Power Strips ¦ SDG&E ¦ All | Tier 2 Advanced Power Strips | 1.5 | 1 | 0.97 | MICS 2021 (PGT - Navigant 2015) | 0 | 0 | 1 | 0
LI-APPPLUG-22.6 | Low Income ¦ Efficient Tier 2 Advanced Power Strips ¦ SDG&E ¦ All | Low Income ¦ Efficient Tier 2 Advanced Power Strips | SDG&E ¦ All | SDG&E | All | Electric | Efficient tier 2 advanced power strip | Efficient | 0 | Conventional | AppPlug | Low Income - Multi Family LI | Low Income | RET Only | 0 | Residential Households | Each | 5 | DEER:Indoor_CFL_Ltg | -140 | -0.0196 | 0 | SDG&E Data Request 2022 | 45.0223 | 2022 | 0 | 25.9777 | 2022 | 0 | 0 | SDG&E Data Request 2022 | Tier 2 Advanced Power Strips ¦ SDG&E ¦ All | Tier 2 Advanced Power Strips | 1.5 | 1 | 0.03 | MICS 2021 (PGT - Navigant 2015) | 0 | 0 | 1 | 0
LI-APPPLUG-23.1 | Low Income ¦ Efficient Heat Pump Clothes Dryer - Fuel Sub ¦ PG&E ¦ All | Low Income ¦ Efficient Heat Pump Clothes Dryer - Fuel Sub | PG&E ¦ All | PG&E | All | Electric & Gas | HP clothes dryer fuel sub | Efficient | 0 | Conventional | AppPlug | Low Income - Single Family LI | Low Income | ROB and NEW | 1 | Residential Households | Each | 12 | DEER:Res_ClothesDishWasher | 225.8 | 0.03278 | -3.51 | SCE Data Request 2022 | 1391 | 2022 | 0 | 383.44 | 2022 | 0 | 0 | SCE Data request 2022 | Gas Clothes Dryers ¦ PG&E ¦ All | Gas Clothes Dryers | 0.41515 | 1 | 0 | Same as gas clothes dryers | 0 | 0 | 1 | 0
LI-APPPLUG-23.2 | Low Income ¦ Efficient Heat Pump Clothes Dryer - Fuel Sub ¦ PG&E ¦ All | Low Income ¦ Efficient Heat Pump Clothes Dryer - Fuel Sub | PG&E ¦ All | PG&E | All | Electric & Gas | HP clothes dryer fuel sub | Efficient | 0 | Conventional | AppPlug | Low Income - Multi Family LI | Low Income | ROB and NEW | 1 | Residential Households | Each | 12 | DEER:Res_ClothesDishWasher | 225.8 | 0.03278 | -3.51 | SCE Data Request 2022 | 1391 | 2022 | 0 | 383.44 | 2022 | 0 | 0 | SCE Data request 2022 | Gas Clothes Dryers ¦ PG&E ¦ All | Gas Clothes Dryers | 0.096767 | 1 | 0 | Same as gas clothes dryers | 0 | 0 | 1 | 0
LI-APPPLUG-23.3 | Low Income ¦ Efficient Heat Pump Clothes Dryer - Fuel Sub ¦ SCG ¦ All | Low Income ¦ Efficient Heat Pump Clothes Dryer - Fuel Sub | SCG ¦ All | SCG | All | Electric & Gas | HP clothes dryer fuel sub | Efficient | 0 | Conventional | AppPlug | Low Income - Single Family LI | Low Income | ROB and NEW | 1 | Residential Households | Each | 12 | DEER:Res_ClothesDishWasher | 225.8 | 0.03278 | -3.51 | SCE Data Request 2022 | 1391 | 2022 | 0 | 383.44 | 2022 | 0 | 0 | SCE Data request 2022 | Gas Clothes Dryers ¦ SCG ¦ All | Gas Clothes Dryers | 0.41515 | 1 | 0 | Same as gas clothes dryers | 0 | 0 | 1 | 0
LI-APPPLUG-23.4 | Low Income ¦ Efficient Heat Pump Clothes Dryer - Fuel Sub ¦ SCG ¦ All | Low Income ¦ Efficient Heat Pump Clothes Dryer - Fuel Sub | SCG ¦ All | SCG | All | Electric & Gas | HP clothes dryer fuel sub | Efficient | 0 | Conventional | AppPlug | Low Income - Multi Family LI | Low Income | ROB and NEW | 1 | Residential Households | Each | 12 | DEER:Res_ClothesDishWasher | 225.8 | 0.03278 | -3.51 | SCE Data Request 2022 | 1391 | 2022 | 0 | 383.44 | 2022 | 0 | 0 | SCE Data request 2022 | Gas Clothes Dryers ¦ SCG ¦ All | Gas Clothes Dryers | 0.096767 | 1 | 0 | Same as gas clothes dryers | 0 | 0 | 1 | 0
LI-APPPLUG-23.5 | Low Income ¦ Efficient Heat Pump Clothes Dryer - Fuel Sub ¦ SDG&E ¦ All | Low Income ¦ Efficient Heat Pump Clothes Dryer - Fuel Sub | SDG&E ¦ All | SDG&E | All | Electric & Gas | HP clothes dryer fuel sub | Efficient | 0 | Conventional | AppPlug | Low Income - Single Family LI | Low Income | ROB and NEW | 1 | Residential Households | Each | 12 | DEER:Res_ClothesDishWasher | 225.8 | 0.03278 | -3.51 | SCE Data Request 2022 | 1391 | 2022 | 0 | 383.44 | 2022 | 0 | 0 | SCE Data request 2022 | Gas Clothes Dryers ¦ SDG&E ¦ All | Gas Clothes Dryers | 0.41515 | 1 | 0 | Same as gas clothes dryers | 0 | 0 | 1 | 0
LI-APPPLUG-23.6 | Low Income ¦ Efficient Heat Pump Clothes Dryer - Fuel Sub ¦ SDG&E ¦ All | Low Income ¦ Efficient Heat Pump Clothes Dryer - Fuel Sub | SDG&E ¦ All | SDG&E | All | Electric & Gas | HP clothes dryer fuel sub | Efficient | 0 | Conventional | AppPlug | Low Income - Multi Family LI | Low Income | ROB and NEW | 1 | Residential Households | Each | 12 | DEER:Res_ClothesDishWasher | 225.8 | 0.03278 | -3.51 | SCE Data Request 2022 | 1391 | 2022 | 0 | 383.44 | 2022 | 0 | 0 | SCE Data request 2022 | Gas Clothes Dryers ¦ SDG&E ¦ All | Gas Clothes Dryers | 0.096767 | 1 | 0 | Same as gas clothes dryers | 0 | 0 | 1 | 0
LI-APPPLUG-24.1 | Low Income ¦ Efficient Electric Range (Induction) - Fuel Sub ¦ PG&E ¦ All | Low Income ¦ Efficient Electric Range (Induction) - Fuel Sub | PG&E ¦ All | PG&E | All | Electric & Gas | Electric range fuel sub | Efficient | 0 | Conventional | AppPlug | Low Income - Single Family LI | Low Income | ROB and NEW | 1 | Residential Households | Each | 19 | DEER:Res_ClothesDishWasher | 89.86 | 0.022095 | -5.74 | SCE Data Request 2022 | 1657.23 | 2022 | 0 | 250 | 2022 | 0 | 0 | SCE Data Request 2022 | Cooking Range ¦ PG&E ¦ All | Cooking Range | 0.29481 | 1 | 0.2 | RASS 2019 | 0 | 0 | 1 | 0
LI-APPPLUG-24.2 | Low Income ¦ Efficient Electric Range (Induction) - Fuel Sub ¦ PG&E ¦ All | Low Income ¦ Efficient Electric Range (Induction) - Fuel Sub | PG&E ¦ All | PG&E | All | Electric & Gas | Electric range fuel sub | Efficient | 0 | Conventional | AppPlug | Low Income - Multi Family LI | Low Income | ROB and NEW | 1 | Residential Households | Each | 19 | DEER:Res_ClothesDishWasher | 89.86 | 0.022095 | -5.74 | SCE Data Request 2022 | 1657.23 | 2022 | 0 | 250 | 2022 | 0 | 0 | SCE Data Request 2022 | Cooking Range ¦ PG&E ¦ All | Cooking Range | 0.50379 | 1 | 0.2 | RASS 2019 | 0 | 0 | 1 | 0
LI-APPPLUG-24.3 | Low Income ¦ Efficient Electric Range (Induction) - Fuel Sub ¦ SCG ¦ All | Low Income ¦ Efficient Electric Range (Induction) - Fuel Sub | SCG ¦ All | SCG | All | Electric & Gas | Electric range fuel sub | Efficient | 0 | Conventional | AppPlug | Low Income - Single Family LI | Low Income | ROB and NEW | 1 | Residential Households | Each | 19 | DEER:Res_ClothesDishWasher | 89.86 | 0.022095 | -5.74 | SCE Data Request 2022 | 1657.23 | 2022 | 0 | 250 | 2022 | 0 | 0 | SCE Data Request 2022 | Cooking Range ¦ SCG ¦ All | Cooking Range | 0.29481 | 1 | 0.2 | RASS 2019 | 0 | 0 | 1 | 0
LI-APPPLUG-24.4 | Low Income ¦ Efficient Electric Range (Induction) - Fuel Sub ¦ SCG ¦ All | Low Income ¦ Efficient Electric Range (Induction) - Fuel Sub | SCG ¦ All | SCG | All | Electric & Gas | Electric range fuel sub | Efficient | 0 | Conventional | AppPlug | Low Income - Multi Family LI | Low Income | ROB and NEW | 1 | Residential Households | Each | 19 | DEER:Res_ClothesDishWasher | 89.86 | 0.022095 | -5.74 | SCE Data Request 2022 | 1657.23 | 2022 | 0 | 250 | 2022 | 0 | 0 | SCE Data Request 2022 | Cooking Range ¦ SCG ¦ All | Cooking Range | 0.50379 | 1 | 0.2 | RASS 2019 | 0 | 0 | 1 | 0
LI-APPPLUG-24.5 | Low Income ¦ Efficient Electric Range (Induction) - Fuel Sub ¦ SDG&E ¦ All | Low Income ¦ Efficient Electric Range (Induction) - Fuel Sub | SDG&E ¦ All | SDG&E | All | Electric & Gas | Electric range fuel sub | Efficient | 0 | Conventional | AppPlug | Low Income - Single Family LI | Low Income | ROB and NEW | 1 | Residential Households | Each | 19 | DEER:Res_ClothesDishWasher | 89.86 | 0.022095 | -5.74 | SCE Data Request 2022 | 1657.23 | 2022 | 0 | 250 | 2022 | 0 | 0 | SCE Data Request 2022 | Cooking Range ¦ SDG&E ¦ All | Cooking Range | 0.29481 | 1 | 0.2 | RASS 2019 | 0 | 0 | 1 | 0
LI-APPPLUG-24.6 | Low Income ¦ Efficient Electric Range (Induction) - Fuel Sub ¦ SDG&E ¦ All | Low Income ¦ Efficient Electric Range (Induction) - Fuel Sub | SDG&E ¦ All | SDG&E | All | Electric & Gas | Electric range fuel sub | Efficient | 0 | Conventional | AppPlug | Low Income - Multi Family LI | Low Income | ROB and NEW | 1 | Residential Households | Each | 19 | DEER:Res_ClothesDishWasher | 89.86 | 0.022095 | -5.74 | SCE Data Request 2022 | 1657.23 | 2022 | 0 | 250 | 2022 | 0 | 0 | SCE Data Request 2022 | Cooking Range ¦ SDG&E ¦ All | Cooking Range | 0.50379 | 1 | 0.2 | RASS 2019 | 0 | 0 | 1 | 0
LI-APPPLUG-25.1 | Low Income ¦ Gas Cooking Appliances ¦ PG&E ¦ All | Low Income ¦ Gas Cooking Appliances | PG&E ¦ All | PG&E | All | Gas | Gas cooking range | Average Existing and Code | 0 | Conventional | AppPlug | Low Income - Single Family LI | Low Income | ROB Only | 0 | Residential Households | Each | 19 | DEER:Res_ClothesDishWasher | 0 | 0 | 0 | SCE Data Request 2022 | 0 | 2022 | 0 | 0 | 2022 | 0 | 0 | SCE Data Request 2022 | Cooking Range ¦ PG&E ¦ All | Cooking Range | 0.29481 | 1 | 0.8 | RASS 2019 | 0 | 0 | 1 | 0
LI-APPPLUG-25.2 | Low Income ¦ Gas Cooking Appliances ¦ PG&E ¦ All | Low Income ¦ Gas Cooking Appliances | PG&E ¦ All | PG&E | All | Gas | Gas cooking range | Average Existing and Code | 0 | Conventional | AppPlug | Low Income - Multi Family LI | Low Income | ROB Only | 0 | Residential Households | Each | 19 | DEER:Res_ClothesDishWasher | 0 | 0 | 0 | SCE Data Request 2022 | 0 | 2022 | 0 | 0 | 2022 | 0 | 0 | SCE Data Request 2022 | Cooking Range ¦ PG&E ¦ All | Cooking Range | 0.50379 | 1 | 0.8 | RASS 2019 | 0 | 0 | 1 | 0
LI-APPPLUG-25.3 | Low Income ¦ Gas Cooking Appliances ¦ SCG ¦ All | Low Income ¦ Gas Cooking Appliances | SCG ¦ All | SCG | All | Gas | Gas cooking range | Average Existing and Code | 0 | Conventional | AppPlug | Low Income - Single Family LI | Low Income | ROB Only | 0 | Residential Households | Each | 19 | DEER:Res_ClothesDishWasher | 0 | 0 | 0 | SCE Data Request 2022 | 0 | 2022 | 0 | 0 | 2022 | 0 | 0 | SCE Data Request 2022 | Cooking Range ¦ SCG ¦ All | Cooking Range | 0.29481 | 1 | 0.8 | RASS 2019 | 0 | 0 | 1 | 0
LI-APPPLUG-25.4 | Low Income ¦ Gas Cooking Appliances ¦ SCG ¦ All | Low Income ¦ Gas Cooking Appliances | SCG ¦ All | SCG | All | Gas | Gas cooking range | Average Existing and Code | 0 | Conventional | AppPlug | Low Income - Multi Family LI | Low Income | ROB Only | 0 | Residential Households | Each | 19 | DEER:Res_ClothesDishWasher | 0 | 0 | 0 | SCE Data Request 2022 | 0 | 2022 | 0 | 0 | 2022 | 0 | 0 | SCE Data Request 2022 | Cooking Range ¦ SCG ¦ All | Cooking Range | 0.50379 | 1 | 0.8 | RASS 2019 | 0 | 0 | 1 | 0
LI-APPPLUG-25.5 | Low Income ¦ Gas Cooking Appliances ¦ SDG&E ¦ All | Low Income ¦ Gas Cooking Appliances | SDG&E ¦ All | SDG&E | All | Gas | Gas cooking range | Average Existing and Code | 0 | Conventional | AppPlug | Low Income - Single Family LI | Low Income | ROB Only | 0 | Residential Households | Each | 19 | DEER:Res_ClothesDishWasher | 0 | 0 | 0 | SCE Data Request 2022 | 0 | 2022 | 0 | 0 | 2022 | 0 | 0 | SCE Data Request 2022 | Cooking Range ¦ SDG&E ¦ All | Cooking Range | 0.29481 | 1 | 0.8 | RASS 2019 | 0 | 0 | 1 | 0
LI-APPPLUG-25.6 | Low Income ¦ Gas Cooking Appliances ¦ SDG&E ¦ All | Low Income ¦ Gas Cooking Appliances | SDG&E ¦ All | SDG&E | All | Gas | Gas cooking range | Average Existing and Code | 0 | Conventional | AppPlug | Low Income - Multi Family LI | Low Income | ROB Only | 0 | Residential Households | Each | 19 | DEER:Res_ClothesDishWasher | 0 | 0 | 0 | SCE Data Request 2022 | 0 | 2022 | 0 | 0 | 2022 | 0 | 0 | SCE Data Request 2022 | Cooking Range ¦ SDG&E ¦ All | Cooking Range | 0.50379 | 1 | 0.8 | RASS 2019 | 0 | 0 | 1 | 0
LI-APPPLUG-28.1 | Low Income ¦ Average Existing and Code Electric Panel Upgrade ¦ PG&E ¦ All | Low Income ¦ Average Existing and Code Electric Panel Upgrade | PG&E ¦ All | PG&E | All | Electric | Electric Panel | Average Existing and Code | 0 | Conventional | AppPlug | Low Income - Single Family LI | Low Income | RET Only | 0 | Residential Households | House | 20 | DEER:Indoor_CFL_Ltg | 0 | 0 | 0 | SCE Data Request 2022 | 0 | 2022 | 0 | 0 | 2022 | 0 | 0 | SCE Data Request 2022 | Electric Panel Upgrade ¦ PG&E ¦ All | Electric Panel Upgrade | 1 | 1 | 1 | Guidehouse 2021 Assumption | 0 | 0 | 1 | 0
LI-APPPLUG-29.1 | Low Income ¦ Efficient Electric Panel Upgrade ¦ PG&E ¦ All | Low Income ¦ Efficient Electric Panel Upgrade | PG&E ¦ All | PG&E | All | Electric | Efficient electric panel | Efficient | 0 | Conventional | AppPlug | Low Income - Single Family LI | Low Income | RET Only | 0 | Residential Households | House | 20 | DEER:Indoor_CFL_Ltg | 0 | 0 | 0 | SCE Data Request 2022 | 2500 | 2022 | 0 | 0 | 2022 | 0 | 0 | SCE Data Request 2022 | Electric Panel Upgrade ¦ PG&E ¦ All | Electric Panel Upgrade | 1 | 1 | 0 | Guidehouse 2021 Assumption | 0 | 0 | 1 | 0
LI-APPPLUG-28.2 | Low Income ¦ Average Existing and Code Electric Panel Upgrade ¦ PG&E ¦ All | Low Income ¦ Average Existing and Code Electric Panel Upgrade | PG&E ¦ All | PG&E | All | Electric | Electric Panel | Average Existing and Code | 0 | Conventional | AppPlug | Low Income - Multi Family LI | Low Income | RET Only | 0 | Residential Households | House | 20 | DEER:Indoor_CFL_Ltg | 0 | 0 | 0 | SCE Data Request 2022 | 0 | 2022 | 0 | 0 | 2022 | 0 | 0 | SCE Data Request 2022 | Electric Panel Upgrade ¦ PG&E ¦ All | Electric Panel Upgrade | 1 | 1 | 1 | Guidehouse 2021 Assumption | 0 | 0 | 1 | 0
LI-APPPLUG-29.2 | Low Income ¦ Efficient Electric Panel Upgrade ¦ PG&E ¦ All | Low Income ¦ Efficient Electric Panel Upgrade | PG&E ¦ All | PG&E | All | Electric | Efficient electric panel | Efficient | 0 | Conventional | AppPlug | Low Income - Multi Family LI | Low Income | RET Only | 0 | Residential Households | House | 20 | DEER:Indoor_CFL_Ltg | 0 | 0 | 0 | SCE Data Request 2022 | 2500 | 2022 | 0 | 0 | 2022 | 0 | 0 | SCE Data Request 2022 | Electric Panel Upgrade ¦ PG&E ¦ All | Electric Panel Upgrade | 1 | 1 | 0 | Guidehouse 2021 Assumption | 0 | 0 | 1 | 0
LI-APPPLUG-28.3 | Low Income ¦ Average Existing and Code Electric Panel Upgrade ¦ SCE ¦ All | Low Income ¦ Average Existing and Code Electric Panel Upgrade | SCE ¦ All | SCE | All | Electric | Electric Panel | Average Existing and Code | 0 | Conventional | AppPlug | Low Income - Single Family LI | Low Income | RET Only | 0 | Residential Households | House | 20 | DEER:Indoor_CFL_Ltg | 0 | 0 | 0 | SCE Data Request 2022 | 0 | 2022 | 0 | 0 | 2022 | 0 | 0 | SCE Data Request 2022 | Electric Panel Upgrade ¦ SCE ¦ All | Electric Panel Upgrade | 1 | 1 | 1 | Guidehouse 2021 Assumption | 0 | 0 | 1 | 0
LI-APPPLUG-29.3 | Low Income ¦ Efficient Electric Panel Upgrade ¦ SCE ¦ All | Low Income ¦ Efficient Electric Panel Upgrade | SCE ¦ All | SCE | All | Electric | Efficient electric panel | Efficient | 0 | Conventional | AppPlug | Low Income - Single Family LI | Low Income | RET Only | 0 | Residential Households | House | 20 | DEER:Indoor_CFL_Ltg | 0 | 0 | 0 | SCE Data Request 2022 | 2500 | 2022 | 0 | 0 | 2022 | 0 | 0 | SCE Data Request 2022 | Electric Panel Upgrade ¦ SCE ¦ All | Electric Panel Upgrade | 1 | 1 | 0 | Guidehouse 2021 Assumption | 0 | 0 | 1 | 0
LI-APPPLUG-28.4 | Low Income ¦ Average Existing and Code Electric Panel Upgrade ¦ SCE ¦ All | Low Income ¦ Average Existing and Code Electric Panel Upgrade | SCE ¦ All | SCE | All | Electric | Electric Panel | Average Existing and Code | 0 | Conventional | AppPlug | Low Income - Multi Family LI | Low Income | RET Only | 0 | Residential Households | House | 20 | DEER:Indoor_CFL_Ltg | 0 | 0 | 0 | SCE Data Request 2022 | 0 | 2022 | 0 | 0 | 2022 | 0 | 0 | SCE Data Request 2022 | Electric Panel Upgrade ¦ SCE ¦ All | Electric Panel Upgrade | 1 | 1 | 1 | Guidehouse 2021 Assumption | 0 | 0 | 1 | 0
LI-APPPLUG-29.4 | Low Income ¦ Efficient Electric Panel Upgrade ¦ SCE ¦ All | Low Income ¦ Efficient Electric Panel Upgrade | SCE ¦ All | SCE | All | Electric | Efficient electric panel | Efficient | 0 | Conventional | AppPlug | Low Income - Multi Family LI | Low Income | RET Only | 0 | Residential Households | House | 20 | DEER:Indoor_CFL_Ltg | 0 | 0 | 0 | SCE Data Request 2022 | 2500 | 2022 | 0 | 0 | 2022 | 0 | 0 | SCE Data Request 2022 | Electric Panel Upgrade ¦ SCE ¦ All | Electric Panel Upgrade | 1 | 1 | 0 | Guidehouse 2021 Assumption | 0 | 0 | 1 | 0
LI-APPPLUG-28.5 | Low Income ¦ Average Existing and Code Electric Panel Upgrade ¦ SDG&E ¦ All | Low Income ¦ Average Existing and Code Electric Panel Upgrade | SDG&E ¦ All | SDG&E | All | Electric | Electric Panel | Average Existing and Code | 0 | Conventional | AppPlug | Low Income - Single Family LI | Low Income | RET Only | 0 | Residential Households | House | 20 | DEER:Indoor_CFL_Ltg | 0 | 0 | 0 | SCE Data Request 2022 | 0 | 2022 | 0 | 0 | 2022 | 0 | 0 | SCE Data Request 2022 | Electric Panel Upgrade ¦ SDG&E ¦ All | Electric Panel Upgrade | 1 | 1 | 1 | Guidehouse 2021 Assumption | 0 | 0 | 1 | 0
LI-APPPLUG-29.5 | Low Income ¦ Efficient Electric Panel Upgrade ¦ SDG&E ¦ All | Low Income ¦ Efficient Electric Panel Upgrade | SDG&E ¦ All | SDG&E | All | Electric | Efficient electric panel | Efficient | 0 | Conventional | AppPlug | Low Income - Single Family LI | Low Income | RET Only | 0 | Residential Households | House | 20 | DEER:Indoor_CFL_Ltg | 0 | 0 | 0 | SCE Data Request 2022 | 2500 | 2022 | 0 | 0 | 2022 | 0 | 0 | SCE Data Request 2022 | Electric Panel Upgrade ¦ SDG&E ¦ All | Electric Panel Upgrade | 1 | 1 | 0 | Guidehouse 2021 Assumption | 0 | 0 | 1 | 0
LI-APPPLUG-28.6 | Low Income ¦ Average Existing and Code Electric Panel Upgrade ¦ SDG&E ¦ All | Low Income ¦ Average Existing and Code Electric Panel Upgrade | SDG&E ¦ All | SDG&E | All | Electric | Electric Panel | Average Existing and Code | 0 | Conventional | AppPlug | Low Income - Multi Family LI | Low Income | RET Only | 0 | Residential Households | House | 20 | DEER:Indoor_CFL_Ltg | 0 | 0 | 0 | SCE Data Request 2022 | 0 | 2022 | 0 | 0 | 2022 | 0 | 0 | SCE Data Request 2022 | Electric Panel Upgrade ¦ SDG&E ¦ All | Electric Panel Upgrade | 1 | 1 | 1 | Guidehouse 2021 Assumption | 0 | 0 | 1 | 0
LI-APPPLUG-29.6 | Low Income ¦ Efficient Electric Panel Upgrade ¦ SDG&E ¦ All | Low Income ¦ Efficient Electric Panel Upgrade | SDG&E ¦ All | SDG&E | All | Electric | Efficient electric panel | Efficient | 0 | Conventional | AppPlug | Low Income - Multi Family LI | Low Income | RET Only | 0 | Residential Households | House | 20 | DEER:Indoor_CFL_Ltg | 0 | 0 | 0 | SCE Data Request 2022 | 2500 | 2022 | 0 | 0 | 2022 | 0 | 0 | SCE Data Request 2022 | Electric Panel Upgrade ¦ SDG&E ¦ All | Electric Panel Upgrade | 1 | 1 | 0 | Guidehouse 2021 Assumption | 0 | 0 | 1 | 0
LI-BLDGENV-01.1 | Low Income ¦ Average Existing and Code Attic Insulation ¦ PG&E ¦ All | Low Income ¦ Average Existing and Code Attic Insulation | PG&E ¦ All | PG&E | All | Electric & Gas | Attic Insulation | Average Existing and Code | 0 | Conventional | BldgEnv | Low Income - Single Family LI | Low Income | RET Only | 0 | Residential Households | House | 19.0179 | DEER:Res_BldgShell_Ins | 0 | 0 | 0 | 0 | 0 | 2022 | 0 | 0 | 0 | 0 | 0 | 0 | Attic Insulation ¦ PG&E ¦ All | Attic Insulation | 0.65766 | 1 | 0.25342 | RASS 2019 | 0 | 0 | 1 | 0
LI-BLDGENV-02.1 | Low Income ¦ Efficient Attic Insulation ¦ PG&E ¦ All | Low Income ¦ Efficient Attic Insulation | PG&E ¦ All | PG&E | All | Electric & Gas | Attic Insulation | Efficient | 0 | Conventional | BldgEnv | Low Income - Single Family LI | Low Income | RET Only | 0 | Residential Households | House | 19.0179 | DEER:Res_BldgShell_Ins | -24.678 | -0.0046888 | -8.226 | SDG&E Data Request 2022 | 1798.5463 | 2022 | 0 | 0 | 0 | 0 | 0 | PG&E Data Request 2022 | Attic Insulation ¦ PG&E ¦ All | Attic Insulation | 0.65766 | 1 | 0.74658 | RASS 2019 | 0 | 0 | 1 | 0
LI-BLDGENV-01.2 | Low Income ¦ Average Existing and Code Attic Insulation ¦ PG&E ¦ All | Low Income ¦ Average Existing and Code Attic Insulation | PG&E ¦ All | PG&E | All | Electric & Gas | Attic Insulation | Average Existing and Code | 0 | Conventional | BldgEnv | Low Income - Multi Family LI | Low Income | RET Only | 0 | Residential Households | House | 19.0179 | DEER:Res_BldgShell_Ins | 0 | 0 | 0 | 0 | 0 | 2022 | 0 | 0 | 0 | 0 | 0 | 0 | Attic Insulation ¦ PG&E ¦ All | Attic Insulation | 0.34282 | 1 | 0.56868 | RASS 2019 | 0 | 0 | 1 | 0
LI-BLDGENV-02.2 | Low Income ¦ Efficient Attic Insulation ¦ PG&E ¦ All | Low Income ¦ Efficient Attic Insulation | PG&E ¦ All | PG&E | All | Electric & Gas | Attic Insulation | Efficient | 0 | Conventional | BldgEnv | Low Income - Multi Family LI | Low Income | RET Only | 0 | Residential Households | House | 19.0179 | DEER:Res_BldgShell_Ins | -30.162 | -0.0057308 | -10.968 | SDG&E Data Request 2022 | 1798.5463 | 2022 | 0 | 0 | 0 | 0 | 0 | PG&E Data Request 2022 | Attic Insulation ¦ PG&E ¦ All | Attic Insulation | 0.34282 | 1 | 0.43132 | RASS 2019 | 0 | 0 | 1 | 0
LI-BLDGENV-01.3 | Low Income ¦ Average Existing and Code Attic Insulation ¦ SCE ¦ All | Low Income ¦ Average Existing and Code Attic Insulation | SCE ¦ All | SCE | All | Electric & Gas | Attic Insulation | Average Existing and Code | 0 | Conventional | BldgEnv | Low Income - Single Family LI | Low Income | RET Only | 0 | Residential Households | House | 20 | DEER:Res_BldgShell_Ins | 0 | 0 | 0 | 0 | 0 | 2022 | 0 | 0 | 0 | 0 | 0 | 0 | Attic Insulation ¦ SCE ¦ All | Attic Insulation | 0.65766 | 1 | 0.25342 | RASS 2019 | 0 | 0 | 1 | 0
LI-BLDGENV-02.3 | Low Income ¦ Efficient Attic Insulation ¦ SCE ¦ All | Low Income ¦ Efficient Attic Insulation | SCE ¦ All | SCE | All | Electric & Gas | Attic Insulation | Efficient | 0 | Conventional | BldgEnv | Low Income - Single Family LI | Low Income | RET Only | 0 | Residential Households | House | 20 | DEER:Res_BldgShell_Ins | -24.678 | -0.0046888 | -8.226 | SDG&E Data Request 2022 | 1477.1085 | 2022 | 0 | 0 | 0 | 0 | 0 | SCG Data Request 2022 | Attic Insulation ¦ SCE ¦ All | Attic Insulation | 0.65766 | 1 | 0.74658 | RASS 2019 | 0 | 0 | 1 | 0
LI-BLDGENV-01.4 | Low Income ¦ Average Existing and Code Attic Insulation ¦ SCE ¦ All | Low Income ¦ Average Existing and Code Attic Insulation | SCE ¦ All | SCE | All | Electric & Gas | Attic Insulation | Average Existing and Code | 0 | Conventional | BldgEnv | Low Income - Multi Family LI | Low Income | RET Only | 0 | Residential Households | House | 20 | DEER:Res_BldgShell_Ins | 0 | 0 | 0 | 0 | 0 | 2022 | 0 | 0 | 0 | 0 | 0 | 0 | Attic Insulation ¦ SCE ¦ All | Attic Insulation | 0.34282 | 1 | 0.56868 | RASS 2019 | 0 | 0 | 1 | 0
LI-BLDGENV-02.4 | Low Income ¦ Efficient Attic Insulation ¦ SCE ¦ All | Low Income ¦ Efficient Attic Insulation | SCE ¦ All | SCE | All | Electric & Gas | Attic Insulation | Efficient | 0 | Conventional | BldgEnv | Low Income - Multi Family LI | Low Income | RET Only | 0 | Residential Households | House | 20 | DEER:Res_BldgShell_Ins | -30.162 | -0.0057308 | -10.968 | SDG&E Data Request 2022 | 1477.1085 | 2022 | 0 | 0 | 0 | 0 | 0 | SCG Data Request 2022 | Attic Insulation ¦ SCE ¦ All | Attic Insulation | 0.34282 | 1 | 0.43132 | RASS 2019 | 0 | 0 | 1 | 0
LI-BLDGENV-01.5 | Low Income ¦ Average Existing and Code Attic Insulation ¦ SDG&E ¦ All | Low Income ¦ Average Existing and Code Attic Insulation | SDG&E ¦ All | SDG&E | All | Electric & Gas | Attic Insulation | Average Existing and Code | 0 | Conventional | BldgEnv | Low Income - Single Family LI | Low Income | RET Only | 0 | Residential Households | House | 20 | DEER:Res_BldgShell_Ins | 0 | 0 | 0 | 0 | 0 | 2022 | 0 | 0 | 0 | 0 | 0 | 0 | Attic Insulation ¦ SDG&E ¦ All | Attic Insulation | 0.65766 | 1 | 0.25342 | RASS 2019 | 0 | 0 | 1 | 0
LI-BLDGENV-02.5 | Low Income ¦ Efficient Attic Insulation ¦ SDG&E ¦ All | Low Income ¦ Efficient Attic Insulation | SDG&E ¦ All | SDG&E | All | Electric & Gas | Attic Insulation | Efficient | 0 | Conventional | BldgEnv | Low Income - Single Family LI | Low Income | RET Only | 0 | Residential Households | House | 20 | DEER:Res_BldgShell_Ins | -24.678 | -0.0046888 | -8.226 | SDG&E Data Request 2022 | 1216 | 2022 | 0 | 0 | 0 | 0 | 0 | SDGE Data Request 2022 | Attic Insulation ¦ SDG&E ¦ All | Attic Insulation | 0.65766 | 1 | 0.74658 | RASS 2019 | 0 | 0 | 1 | 0
LI-BLDGENV-01.6 | Low Income ¦ Average Existing and Code Attic Insulation ¦ SDG&E ¦ All | Low Income ¦ Average Existing and Code Attic Insulation | SDG&E ¦ All | SDG&E | All | Electric & Gas | Attic Insulation | Average Existing and Code | 0 | Conventional | BldgEnv | Low Income - Multi Family LI | Low Income | RET Only | 0 | Residential Households | House | 20 | DEER:Res_BldgShell_Ins | 0 | 0 | 0 | 0 | 0 | 2022 | 0 | 0 | 0 | 0 | 0 | 0 | Attic Insulation ¦ SDG&E ¦ All | Attic Insulation | 0.34282 | 1 | 0.56868 | RASS 2019 | 0 | 0 | 1 | 0
LI-BLDGENV-02.6 | Low Income ¦ Efficient Attic Insulation ¦ SDG&E ¦ All | Low Income ¦ Efficient Attic Insulation | SDG&E ¦ All | SDG&E | All | Electric & Gas | Attic Insulation | Efficient | 0 | Conventional | BldgEnv | Low Income - Multi Family LI | Low Income | RET Only | 0 | Residential Households | House | 20 | DEER:Res_BldgShell_Ins | -30.162 | -0.0057308 | -10.968 | SDG&E Data Request 2022 | 1216 | 2022 | 0 | 0 | 0 | 0 | 0 | SDGE Data Request 2022 | Attic Insulation ¦ SDG&E ¦ All | Attic Insulation | 0.34282 | 1 | 0.43132 | RASS 2019 | 0 | 0 | 1 | 0
LI-BLDGENV-01.7 | Low Income ¦ Average Existing and Code Attic Insulation ¦ SCG ¦ All | Low Income ¦ Average Existing and Code Attic Insulation | SCG ¦ All | SCG | All | Electric & Gas | Attic Insulation | Average Existing and Code | 0 | Conventional | BldgEnv | Low Income - Single Family LI | Low Income | RET Only | 0 | Residential Households | House | 20 | DEER:Res_BldgShell_Ins | 0 | 0 | 0 | 0 | 0 | 2022 | 0 | 0 | 0 | 0 | 0 | SDGE 2022 ESA Measure | Attic Insulation ¦ SCG ¦ All | Attic Insulation | 0.65766 | 1 | 0.25342 | RASS 2019 | 0 | 0 | 1 | 0
LI-BLDGENV-02.7 | Low Income ¦ Efficient Attic Insulation ¦ SCG ¦ All | Low Income ¦ Efficient Attic Insulation | SCG ¦ All | SCG | All | Electric & Gas | Attic Insulation | Efficient | 0 | Conventional | BldgEnv | Low Income - Single Family LI | Low Income | RET Only | 0 | Residential Households | House | 20 | DEER:Res_BldgShell_Ins | 0 | 0 | -30.771 | SCG Data Request | 1477.1085 | 2022 | 0 | 0 | 0 | 0 | 0 | SCG Data Request 2022 | Attic Insulation ¦ SCG ¦ All | Attic Insulation | 0.65766 | 1 | 0.74658 | RASS 2019 | 0 | 0 | 1 | 0
LI-BLDGENV-01.8 | Low Income ¦ Average Existing and Code Attic Insulation ¦ SCG ¦ All | Low Income ¦ Average Existing and Code Attic Insulation | SCG ¦ All | SCG | All | Electric & Gas | Attic Insulation | Average Existing and Code | 0 | Conventional | BldgEnv | Low Income - Multi Family LI | Low Income | RET Only | 0 | Residential Households | House | 20 | DEER:Res_BldgShell_Ins | 0 | 0 | 0 | 0 | 0 | 2022 | 0 | 0 | 0 | 0 | 0 | SDGE 2022 ESA Measure | Attic Insulation ¦ SCG ¦ All | Attic Insulation | 0.34282 | 1 | 0.56868 | RASS 2019 | 0 | 0 | 1 | 0
LI-BLDGENV-02.8 | Low Income ¦ Efficient Attic Insulation ¦ SCG ¦ All | Low Income ¦ Efficient Attic Insulation | SCG ¦ All | SCG | All | Electric & Gas | Attic Insulation | Efficient | 0 | Conventional | BldgEnv | Low Income - Multi Family LI | Low Income | RET Only | 0 | Residential Households | House | 20 | DEER:Res_BldgShell_Ins | 0 | 0 | -16.99 | SCG Data Request | 1477.1085 | 2022 | 0 | 0 | 0 | 0 | 0 | SCG Data Request 2022 | Attic Insulation ¦ SCG ¦ All | Attic Insulation | 0.34282 | 1 | 0.43132 | RASS 2019 | 0 | 0 | 1 | 0
LI-BLDGENV-05.1 | Low Income ¦ Average Existing and Code Cool Roof ¦ PG&E ¦ All | Low Income ¦ Average Existing and Code Cool Roof | PG&E ¦ All | PG&E | All | Electric & Gas | Cool Roof | Average Existing and Code | 0 | Conventional | BldgEnv | Low Income - Single Family LI | Low Income | ROB Only | 0 | Residential Households | 1000 sqft of roof | 15 | DEER:Res_BldgShell_Ins | 0 | 0 | 0 | LBNL Cool Roof Study | 1125 | 2020 | 0 | 2740 | 2020 | 0 | 0 | LBNL Cool Roof Study | Cool Roof ¦ PG&E ¦ All | Cool Roof | 1.5018 | 1 | 0.86574 | Guidehouse 2021 Assumption | 0 | 0 | 1 | 0
LI-BLDGENV-06.1 | Low Income ¦ Efficient Cool Roof ¦ PG&E ¦ All | Low Income ¦ Efficient Cool Roof | PG&E ¦ All | PG&E | All | Electric & Gas | Cool Roof | Efficient | 0 | Conventional | BldgEnv | Low Income - Single Family LI | Low Income | ROB Only | 0 | Residential Households | 1000 sqft of roof | 15 | DEER:Res_BldgShell_Ins | -105.3355 | -0.044117 | 0.81303 | LBNL Cool Roof Study | 1375 | 2020 | 0 | 2740 | 2020 | 0 | 0 | LBNL Cool Roof Study | Cool Roof ¦ PG&E ¦ All | Cool Roof | 1.5018 | 1 | 0.13426 | Guidehouse 2021 Assumption | 0 | 0 | 1 | 0
LI-BLDGENV-05.2 | Low Income ¦ Average Existing and Code Cool Roof ¦ PG&E ¦ All | Low Income ¦ Average Existing and Code Cool Roof | PG&E ¦ All | PG&E | All | Electric & Gas | Cool Roof | Average Existing and Code | 0 | Conventional | BldgEnv | Low Income - Multi Family LI | Low Income | ROB Only | 0 | Residential Households | 1000 sqft of roof | 15 | DEER:Res_BldgShell_Ins | 0 | 0 | 0 | LBNL Cool Roof Study | 1125 | 2020 | 0 | 2740 | 2020 | 0 | 0 | LBNL Cool Roof Study | Cool Roof ¦ PG&E ¦ All | Cool Roof | 0.88284 | 1 | 0.86574 | Guidehouse 2021 Assumption | 0 | 0 | 1 | 0
LI-BLDGENV-06.2 | Low Income ¦ Efficient Cool Roof ¦ PG&E ¦ All | Low Income ¦ Efficient Cool Roof | PG&E ¦ All | PG&E | All | Electric & Gas | Cool Roof | Efficient | 0 | Conventional | BldgEnv | Low Income - Multi Family LI | Low Income | ROB Only | 0 | Residential Households | 1000 sqft of roof | 15 | DEER:Res_BldgShell_Ins | -90.8541 | -0.037492 | 0.7687 | LBNL Cool Roof Study | 1375 | 2020 | 0 | 2740 | 2020 | 0 | 0 | LBNL Cool Roof Study | Cool Roof ¦ PG&E ¦ All | Cool Roof | 0.88284 | 1 | 0.13426 | Guidehouse 2021 Assumption | 0 | 0 | 1 | 0
LI-BLDGENV-05.3 | Low Income ¦ Average Existing and Code Cool Roof ¦ SCE ¦ All | Low Income ¦ Average Existing and Code Cool Roof | SCE ¦ All | SCE | All | Electric & Gas | Cool Roof | Average Existing and Code | 0 | Conventional | BldgEnv | Low Income - Single Family LI | Low Income | ROB Only | 0 | Residential Households | 1000 sqft of roof | 15 | DEER:Res_BldgShell_Ins | 0 | 0 | 0 | LBNL Cool Roof Study | 1125 | 2020 | 0 | 2740 | 2020 | 0 | 0 | LBNL Cool Roof Study | Cool Roof ¦ SCE ¦ All | Cool Roof | 1.5018 | 1 | 0.86574 | Guidehouse 2021 Assumption | 0 | 0 | 1 | 0
LI-BLDGENV-06.3 | Low Income ¦ Efficient Cool Roof ¦ SCE ¦ All | Low Income ¦ Efficient Cool Roof | SCE ¦ All | SCE | All | Electric & Gas | Cool Roof | Efficient | 0 | Conventional | BldgEnv | Low Income - Single Family LI | Low Income | ROB Only | 0 | Residential Households | 1000 sqft of roof | 15 | DEER:Res_BldgShell_Ins | -105.3355 | -0.044117 | 0 | LBNL Cool Roof Study | 1375 | 2020 | 0 | 2740 | 2020 | 0 | 0 | LBNL Cool Roof Study | Cool Roof ¦ SCE ¦ All | Cool Roof | 1.5018 | 1 | 0.13426 | Guidehouse 2021 Assumption | 0 | 0 | 1 | 0
LI-BLDGENV-05.4 | Low Income ¦ Average Existing and Code Cool Roof ¦ SCE ¦ All | Low Income ¦ Average Existing and Code Cool Roof | SCE ¦ All | SCE | All | Electric & Gas | Cool Roof | Average Existing and Code | 0 | Conventional | BldgEnv | Low Income - Multi Family LI | Low Income | ROB Only | 0 | Residential Households | 1000 sqft of roof | 15 | DEER:Res_BldgShell_Ins | 0 | 0 | 0 | LBNL Cool Roof Study | 1125 | 2020 | 0 | 2740 | 2020 | 0 | 0 | LBNL Cool Roof Study | Cool Roof ¦ SCE ¦ All | Cool Roof | 0.88284 | 1 | 0.86574 | Guidehouse 2021 Assumption | 0 | 0 | 1 | 0
LI-BLDGENV-06.4 | Low Income ¦ Efficient Cool Roof ¦ SCE ¦ All | Low Income ¦ Efficient Cool Roof | SCE ¦ All | SCE | All | Electric & Gas | Cool Roof | Efficient | 0 | Conventional | BldgEnv | Low Income - Multi Family LI | Low Income | ROB Only | 0 | Residential Households | 1000 sqft of roof | 15 | DEER:Res_BldgShell_Ins | -90.8541 | -0.037492 | 0 | LBNL Cool Roof Study | 1375 | 2020 | 0 | 2740 | 2020 | 0 | 0 | LBNL Cool Roof Study | Cool Roof ¦ SCE ¦ All | Cool Roof | 0.88284 | 1 | 0.13426 | Guidehouse 2021 Assumption | 0 | 0 | 1 | 0
LI-BLDGENV-05.5 | Low Income ¦ Average Existing and Code Cool Roof ¦ SDG&E ¦ All | Low Income ¦ Average Existing and Code Cool Roof | SDG&E ¦ All | SDG&E | All | Electric & Gas | Cool Roof | Average Existing and Code | 0 | Conventional | BldgEnv | Low Income - Single Family LI | Low Income | ROB Only | 0 | Residential Households | 1000 sqft of roof | 15 | DEER:Res_BldgShell_Ins | 0 | 0 | 0 | LBNL Cool Roof Study | 1125 | 2020 | 0 | 2740 | 2020 | 0 | 0 | LBNL Cool Roof Study | Cool Roof ¦ SDG&E ¦ All | Cool Roof | 1.5018 | 1 | 0.86574 | Guidehouse 2021 Assumption | 0 | 0 | 1 | 0
LI-BLDGENV-06.5 | Low Income ¦ Efficient Cool Roof ¦ SDG&E ¦ All | Low Income ¦ Efficient Cool Roof | SDG&E ¦ All | SDG&E | All | Electric & Gas | Cool Roof | Efficient | 0 | Conventional | BldgEnv | Low Income - Single Family LI | Low Income | ROB Only | 0 | Residential Households | 1000 sqft of roof | 15 | DEER:Res_BldgShell_Ins | -105.3355 | -0.044117 | 0.81303 | LBNL Cool Roof Study | 1375 | 2020 | 0 | 2740 | 2020 | 0 | 0 | LBNL Cool Roof Study | Cool Roof ¦ SDG&E ¦ All | Cool Roof | 1.5018 | 1 | 0.13426 | Guidehouse 2021 Assumption | 0 | 0 | 1 | 0
LI-BLDGENV-05.6 | Low Income ¦ Average Existing and Code Cool Roof ¦ SDG&E ¦ All | Low Income ¦ Average Existing and Code Cool Roof | SDG&E ¦ All | SDG&E | All | Electric & Gas | Cool Roof | Average Existing and Code | 0 | Conventional | BldgEnv | Low Income - Multi Family LI | Low Income | ROB Only | 0 | Residential Households | 1000 sqft of roof | 15 | DEER:Res_BldgShell_Ins | 0 | 0 | 0 | LBNL Cool Roof Study | 1125 | 2020 | 0 | 2740 | 2020 | 0 | 0 | LBNL Cool Roof Study | Cool Roof ¦ SDG&E ¦ All | Cool Roof | 0.88284 | 1 | 0.86574 | Guidehouse 2021 Assumption | 0 | 0 | 1 | 0
LI-BLDGENV-06.6 | Low Income ¦ Efficient Cool Roof ¦ SDG&E ¦ All | Low Income ¦ Efficient Cool Roof | SDG&E ¦ All | SDG&E | All | Electric & Gas | Cool Roof | Efficient | 0 | Conventional | BldgEnv | Low Income - Multi Family LI | Low Income | ROB Only | 0 | Residential Households | 1000 sqft of roof | 15 | DEER:Res_BldgShell_Ins | -90.8541 | -0.037492 | 0.7687 | LBNL Cool Roof Study | 1375 | 2020 | 0 | 2740 | 2020 | 0 | 0 | LBNL Cool Roof Study | Cool Roof ¦ SDG&E ¦ All | Cool Roof | 0.88284 | 1 | 0.13426 | Guidehouse 2021 Assumption | 0 | 0 | 1 | 0
LI-BLDGENV-05.1 | Low Income ¦ Average Existing and Code Cool Roof ¦ SCG ¦ All | Low Income ¦ Average Existing and Code Cool Roof | SCG ¦ All | SCG | All | Electric & Gas | Cool Roof | Average Existing and Code | 0 | Conventional | BldgEnv | Low Income - Single Family LI | Low Income | ROB Only | 0 | Residential Households | 1000 sqft of roof | 15 | DEER:Res_BldgShell_Ins | 0 | 0 | 0 | LBNL Cool Roof Study | 1125 | 2020 | 0 | 2740 | 2020 | 0 | 0 | LBNL Cool Roof Study | Cool Roof ¦ SCG ¦ All | Cool Roof | 1.5018 | 1 | 0.86574 | Guidehouse 2021 Assumption | 0 | 0 | 0.7 | 0
LI-BLDGENV-06.1 | Low Income ¦ Efficient Cool Roof ¦ SCG ¦ All | Low Income ¦ Efficient Cool Roof | SCG ¦ All | SCG | All | Electric & Gas | Cool Roof | Efficient | 0 | Conventional | BldgEnv | Low Income - Single Family LI | Low Income | ROB Only | 0 | Residential Households | 1000 sqft of roof | 15 | DEER:Res_BldgShell_Ins | 0 | 0 | 0.81303 | LBNL Cool Roof Study | 1375 | 2020 | 0 | 2740 | 2020 | 0 | 0 | LBNL Cool Roof Study | Cool Roof ¦ SCG ¦ All | Cool Roof | 1.5018 | 1 | 0.13426 | Guidehouse 2021 Assumption | 0 | 0 | 0.7 | 0
LI-BLDGENV-05.1 | Low Income ¦ Average Existing and Code Cool Roof ¦ SCG ¦ All | Low Income ¦ Average Existing and Code Cool Roof | SCG ¦ All | SCG | All | Electric & Gas | Cool Roof | Average Existing and Code | 0 | Conventional | BldgEnv | Low Income - Multi Family LI | Low Income | ROB Only | 0 | Residential Households | 1000 sqft of roof | 15 | DEER:Res_BldgShell_Ins | 0 | 0 | 0 | LBNL Cool Roof Study | 1125 | 2020 | 0 | 2740 | 2020 | 0 | 0 | LBNL Cool Roof Study | Cool Roof ¦ SCG ¦ All | Cool Roof | 0.88284 | 1 | 0.86574 | Guidehouse 2021 Assumption | 0 | 0 | 0.7 | 0
LI-BLDGENV-06.1 | Low Income ¦ Efficient Cool Roof ¦ SCG ¦ All | Low Income ¦ Efficient Cool Roof | SCG ¦ All | SCG | All | Electric & Gas | Cool Roof | Efficient | 0 | Conventional | BldgEnv | Low Income - Multi Family LI | Low Income | ROB Only | 0 | Residential Households | 1000 sqft of roof | 15 | DEER:Res_BldgShell_Ins | 0 | 0 | 0.7687 | LBNL Cool Roof Study | 1375 | 2020 | 0 | 2740 | 2020 | 0 | 0 | LBNL Cool Roof Study | Cool Roof ¦ SCG ¦ All | Cool Roof | 0.88284 | 1 | 0.13426 | Guidehouse 2021 Assumption | 0 | 0 | 0.7 | 0
LI-BLDGENV-07.1 | Low Income ¦ Average Existing and Code Diagnostic Air Sealing ¦ PG&E ¦ All | Low Income ¦ Average Existing and Code Diagnostic Air Sealing | PG&E ¦ All | PG&E | All | Electric & Gas | No Air Sealing - Diagnostic | Average Existing and Code | 0 | Conventional | BldgEnv | Low Income - Single Family LI | Low Income | RET Only | 0 | Residential Households | House | 20 | DEER:Res_BldgShell_Ins | 0 | 0 | 0 | 2021 MICS | 0 | 2020 | 0 | 0 | 2020 | 0 | 0 | 2021 MICS | Diagnostic Air Sealing ¦ PG&E ¦ All | Diagnostic Air Sealing | 1 | 1 | 1 | Guidehouse 2021 Assumption | 0 | 0 | 1 | 0
LI-BLDGENV-08.1 | Low Income ¦ Efficient Diagnostic Air Sealing ¦ PG&E ¦ All | Low Income ¦ Efficient Diagnostic Air Sealing | PG&E ¦ All | PG&E | All | Electric & Gas | Air Sealing - Diagnostic | Efficient | 0 | Conventional | BldgEnv | Low Income - Single Family LI | Low Income | RET Only | 0 | Residential Households | House | 20 | DEER:Res_BldgShell_Ins | -0.055491 | -7.2139e-06 | -15.4634 | 2021 MICS | 759.9919 | 2020 | 0 | 0 | 2020 | 0 | 0 | 2021 MICS | Diagnostic Air Sealing ¦ PG&E ¦ All | Diagnostic Air Sealing | 1 | 1 | 0 | Guidehouse 2021 Assumption | 0 | 0 | 1 | 0
LI-BLDGENV-07.2 | Low Income ¦ Average Existing and Code Diagnostic Air Sealing ¦ PG&E ¦ All | Low Income ¦ Average Existing and Code Diagnostic Air Sealing | PG&E ¦ All | PG&E | All | Electric & Gas | No Air Sealing - Diagnostic | Average Existing and Code | 0 | Conventional | BldgEnv | Low Income - Multi Family LI | Low Income | RET Only | 0 | Residential Households | House | 20 | DEER:Res_BldgShell_Ins | 0 | 0 | 0 | 2021 MICS | 0 | 2020 | 0 | 0 | 2020 | 0 | 0 | 2021 MICS | Diagnostic Air Sealing ¦ PG&E ¦ All | Diagnostic Air Sealing | 1 | 1 | 1 | Guidehouse 2021 Assumption | 0 | 0 | 1 | 0
LI-BLDGENV-08.2 | Low Income ¦ Efficient Diagnostic Air Sealing ¦ PG&E ¦ All | Low Income ¦ Efficient Diagnostic Air Sealing | PG&E ¦ All | PG&E | All | Electric & Gas | Air Sealing - Diagnostic | Efficient | 0 | Conventional | BldgEnv | Low Income - Multi Family LI | Low Income | RET Only | 0 | Residential Households | House | 20 | DEER:Res_BldgShell_Ins | -0.055491 | -7.2139e-06 | -15.4634 | 2021 MICS | 759.9919 | 2020 | 0 | 0 | 2020 | 0 | 0 | 2021 MICS | Diagnostic Air Sealing ¦ PG&E ¦ All | Diagnostic Air Sealing | 1 | 1 | 0 | Guidehouse 2021 Assumption | 0 | 0 | 1 | 0
LI-BLDGENV-07.3 | Low Income ¦ Average Existing and Code Diagnostic Air Sealing ¦ SCE ¦ All | Low Income ¦ Average Existing and Code Diagnostic Air Sealing | SCE ¦ All | SCE | All | Electric & Gas | No Air Sealing - Diagnostic | Average Existing and Code | 0 | Conventional | BldgEnv | Low Income - Single Family LI | Low Income | RET Only | 0 | Residential Households | House | 20 | DEER:Res_BldgShell_Ins | 0 | 0 | 0 | 2021 MICS | 0 | 2020 | 0 | 0 | 2020 | 0 | 0 | 2021 MICS | Diagnostic Air Sealing ¦ SCE ¦ All | Diagnostic Air Sealing | 1 | 1 | 1 | Guidehouse 2021 Assumption | 0 | 0 | 1 | 0
LI-BLDGENV-08.3 | Low Income ¦ Efficient Diagnostic Air Sealing ¦ SCE ¦ All | Low Income ¦ Efficient Diagnostic Air Sealing | SCE ¦ All | SCE | All | Electric & Gas | Air Sealing - Diagnostic | Efficient | 0 | Conventional | BldgEnv | Low Income - Single Family LI | Low Income | RET Only | 0 | Residential Households | House | 20 | DEER:Res_BldgShell_Ins | -0.055491 | -7.2139e-06 | 0 | 2021 MICS | 759.9919 | 2020 | 0 | 0 | 2020 | 0 | 0 | 2021 MICS | Diagnostic Air Sealing ¦ SCE ¦ All | Diagnostic Air Sealing | 1 | 1 | 0 | Guidehouse 2021 Assumption | 0 | 0 | 1 | 0
LI-BLDGENV-07.4 | Low Income ¦ Average Existing and Code Diagnostic Air Sealing ¦ SCE ¦ All | Low Income ¦ Average Existing and Code Diagnostic Air Sealing | SCE ¦ All | SCE | All | Electric & Gas | No Air Sealing - Diagnostic | Average Existing and Code | 0 | Conventional | BldgEnv | Low Income - Multi Family LI | Low Income | RET Only | 0 | Residential Households | House | 20 | DEER:Res_BldgShell_Ins | 0 | 0 | 0 | 2021 MICS | 0 | 2020 | 0 | 0 | 2020 | 0 | 0 | 2021 MICS | Diagnostic Air Sealing ¦ SCE ¦ All | Diagnostic Air Sealing | 1 | 1 | 1 | Guidehouse 2021 Assumption | 0 | 0 | 1 | 0
LI-BLDGENV-08.4 | Low Income ¦ Efficient Diagnostic Air Sealing ¦ SCE ¦ All | Low Income ¦ Efficient Diagnostic Air Sealing | SCE ¦ All | SCE | All | Electric & Gas | Air Sealing - Diagnostic | Efficient | 0 | Conventional | BldgEnv | Low Income - Multi Family LI | Low Income | RET Only | 0 | Residential Households | House | 20 | DEER:Res_BldgShell_Ins | -0.055491 | -7.2139e-06 | 0 | 2021 MICS | 759.9919 | 2020 | 0 | 0 | 2020 | 0 | 0 | 2021 MICS | Diagnostic Air Sealing ¦ SCE ¦ All | Diagnostic Air Sealing | 1 | 1 | 0 | Guidehouse 2021 Assumption | 0 | 0 | 1 | 0
LI-BLDGENV-07.5 | Low Income ¦ Average Existing and Code Diagnostic Air Sealing ¦ SDG&E ¦ All | Low Income ¦ Average Existing and Code Diagnostic Air Sealing | SDG&E ¦ All | SDG&E | All | Electric & Gas | No Air Sealing - Diagnostic | Average Existing and Code | 0 | Conventional | BldgEnv | Low Income - Single Family LI | Low Income | RET Only | 0 | Residential Households | House | 20 | DEER:Res_BldgShell_Ins | 0 | 0 | 0 | 2021 MICS | 0 | 2020 | 0 | 0 | 2020 | 0 | 0 | 2021 MICS | Diagnostic Air Sealing ¦ SDG&E ¦ All | Diagnostic Air Sealing | 1 | 1 | 1 | Guidehouse 2021 Assumption | 0 | 0 | 1 | 0
LI-BLDGENV-08.5 | Low Income ¦ Efficient Diagnostic Air Sealing ¦ SDG&E ¦ All | Low Income ¦ Efficient Diagnostic Air Sealing | SDG&E ¦ All | SDG&E | All | Electric & Gas | Air Sealing - Diagnostic | Efficient | 0 | Conventional | BldgEnv | Low Income - Single Family LI | Low Income | RET Only | 0 | Residential Households | House | 20 | DEER:Res_BldgShell_Ins | -0.055491 | -7.2139e-06 | -15.4634 | 2021 MICS | 759.9919 | 2020 | 0 | 0 | 2020 | 0 | 0 | 2021 MICS | Diagnostic Air Sealing ¦ SDG&E ¦ All | Diagnostic Air Sealing | 1 | 1 | 0 | Guidehouse 2021 Assumption | 0 | 0 | 1 | 0
LI-BLDGENV-07.6 | Low Income ¦ Average Existing and Code Diagnostic Air Sealing ¦ SDG&E ¦ All | Low Income ¦ Average Existing and Code Diagnostic Air Sealing | SDG&E ¦ All | SDG&E | All | Electric & Gas | No Air Sealing - Diagnostic | Average Existing and Code | 0 | Conventional | BldgEnv | Low Income - Multi Family LI | Low Income | RET Only | 0 | Residential Households | House | 20 | DEER:Res_BldgShell_Ins | 0 | 0 | 0 | 2021 MICS | 0 | 2020 | 0 | 0 | 2020 | 0 | 0 | 2021 MICS | Diagnostic Air Sealing ¦ SDG&E ¦ All | Diagnostic Air Sealing | 1 | 1 | 1 | Guidehouse 2021 Assumption | 0 | 0 | 1 | 0
LI-BLDGENV-08.6 | Low Income ¦ Efficient Diagnostic Air Sealing ¦ SDG&E ¦ All | Low Income ¦ Efficient Diagnostic Air Sealing | SDG&E ¦ All | SDG&E | All | Electric & Gas | Air Sealing - Diagnostic | Efficient | 0 | Conventional | BldgEnv | Low Income - Multi Family LI | Low Income | RET Only | 0 | Residential Households | House | 20 | DEER:Res_BldgShell_Ins | -0.055491 | -7.2139e-06 | -15.4634 | 2021 MICS | 759.9919 | 2020 | 0 | 0 | 2020 | 0 | 0 | 2021 MICS | Diagnostic Air Sealing ¦ SDG&E ¦ All | Diagnostic Air Sealing | 1 | 1 | 0 | Guidehouse 2021 Assumption | 0 | 0 | 1 | 0
LI-BLDGENV-07.1 | Low Income ¦ Average Existing and Code Diagnostic Air Sealing ¦ SCG ¦ All | Low Income ¦ Average Existing and Code Diagnostic Air Sealing | SCG ¦ All | SCG | All | Electric & Gas | No Air Sealing - Diagnostic | Average Existing and Code | 0 | Conventional | BldgEnv | Low Income - Single Family LI | Low Income | RET Only | 0 | Residential Households | House | 20 | DEER:Res_BldgShell_Ins | 0 | 0 | 0 | 2021 MICS | 0 | 2020 | 0 | 0 | 2020 | 0 | 0 | 2021 MICS | Diagnostic Air Sealing ¦ SCG ¦ All | Diagnostic Air Sealing | 1 | 1 | 1 | Guidehouse 2021 Assumption | 0 | 0 | 1 | 0
LI-BLDGENV-08.1 | Low Income ¦ Efficient Diagnostic Air Sealing ¦ SCG ¦ All | Low Income ¦ Efficient Diagnostic Air Sealing | SCG ¦ All | SCG | All | Electric & Gas | Air Sealing - Diagnostic | Efficient | 0 | Conventional | BldgEnv | Low Income - Single Family LI | Low Income | RET Only | 0 | Residential Households | House | 20 | DEER:Res_BldgShell_Ins | 0 | -7.2139e-06 | -15.4634 | 2021 MICS | 759.9919 | 2020 | 0 | 0 | 2020 | 0 | 0 | 2021 MICS | Diagnostic Air Sealing ¦ SCG ¦ All | Diagnostic Air Sealing | 1 | 1 | 0 | Guidehouse 2021 Assumption | 0 | 0 | 1 | 0
LI-BLDGENV-07.1 | Low Income ¦ Average Existing and Code Diagnostic Air Sealing ¦ SCG ¦ All | Low Income ¦ Average Existing and Code Diagnostic Air Sealing | SCG ¦ All | SCG | All | Electric & Gas | No Air Sealing - Diagnostic | Average Existing and Code | 0 | Conventional | BldgEnv | Low Income - Multi Family LI | Low Income | RET Only | 0 | Residential Households | House | 20 | DEER:Res_BldgShell_Ins | 0 | 0 | 0 | 2021 MICS | 0 | 2020 | 0 | 0 | 2020 | 0 | 0 | 2021 MICS | Diagnostic Air Sealing ¦ SCG ¦ All | Diagnostic Air Sealing | 1 | 1 | 1 | Guidehouse 2021 Assumption | 0 | 0 | 1 | 0
LI-BLDGENV-08.1 | Low Income ¦ Efficient Diagnostic Air Sealing ¦ SCG ¦ All | Low Income ¦ Efficient Diagnostic Air Sealing | SCG ¦ All | SCG | All | Electric & Gas | Air Sealing - Diagnostic | Efficient | 0 | Conventional | BldgEnv | Low Income - Multi Family LI | Low Income | RET Only | 0 | Residential Households | House | 20 | DEER:Res_BldgShell_Ins | 0 | -7.2139e-06 | -15.4634 | 2021 MICS | 759.9919 | 2020 | 0 | 0 | 2020 | 0 | 0 | 2021 MICS | Diagnostic Air Sealing ¦ SCG ¦ All | Diagnostic Air Sealing | 1 | 1 | 0 | Guidehouse 2021 Assumption | 0 | 0 | 1 | 0
LI-BLDGENV-09.1 | Low Income ¦ Average Existing and Code Envelope/Air Sealing ¦ PG&E ¦ All | Low Income ¦ Average Existing and Code Envelope/Air Sealing | PG&E ¦ All | PG&E | All | Electric & Gas | Air Sealing - Envelope | Average Existing and Code | 0 | Conventional | BldgEnv | Low Income - Single Family LI | Low Income | RET Only | 0 | Residential Households | Home | 7.0961 | DEER:Res_BldgShell_Ins | 0 | 0 | 0 | 0 | 0 | 2022 | 0 | 0 | 0 | 0 | 0 | 0 | Envelope/Air Sealing Measures ¦ PG&E ¦ All | Envelope/Air Sealing Measures | 1 | 1 | 0.84706 | Guidehouse 2021 Assumption | 0 | 0 | 1 | 0
LI-BLDGENV-10.1 | Low Income ¦ Efficient Envelope/Air Sealing ¦ PG&E ¦ All | Low Income ¦ Efficient Envelope/Air Sealing | PG&E ¦ All | PG&E | All | Electric & Gas | Air Sealing - Envelope | Efficient | 0 | Conventional | BldgEnv | Low Income - Single Family LI | Low Income | RET Only | 0 | Residential Households | Home | 7.0961 | DEER:Res_BldgShell_Ins | -46 | -0.0042 | -4 | PG&E IOU Annual Report | 518.5798 | 2022 | 0 | 0 | 0 | 0 | 0 | PG&E IOU Annual Report | Envelope/Air Sealing Measures ¦ PG&E ¦ All | Envelope/Air Sealing Measures | 1 | 1 | 0.15294 | Guidehouse 2021 Assumption | 0 | 0 | 1 | 0
LI-BLDGENV-09.2 | Low Income ¦ Average Existing and Code Envelope/Air Sealing ¦ PG&E ¦ All | Low Income ¦ Average Existing and Code Envelope/Air Sealing | PG&E ¦ All | PG&E | All | Electric & Gas | Air Sealing - Envelope | Average Existing and Code | 0 | Conventional | BldgEnv | Low Income - Multi Family LI | Low Income | RET Only | 0 | Residential Households | Home | 7.0961 | DEER:Res_BldgShell_Ins | 0 | 0 | 0 | 0 | 0 | 2022 | 0 | 0 | 0 | 0 | 0 | 0 | Envelope/Air Sealing Measures ¦ PG&E ¦ All | Envelope/Air Sealing Measures | 1 | 1 | 0.72245 | Guidehouse 2021 Assumption | 0 | 0 | 1 | 0
LI-BLDGENV-10.2 | Low Income ¦ Efficient Envelope/Air Sealing ¦ PG&E ¦ All | Low Income ¦ Efficient Envelope/Air Sealing | PG&E ¦ All | PG&E | All | Electric & Gas | Air Sealing - Envelope | Efficient | 0 | Conventional | BldgEnv | Low Income - Multi Family LI | Low Income | RET Only | 0 | Residential Households | Home | 7.0961 | DEER:Res_BldgShell_Ins | -46 | -0.0042 | -4 | PG&E IOU Annual Report | 518.5798 | 2022 | 0 | 0 | 0 | 0 | 0 | PG&E IOU Annual Report | Envelope/Air Sealing Measures ¦ PG&E ¦ All | Envelope/Air Sealing Measures | 1 | 1 | 0.27755 | Guidehouse 2021 Assumption | 0 | 0 | 1 | 0
LI-BLDGENV-09.3 | Low Income ¦ Average Existing and Code Envelope/Air Sealing ¦ SCE ¦ All | Low Income ¦ Average Existing and Code Envelope/Air Sealing | SCE ¦ All | SCE | All | Electric & Gas | Air Sealing - Envelope | Average Existing and Code | 0 | Conventional | BldgEnv | Low Income - Single Family LI | Low Income | RET Only | 0 | Residential Households | Home | 11 | DEER:Res_BldgShell_Ins | 0 | 0 | 0 | 0 | 0 | 2022 | 0 | 0 | 0 | 0 | 0 | 0 | Envelope/Air Sealing Measures ¦ SCE ¦ All | Envelope/Air Sealing Measures | 1 | 1 | 0.84706 | Guidehouse 2021 Assumption | 0 | 0 | 1 | 0
LI-BLDGENV-10.3 | Low Income ¦ Efficient Envelope/Air Sealing ¦ SCE ¦ All | Low Income ¦ Efficient Envelope/Air Sealing | SCE ¦ All | SCE | All | Electric & Gas | Air Sealing - Envelope | Efficient | 0 | Conventional | BldgEnv | Low Income - Single Family LI | Low Income | RET Only | 0 | Residential Households | Home | 11 | DEER:Res_BldgShell_Ins | -49 | -0.00588 | 0 | SCE Data Request 2022 | 116.67 | 2022 | 0 | 0 | 2022 | 0 | 0 | SCE Data Request 2022 | Envelope/Air Sealing Measures ¦ SCE ¦ All | Envelope/Air Sealing Measures | 1 | 1 | 0.15294 | Guidehouse 2021 Assumption | 0 | 0 | 1 | 0
LI-BLDGENV-09.4 | Low Income ¦ Average Existing and Code Envelope/Air Sealing ¦ SCE ¦ All | Low Income ¦ Average Existing and Code Envelope/Air Sealing | SCE ¦ All | SCE | All | Electric & Gas | Air Sealing - Envelope | Average Existing and Code | 0 | Conventional | BldgEnv | Low Income - Multi Family LI | Low Income | RET Only | 0 | Residential Households | Home | 11 | DEER:Res_BldgShell_Ins | 0 | 0 | 0 | 0 | 0 | 2022 | 0 | 0 | 0 | 0 | 0 | 0 | Envelope/Air Sealing Measures ¦ SCE ¦ All | Envelope/Air Sealing Measures | 1 | 1 | 0.72245 | Guidehouse 2021 Assumption | 0 | 0 | 1 | 0
LI-BLDGENV-10.4 | Low Income ¦ Efficient Envelope/Air Sealing ¦ SCE ¦ All | Low Income ¦ Efficient Envelope/Air Sealing | SCE ¦ All | SCE | All | Electric & Gas | Air Sealing - Envelope | Efficient | 0 | Conventional | BldgEnv | Low Income - Multi Family LI | Low Income | RET Only | 0 | Residential Households | Home | 11 | DEER:Res_BldgShell_Ins | -49 | -0.00588 | 0 | SCE Data Request 2022 | 116.67 | 2022 | 0 | 0 | 2022 | 0 | 0 | SCE Data Request 2022 | Envelope/Air Sealing Measures ¦ SCE ¦ All | Envelope/Air Sealing Measures | 1 | 1 | 0.27755 | Guidehouse 2021 Assumption | 0 | 0 | 1 | 0
LI-BLDGENV-09.5 | Low Income ¦ Average Existing and Code Envelope/Air Sealing ¦ SDG&E ¦ All | Low Income ¦ Average Existing and Code Envelope/Air Sealing | SDG&E ¦ All | SDG&E | All | Electric & Gas | Air Sealing - Envelope | Average Existing and Code | 0 | Conventional | BldgEnv | Low Income - Single Family LI | Low Income | RET Only | 0 | Residential Households | Home | 3 | DEER:Res_BldgShell_Ins | 0 | 0 | 0 | 0 | 0 | 2022 | 0 | 0 | 0 | 0 | 0 | 0 | Envelope/Air Sealing Measures ¦ SDG&E ¦ All | Envelope/Air Sealing Measures | 1 | 1 | 0.84706 | Guidehouse 2021 Assumption | 0 | 0 | 1 | 0
LI-BLDGENV-10.5 | Low Income ¦ Efficient Envelope/Air Sealing ¦ SDG&E ¦ All | Low Income ¦ Efficient Envelope/Air Sealing | SDG&E ¦ All | SDG&E | All | Electric & Gas | Air Sealing - Envelope | Efficient | 0 | Conventional | BldgEnv | Low Income - Single Family LI | Low Income | RET Only | 0 | Residential Households | Home | 3 | DEER:Res_BldgShell_Ins | -14.5155 | -0.0030482 | -0.41515 | SDG&E IOU Monthly report 2022 | 695 | 2022 | 0 | 0 | 2022 | 0 | 0 | SDG&E Data Request Report | Envelope/Air Sealing Measures ¦ SDG&E ¦ All | Envelope/Air Sealing Measures | 1 | 1 | 0.15294 | Guidehouse 2021 Assumption | 0 | 0 | 1 | 0
LI-BLDGENV-09.6 | Low Income ¦ Average Existing and Code Envelope/Air Sealing ¦ SDG&E ¦ All | Low Income ¦ Average Existing and Code Envelope/Air Sealing | SDG&E ¦ All | SDG&E | All | Electric & Gas | Air Sealing - Envelope | Average Existing and Code | 0 | Conventional | BldgEnv | Low Income - Multi Family LI | Low Income | RET Only | 0 | Residential Households | Home | 3 | DEER:Res_BldgShell_Ins | 0 | 0 | 0 | 0 | 0 | 2022 | 0 | 0 | 0 | 0 | 0 | 0 | Envelope/Air Sealing Measures ¦ SDG&E ¦ All | Envelope/Air Sealing Measures | 1 | 1 | 0.72245 | Guidehouse 2021 Assumption | 0 | 0 | 1 | 0
LI-BLDGENV-10.6 | Low Income ¦ Efficient Envelope/Air Sealing ¦ SDG&E ¦ All | Low Income ¦ Efficient Envelope/Air Sealing | SDG&E ¦ All | SDG&E | All | Electric & Gas | Air Sealing - Envelope | Efficient | 0 | Conventional | BldgEnv | Low Income - Multi Family LI | Low Income | RET Only | 0 | Residential Households | Home | 3 | DEER:Res_BldgShell_Ins | -14.5155 | -0.0030482 | -0.41515 | SDG&E IOU Monthly report 2022 | 518.5798 | 2022 | 0 | 0 | 0 | 0 | 0 | PG&E IOU Annual Report | Envelope/Air Sealing Measures ¦ SDG&E ¦ All | Envelope/Air Sealing Measures | 1 | 1 | 0.27755 | Guidehouse 2021 Assumption | 0 | 0 | 1 | 0
LI-BLDGENV-09.1 | Low Income ¦ Average Existing and Code Envelope/Air Sealing ¦ SCG ¦ All | Low Income ¦ Average Existing and Code Envelope/Air Sealing | SCG ¦ All | SCG | All | Electric & Gas | Air Sealing - Envelope | Average Existing and Code | 0 | Conventional | BldgEnv | Low Income - Single Family LI | Low Income | RET Only | 0 | Residential Households | Home | 11 | DEER:Res_BldgShell_Ins | 0 | 0 | 0 | 0 | 0 | 2022 | 0 | 0 | 0 | 0 | 0 | 0 | Envelope/Air Sealing Measures ¦ SCG ¦ All | Envelope/Air Sealing Measures | 1 | 1 | 0.84706 | Guidehouse 2021 Assumption | 0 | 0 | 1 | 0
LI-BLDGENV-10.1 | Low Income ¦ Efficient Envelope/Air Sealing ¦ SCG ¦ All | Low Income ¦ Efficient Envelope/Air Sealing | SCG ¦ All | SCG | All | Electric & Gas | Air Sealing - Envelope | Efficient | 0 | Conventional | BldgEnv | Low Income - Single Family LI | Low Income | RET Only | 0 | Residential Households | Home | 11 | DEER:Res_BldgShell_Ins | 0 | 0 | -4.12 | SCG Data Request 2022 | 266.3508 | 2022 | 0 | 0 | 2022 | 0 | 0 | SCG Data Request 2022 | Envelope/Air Sealing Measures ¦ SCG ¦ All | Envelope/Air Sealing Measures | 1 | 1 | 0.15294 | Guidehouse 2021 Assumption | 0 | 0 | 1 | 0
LI-BLDGENV-09.1 | Low Income ¦ Average Existing and Code Envelope/Air Sealing ¦ SCG ¦ All | Low Income ¦ Average Existing and Code Envelope/Air Sealing | SCG ¦ All | SCG | All | Electric & Gas | Air Sealing - Envelope | Average Existing and Code | 0 | Conventional | BldgEnv | Low Income - Multi Family LI | Low Income | RET Only | 0 | Residential Households | Home | 11 | DEER:Res_BldgShell_Ins | 0 | 0 | 0 | 0 | 0 | 2022 | 0 | 0 | 0 | 0 | 0 | 0 | Envelope/Air Sealing Measures ¦ SCG ¦ All | Envelope/Air Sealing Measures | 1 | 1 | 0.72245 | Guidehouse 2021 Assumption | 0 | 0 | 1 | 0
LI-BLDGENV-10.1 | Low Income ¦ Efficient Envelope/Air Sealing ¦ SCG ¦ All | Low Income ¦ Efficient Envelope/Air Sealing | SCG ¦ All | SCG | All | Electric & Gas | Air Sealing - Envelope | Efficient | 0 | Conventional | BldgEnv | Low Income - Multi Family LI | Low Income | RET Only | 0 | Residential Households | Home | 11 | DEER:Res_BldgShell_Ins | 0 | 0 | -4.12 | SCG Data Request 2022 | 266.3508 | 2022 | 0 | 0 | 2022 | 0 | 0 | SCG Data Request 2022 | Envelope/Air Sealing Measures ¦ SCG ¦ All | Envelope/Air Sealing Measures | 1 | 1 | 0.27755 | Guidehouse 2021 Assumption | 0 | 0 | 1 | 0
LI-BLDGENV-11.1 | Low Income ¦ Average Existing and Code Floor Insulation ¦ PG&E ¦ All | Low Income ¦ Average Existing and Code Floor Insulation | PG&E ¦ All | PG&E | All | Electric & Gas | Floor Insulation | Average Existing and Code | 0 | Conventional | BldgEnv | Low Income - Single Family LI | Low Income | RET Only | 0 | Residential Households | Home | 20 | DEER:Res_BldgShell_Ins | 0 | 0 | 0 | PY 2021-2026 Energy Savings Assistance Program Table A-4, Planning Assumptions | 0 | 2020 | 0 | 0 | 2020 | 0 | 0 | PY 2021-2026 Energy Savings Assistance Program Table A-4, Planning Assumptions | Floor Insulation ¦ PG&E ¦ All | Floor Insulation | 1.2885 | 1 | 0.9824 | MICS 2021 and RASS 2019 | 0 | 0 | 1 | 0
LI-BLDGENV-12.1 | Low Income ¦ Efficient Floor Insulation ¦ PG&E ¦ All | Low Income ¦ Efficient Floor Insulation | PG&E ¦ All | PG&E | All | Electric & Gas | Floor Insulation | Efficient | 0 | Conventional | BldgEnv | Low Income - Single Family LI | Low Income | RET Only | 0 | Residential Households | Home | 20 | DEER:Res_BldgShell_Ins | -7.4394 | -0.0013391 | -45.8652 | PY 2021-2026 Energy Savings Assistance Program Table A-4, Planning Assumptions | 582.3677 | 2020 | 0 | 0 | 2020 | 0 | 0 | PY 2021-2026 Energy Savings Assistance Program Table A-4, Planning Assumptions | Floor Insulation ¦ PG&E ¦ All | Floor Insulation | 1.2885 | 1 | 0.017603 | MICS 2021 and RASS 2019 | 0 | 0 | 1 | 0
LI-BLDGENV-11.2 | Low Income ¦ Average Existing and Code Floor Insulation ¦ PG&E ¦ All | Low Income ¦ Average Existing and Code Floor Insulation | PG&E ¦ All | PG&E | All | Electric & Gas | Floor Insulation | Average Existing and Code | 0 | Conventional | BldgEnv | Low Income - Multi Family LI | Low Income | RET Only | 0 | Residential Households | Home | 20 | DEER:Res_BldgShell_Ins | 0 | 0 | 0 | PY 2021-2026 Energy Savings Assistance Program Table A-4, Planning Assumptions | 0 | 2020 | 0 | 0 | 2020 | 0 | 0 | PY 2021-2026 Energy Savings Assistance Program Table A-4, Planning Assumptions | Floor Insulation ¦ PG&E ¦ All | Floor Insulation | 1.3342 | 1 | 0.99667 | MICS 2021 and RASS 2019 | 0 | 0 | 1 | 0
LI-BLDGENV-12.2 | Low Income ¦ Efficient Floor Insulation ¦ PG&E ¦ All | Low Income ¦ Efficient Floor Insulation | PG&E ¦ All | PG&E | All | Electric & Gas | Floor Insulation | Efficient | 0 | Conventional | BldgEnv | Low Income - Multi Family LI | Low Income | RET Only | 0 | Residential Households | Home | 20 | DEER:Res_BldgShell_Ins | -7.4394 | -0.0013391 | -45.8652 | PY 2021-2026 Energy Savings Assistance Program Table A-4, Planning Assumptions | 582.3677 | 2020 | 0 | 0 | 2020 | 0 | 0 | PY 2021-2026 Energy Savings Assistance Program Table A-4, Planning Assumptions | Floor Insulation ¦ PG&E ¦ All | Floor Insulation | 1.3342 | 1 | 0.003332 | MICS 2021 and RASS 2019 | 0 | 0 | 1 | 0
LI-BLDGENV-11.3 | Low Income ¦ Average Existing and Code Floor Insulation ¦ SCE ¦ All | Low Income ¦ Average Existing and Code Floor Insulation | SCE ¦ All | SCE | All | Electric & Gas | Floor Insulation | Average Existing and Code | 0 | Conventional | BldgEnv | Low Income - Single Family LI | Low Income | RET Only | 0 | Residential Households | Home | 20 | DEER:Res_BldgShell_Ins | 0 | 0 | 0 | PY 2021-2026 Energy Savings Assistance Program Table A-4, Planning Assumptions | 0 | 2020 | 0 | 0 | 2020 | 0 | 0 | PY 2021-2026 Energy Savings Assistance Program Table A-4, Planning Assumptions | Floor Insulation ¦ SCE ¦ All | Floor Insulation | 1.2885 | 1 | 0.9824 | MICS 2021 and RASS 2019 | 0 | 0 | 1 | 0
LI-BLDGENV-12.3 | Low Income ¦ Efficient Floor Insulation ¦ SCE ¦ All | Low Income ¦ Efficient Floor Insulation | SCE ¦ All | SCE | All | Electric & Gas | Floor Insulation | Efficient | 0 | Conventional | BldgEnv | Low Income - Single Family LI | Low Income | RET Only | 0 | Residential Households | Home | 20 | DEER:Res_BldgShell_Ins | -7.4394 | -0.0013391 | 0 | PY 2021-2026 Energy Savings Assistance Program Table A-4, Planning Assumptions | 582.3677 | 2020 | 0 | 0 | 2020 | 0 | 0 | PY 2021-2026 Energy Savings Assistance Program Table A-4, Planning Assumptions | Floor Insulation ¦ SCE ¦ All | Floor Insulation | 1.2885 | 1 | 0.017603 | MICS 2021 and RASS 2019 | 0 | 0 | 1 | 0
LI-BLDGENV-11.4 | Low Income ¦ Average Existing and Code Floor Insulation ¦ SCE ¦ All | Low Income ¦ Average Existing and Code Floor Insulation | SCE ¦ All | SCE | All | Electric & Gas | Floor Insulation | Average Existing and Code | 0 | Conventional | BldgEnv | Low Income - Multi Family LI | Low Income | RET Only | 0 | Residential Households | Home | 20 | DEER:Res_BldgShell_Ins | 0 | 0 | 0 | PY 2021-2026 Energy Savings Assistance Program Table A-4, Planning Assumptions | 0 | 2020 | 0 | 0 | 2020 | 0 | 0 | PY 2021-2026 Energy Savings Assistance Program Table A-4, Planning Assumptions | Floor Insulation ¦ SCE ¦ All | Floor Insulation | 1.3342 | 1 | 0.99667 | MICS 2021 and RASS 2019 | 0 | 0 | 1 | 0
LI-BLDGENV-12.4 | Low Income ¦ Efficient Floor Insulation ¦ SCE ¦ All | Low Income ¦ Efficient Floor Insulation | SCE ¦ All | SCE | All | Electric & Gas | Floor Insulation | Efficient | 0 | Conventional | BldgEnv | Low Income - Multi Family LI | Low Income | RET Only | 0 | Residential Households | Home | 20 | DEER:Res_BldgShell_Ins | -7.4394 | -0.0013391 | 0 | PY 2021-2026 Energy Savings Assistance Program Table A-4, Planning Assumptions | 582.3677 | 2020 | 0 | 0 | 2020 | 0 | 0 | PY 2021-2026 Energy Savings Assistance Program Table A-4, Planning Assumptions | Floor Insulation ¦ SCE ¦ All | Floor Insulation | 1.3342 | 1 | 0.003332 | MICS 2021 and RASS 2019 | 0 | 0 | 1 | 0
LI-BLDGENV-11.5 | Low Income ¦ Average Existing and Code Floor Insulation ¦ SDG&E ¦ All | Low Income ¦ Average Existing and Code Floor Insulation | SDG&E ¦ All | SDG&E | All | Electric & Gas | Floor Insulation | Average Existing and Code | 0 | Conventional | BldgEnv | Low Income - Single Family LI | Low Income | RET Only | 0 | Residential Households | Home | 20 | DEER:Res_BldgShell_Ins | 0 | 0 | 0 | PY 2021-2026 Energy Savings Assistance Program Table A-4, Planning Assumptions | 0 | 2020 | 0 | 0 | 2020 | 0 | 0 | PY 2021-2026 Energy Savings Assistance Program Table A-4, Planning Assumptions | Floor Insulation ¦ SDG&E ¦ All | Floor Insulation | 1.2885 | 1 | 0.9824 | MICS 2021 and RASS 2019 | 0 | 0 | 1 | 0
LI-BLDGENV-12.5 | Low Income ¦ Efficient Floor Insulation ¦ SDG&E ¦ All | Low Income ¦ Efficient Floor Insulation | SDG&E ¦ All | SDG&E | All | Electric & Gas | Floor Insulation | Efficient | 0 | Conventional | BldgEnv | Low Income - Single Family LI | Low Income | RET Only | 0 | Residential Households | Home | 20 | DEER:Res_BldgShell_Ins | -7.4394 | -0.0013391 | -45.8652 | PY 2021-2026 Energy Savings Assistance Program Table A-4, Planning Assumptions | 582.3677 | 2020 | 0 | 0 | 2020 | 0 | 0 | PY 2021-2026 Energy Savings Assistance Program Table A-4, Planning Assumptions | Floor Insulation ¦ SDG&E ¦ All | Floor Insulation | 1.2885 | 1 | 0.017603 | MICS 2021 and RASS 2019 | 0 | 0 | 1 | 0
LI-BLDGENV-11.6 | Low Income ¦ Average Existing and Code Floor Insulation ¦ SDG&E ¦ All | Low Income ¦ Average Existing and Code Floor Insulation | SDG&E ¦ All | SDG&E | All | Electric & Gas | Floor Insulation | Average Existing and Code | 0 | Conventional | BldgEnv | Low Income - Multi Family LI | Low Income | RET Only | 0 | Residential Households | Home | 20 | DEER:Res_BldgShell_Ins | 0 | 0 | 0 | PY 2021-2026 Energy Savings Assistance Program Table A-4, Planning Assumptions | 0 | 2020 | 0 | 0 | 2020 | 0 | 0 | PY 2021-2026 Energy Savings Assistance Program Table A-4, Planning Assumptions | Floor Insulation ¦ SDG&E ¦ All | Floor Insulation | 1.3342 | 1 | 0.99667 | MICS 2021 and RASS 2019 | 0 | 0 | 1 | 0
LI-BLDGENV-12.6 | Low Income ¦ Efficient Floor Insulation ¦ SDG&E ¦ All | Low Income ¦ Efficient Floor Insulation | SDG&E ¦ All | SDG&E | All | Electric & Gas | Floor Insulation | Efficient | 0 | Conventional | BldgEnv | Low Income - Multi Family LI | Low Income | RET Only | 0 | Residential Households | Home | 20 | DEER:Res_BldgShell_Ins | -7.4394 | -0.0013391 | -45.8652 | PY 2021-2026 Energy Savings Assistance Program Table A-4, Planning Assumptions | 582.3677 | 2020 | 0 | 0 | 2020 | 0 | 0 | PY 2021-2026 Energy Savings Assistance Program Table A-4, Planning Assumptions | Floor Insulation ¦ SDG&E ¦ All | Floor Insulation | 1.3342 | 1 | 0.003332 | MICS 2021 and RASS 2019 | 0 | 0 | 1 | 0
LI-BLDGENV-11.1 | Low Income ¦ Average Existing and Code Floor Insulation ¦ SCG ¦ All | Low Income ¦ Average Existing and Code Floor Insulation | SCG ¦ All | SCG | All | Electric & Gas | Floor Insulation | Average Existing and Code | 0 | Conventional | BldgEnv | Low Income - Single Family LI | Low Income | RET Only | 0 | Residential Households | Home | 20 | DEER:Res_BldgShell_Ins | 0 | 0 | 0 | PY 2021-2026 Energy Savings Assistance Program Table A-4, Planning Assumptions | 0 | 2020 | 0 | 0 | 2020 | 0 | 0 | PY 2021-2026 Energy Savings Assistance Program Table A-4, Planning Assumptions | Floor Insulation ¦ SCG ¦ All | Floor Insulation | 1.2885 | 1 | 0.9824 | MICS 2021 and RASS 2019 | 0 | 0 | 1 | 0
LI-BLDGENV-12.1 | Low Income ¦ Efficient Floor Insulation ¦ SCG ¦ All | Low Income ¦ Efficient Floor Insulation | SCG ¦ All | SCG | All | Electric & Gas | Floor Insulation | Efficient | 0 | Conventional | BldgEnv | Low Income - Single Family LI | Low Income | RET Only | 0 | Residential Households | Home | 20 | DEER:Res_BldgShell_Ins | 0 | 0 | -45.8652 | PY 2021-2026 Energy Savings Assistance Program Table A-4, Planning Assumptions | 582.3677 | 2020 | 0 | 0 | 2020 | 0 | 0 | PY 2021-2026 Energy Savings Assistance Program Table A-4, Planning Assumptions | Floor Insulation ¦ SCG ¦ All | Floor Insulation | 1.2885 | 1 | 0.017603 | MICS 2021 and RASS 2019 | 0 | 0 | 1 | 0
LI-BLDGENV-11.1 | Low Income ¦ Average Existing and Code Floor Insulation ¦ SCG ¦ All | Low Income ¦ Average Existing and Code Floor Insulation | SCG ¦ All | SCG | All | Electric & Gas | Floor Insulation | Average Existing and Code | 0 | Conventional | BldgEnv | Low Income - Multi Family LI | Low Income | RET Only | 0 | Residential Households | Home | 20 | DEER:Res_BldgShell_Ins | 0 | 0 | 0 | PY 2021-2026 Energy Savings Assistance Program Table A-4, Planning Assumptions | 0 | 2020 | 0 | 0 | 2020 | 0 | 0 | PY 2021-2026 Energy Savings Assistance Program Table A-4, Planning Assumptions | Floor Insulation ¦ SCG ¦ All | Floor Insulation | 1.3342 | 1 | 0.99667 | MICS 2021 and RASS 2019 | 0 | 0 | 1 | 0
LI-BLDGENV-12.1 | Low Income ¦ Efficient Floor Insulation ¦ SCG ¦ All | Low Income ¦ Efficient Floor Insulation | SCG ¦ All | SCG | All | Electric & Gas | Floor Insulation | Efficient | 0 | Conventional | BldgEnv | Low Income - Multi Family LI | Low Income | RET Only | 0 | Residential Households | Home | 20 | DEER:Res_BldgShell_Ins | 0 | 0 | -45.8652 | PY 2021-2026 Energy Savings Assistance Program Table A-4, Planning Assumptions | 582.3677 | 2020 | 0 | 0 | 2020 | 0 | 0 | PY 2021-2026 Energy Savings Assistance Program Table A-4, Planning Assumptions | Floor Insulation ¦ SCG ¦ All | Floor Insulation | 1.3342 | 1 | 0.003332 | MICS 2021 and RASS 2019 | 0 | 0 | 1 | 0
LI-HVAC-01.1 | Low Income ¦ Average Existing and Code Air Purifiers ¦ PG&E ¦ All | Low Income ¦ Average Existing and Code Air Purifiers | PG&E ¦ All | PG&E | All | Electric | No Air Purifier | Average Existing and Code | 0 | Conventional | HVAC | Low Income - Single Family LI | Low Income | RET Only | 0 | Residential Households | Each | 9 | DEER:HVAC_Eff_AC | 0 | 0 | 0 | PY 2021-2026 Energy Savings Assistance Program Table A-4, Planning Assumptions | 0 | 2020 | 0 | 0 | 2020 | 0 | 0 | 2021 MICS | Air Purifiers ¦ PG&E ¦ All | Air Purifiers | 0.95675 | 1 | 0.92654 | RASS 2019 | 0 | 0 | 1 | 0
LI-HVAC-02.1 | Low Income ¦ Efficient Air Purifiers ¦ PG&E ¦ All | Low Income ¦ Efficient Air Purifiers | PG&E ¦ All | PG&E | All | Electric | Air Purifiers | Efficient | 0 | Conventional | HVAC | Low Income - Single Family LI | Low Income | RET Only | 0 | Residential Households | Each | 9 | DEER:HVAC_Eff_AC | 230 | 0 | 0 | PY 2021-2026 Energy Savings Assistance Program Table A-4, Planning Assumptions | 280.3433 | 2020 | 0 | 50 | 2020 | 0 | 0 | 2021 MICS | Air Purifiers ¦ PG&E ¦ All | Air Purifiers | 0.95675 | 1 | 0.073462 | RASS 2019 | 0 | 0 | 1 | 0
LI-HVAC-01.2 | Low Income ¦ Average Existing and Code Air Purifiers ¦ PG&E ¦ All | Low Income ¦ Average Existing and Code Air Purifiers | PG&E ¦ All | PG&E | All | Electric | No Air Purifier | Average Existing and Code | 0 | Conventional | HVAC | Low Income - Multi Family LI | Low Income | RET Only | 0 | Residential Households | Each | 9 | DEER:HVAC_Eff_AC | 0 | 0 | 0 | PY 2021-2026 Energy Savings Assistance Program Table A-4, Planning Assumptions | 0 | 2020 | 0 | 0 | 2020 | 0 | 0 | 2021 MICS | Air Purifiers ¦ PG&E ¦ All | Air Purifiers | 0.94084 | 1 | 0.92554 | RASS 2019 | 0 | 0 | 1 | 0
LI-HVAC-02.2 | Low Income ¦ Efficient Air Purifiers ¦ PG&E ¦ All | Low Income ¦ Efficient Air Purifiers | PG&E ¦ All | PG&E | All | Electric | Air Purifiers | Efficient | 0 | Conventional | HVAC | Low Income - Multi Family LI | Low Income | RET Only | 0 | Residential Households | Each | 9 | DEER:HVAC_Eff_AC | 230 | 0 | 0 | PY 2021-2026 Energy Savings Assistance Program Table A-4, Planning Assumptions | 280.3433 | 2020 | 0 | 50 | 2020 | 0 | 0 | 2021 MICS | Air Purifiers ¦ PG&E ¦ All | Air Purifiers | 0.94084 | 1 | 0.07446 | RASS 2019 | 0 | 0 | 1 | 0
LI-HVAC-01.3 | Low Income ¦ Average Existing and Code Air Purifiers ¦ SCE ¦ All | Low Income ¦ Average Existing and Code Air Purifiers | SCE ¦ All | SCE | All | Electric | No Air Purifier | Average Existing and Code | 0 | Conventional | HVAC | Low Income - Single Family LI | Low Income | RET Only | 0 | Residential Households | Each | 9 | DEER:HVAC_Eff_AC | 0 | 0 | 0 | PY 2021-2026 Energy Savings Assistance Program Table A-4, Planning Assumptions | 0 | 2020 | 0 | 0 | 2020 | 0 | 0 | 2021 MICS | Air Purifiers ¦ SCE ¦ All | Air Purifiers | 0.95675 | 1 | 0.92654 | RASS 2019 | 0 | 0 | 1 | 0
LI-HVAC-02.3 | Low Income ¦ Efficient Air Purifiers ¦ SCE ¦ All | Low Income ¦ Efficient Air Purifiers | SCE ¦ All | SCE | All | Electric | Air Purifiers | Efficient | 0 | Conventional | HVAC | Low Income - Single Family LI | Low Income | RET Only | 0 | Residential Households | Each | 9 | DEER:HVAC_Eff_AC | 230 | 0 | 0 | PY 2021-2026 Energy Savings Assistance Program Table A-4, Planning Assumptions | 280.3433 | 2020 | 0 | 50 | 2020 | 0 | 0 | 2021 MICS | Air Purifiers ¦ SCE ¦ All | Air Purifiers | 0.95675 | 1 | 0.073462 | RASS 2019 | 0 | 0 | 1 | 0
LI-HVAC-01.4 | Low Income ¦ Average Existing and Code Air Purifiers ¦ SCE ¦ All | Low Income ¦ Average Existing and Code Air Purifiers | SCE ¦ All | SCE | All | Electric | No Air Purifier | Average Existing and Code | 0 | Conventional | HVAC | Low Income - Multi Family LI | Low Income | RET Only | 0 | Residential Households | Each | 9 | DEER:HVAC_Eff_AC | 0 | 0 | 0 | PY 2021-2026 Energy Savings Assistance Program Table A-4, Planning Assumptions | 0 | 2020 | 0 | 0 | 2020 | 0 | 0 | 2021 MICS | Air Purifiers ¦ SCE ¦ All | Air Purifiers | 0.94084 | 1 | 0.92554 | RASS 2019 | 0 | 0 | 1 | 0
LI-HVAC-02.4 | Low Income ¦ Efficient Air Purifiers ¦ SCE ¦ All | Low Income ¦ Efficient Air Purifiers | SCE ¦ All | SCE | All | Electric | Air Purifiers | Efficient | 0 | Conventional | HVAC | Low Income - Multi Family LI | Low Income | RET Only | 0 | Residential Households | Each | 9 | DEER:HVAC_Eff_AC | 230 | 0 | 0 | PY 2021-2026 Energy Savings Assistance Program Table A-4, Planning Assumptions | 280.3433 | 2020 | 0 | 50 | 2020 | 0 | 0 | 2021 MICS | Air Purifiers ¦ SCE ¦ All | Air Purifiers | 0.94084 | 1 | 0.07446 | RASS 2019 | 0 | 0 | 1 | 0
LI-HVAC-01.5 | Low Income ¦ Average Existing and Code Air Purifiers ¦ SDG&E ¦ All | Low Income ¦ Average Existing and Code Air Purifiers | SDG&E ¦ All | SDG&E | All | Electric | No Air Purifier | Average Existing and Code | 0 | Conventional | HVAC | Low Income - Single Family LI | Low Income | RET Only | 0 | Residential Households | Each | 9 | DEER:HVAC_Eff_AC | 0 | 0 | 0 | PY 2021-2026 Energy Savings Assistance Program Table A-4, Planning Assumptions | 0 | 2020 | 0 | 0 | 2020 | 0 | 0 | 2021 MICS | Air Purifiers ¦ SDG&E ¦ All | Air Purifiers | 0.95675 | 1 | 0.92654 | RASS 2019 | 0 | 0 | 1 | 0
LI-HVAC-02.5 | Low Income ¦ Efficient Air Purifiers ¦ SDG&E ¦ All | Low Income ¦ Efficient Air Purifiers | SDG&E ¦ All | SDG&E | All | Electric | Air Purifiers | Efficient | 0 | Conventional | HVAC | Low Income - Single Family LI | Low Income | RET Only | 0 | Residential Households | Each | 9 | DEER:HVAC_Eff_AC | 230 | 0 | 0 | PY 2021-2026 Energy Savings Assistance Program Table A-4, Planning Assumptions | 280.3433 | 2020 | 0 | 50 | 2020 | 0 | 0 | 2021 MICS | Air Purifiers ¦ SDG&E ¦ All | Air Purifiers | 0.95675 | 1 | 0.073462 | RASS 2019 | 0 | 0 | 1 | 0
LI-HVAC-01.6 | Low Income ¦ Average Existing and Code Air Purifiers ¦ SDG&E ¦ All | Low Income ¦ Average Existing and Code Air Purifiers | SDG&E ¦ All | SDG&E | All | Electric | No Air Purifier | Average Existing and Code | 0 | Conventional | HVAC | Low Income - Multi Family LI | Low Income | RET Only | 0 | Residential Households | Each | 9 | DEER:HVAC_Eff_AC | 0 | 0 | 0 | PY 2021-2026 Energy Savings Assistance Program Table A-4, Planning Assumptions | 0 | 2020 | 0 | 0 | 2020 | 0 | 0 | 2021 MICS | Air Purifiers ¦ SDG&E ¦ All | Air Purifiers | 0.94084 | 1 | 0.92554 | RASS 2019 | 0 | 0 | 1 | 0
LI-HVAC-02.6 | Low Income ¦ Efficient Air Purifiers ¦ SDG&E ¦ All | Low Income ¦ Efficient Air Purifiers | SDG&E ¦ All | SDG&E | All | Electric | Air Purifiers | Efficient | 0 | Conventional | HVAC | Low Income - Multi Family LI | Low Income | RET Only | 0 | Residential Households | Each | 9 | DEER:HVAC_Eff_AC | 230 | 0 | 0 | PY 2021-2026 Energy Savings Assistance Program Table A-4, Planning Assumptions | 280.3433 | 2020 | 0 | 50 | 2020 | 0 | 0 | 2021 MICS | Air Purifiers ¦ SDG&E ¦ All | Air Purifiers | 0.94084 | 1 | 0.07446 | RASS 2019 | 0 | 0 | 1 | 0
LI-HVAC-03.1 | Low Income ¦ Average Existing and Code Blower Motor Retrofit ¦ PG&E ¦ All | Low Income ¦ Average Existing and Code Blower Motor Retrofit | PG&E ¦ All | PG&E | All | Electric | Standard Blower Motor | Average Existing and Code | 0 | Conventional | HVAC | Low Income - Single Family LI | Low Income | RET Only | 0 | Residential Households | Each | 3 | DEER:HVAC_Eff_AC | 0 | 0 | 0 | PY 2021-2026 Energy Savings Assistance Program Table A-4, Planning Assumptions | 0 | 2020 | 0 | 0 | 2020 | 0 | 0 | PG&E Data Request 2021 | Blower Motor Retrofit ¦ PG&E ¦ All | Blower Motor Retrofit | 0.43707 | 1 | 0.91063 | RASS 2019 | 0 | 0 | 1 | 0
LI-HVAC-04.1 | Low Income ¦ Efficient Blower Motor Retrofit ¦ PG&E ¦ All | Low Income ¦ Efficient Blower Motor Retrofit | PG&E ¦ All | PG&E | All | Electric | Efficient Blower Motor | Efficient | 0 | Conventional | HVAC | Low Income - Single Family LI | Low Income | RET Only | 0 | Residential Households | Each | 3 | DEER:HVAC_Eff_AC | -123.1416 | -0.11072 | 1.7373 | PY 2021-2026 Energy Savings Assistance Program Table A-4, Planning Assumptions | 118.8881 | 2022 | 0 | 109.9675 | 2022 | 0 | 0 | PG&E Data Request 2022 | Blower Motor Retrofit ¦ PG&E ¦ All | Blower Motor Retrofit | 0.43707 | 1 | 0.089374 | RASS 2019 | 0 | 0 | 1 | 0
LI-HVAC-03.2 | Low Income ¦ Average Existing and Code Blower Motor Retrofit ¦ PG&E ¦ All | Low Income ¦ Average Existing and Code Blower Motor Retrofit | PG&E ¦ All | PG&E | All | Electric | Standard Blower Motor | Average Existing and Code | 0 | Conventional | HVAC | Low Income - Multi Family LI | Low Income | RET Only | 0 | Residential Households | Each | 3 | DEER:HVAC_Eff_AC | 0 | 0 | 0 | PY 2021-2026 Energy Savings Assistance Program Table A-4, Planning Assumptions | 0 | 2020 | 0 | 0 | 2020 | 0 | 0 | PG&E Data Request 2021 | Blower Motor Retrofit ¦ PG&E ¦ All | Blower Motor Retrofit | 0.28988 | 1 | 0.91063 | RASS 2019 | 0 | 0 | 1 | 0
LI-HVAC-04.2 | Low Income ¦ Efficient Blower Motor Retrofit ¦ PG&E ¦ All | Low Income ¦ Efficient Blower Motor Retrofit | PG&E ¦ All | PG&E | All | Electric | Efficient Blower Motor | Efficient | 0 | Conventional | HVAC | Low Income - Multi Family LI | Low Income | RET Only | 0 | Residential Households | Each | 3 | DEER:HVAC_Eff_AC | -123.1416 | -0.11072 | 1.7373 | PY 2021-2026 Energy Savings Assistance Program Table A-4, Planning Assumptions | 118.8881 | 2022 | 0 | 109.9675 | 2022 | 0 | 0 | PG&E Data Request 2022 | Blower Motor Retrofit ¦ PG&E ¦ All | Blower Motor Retrofit | 0.28988 | 1 | 0.089374 | RASS 2019 | 0 | 0 | 1 | 0
LI-HVAC-03.3 | Low Income ¦ Average Existing and Code Blower Motor Retrofit ¦ SCE ¦ All | Low Income ¦ Average Existing and Code Blower Motor Retrofit | SCE ¦ All | SCE | All | Electric | Standard Blower Motor | Average Existing and Code | 0 | Conventional | HVAC | Low Income - Single Family LI | Low Income | RET Only | 0 | Residential Households | Each | 3 | DEER:HVAC_Eff_AC | 0 | 0 | 0 | PY 2021-2026 Energy Savings Assistance Program Table A-4, Planning Assumptions | 0 | 2020 | 0 | 0 | 2020 | 0 | 0 | PG&E Data Request 2021 | Blower Motor Retrofit ¦ SCE ¦ All | Blower Motor Retrofit | 0.43707 | 1 | 0.91063 | RASS 2019 | 0 | 0 | 1 | 0
LI-HVAC-04.3 | Low Income ¦ Efficient Blower Motor Retrofit ¦ SCE ¦ All | Low Income ¦ Efficient Blower Motor Retrofit | SCE ¦ All | SCE | All | Electric | Efficient Blower Motor | Efficient | 0 | Conventional | HVAC | Low Income - Single Family LI | Low Income | RET Only | 0 | Residential Households | Each | 3 | DEER:HVAC_Eff_AC | -123.1416 | -0.11072 | 1.7373 | PY 2021-2026 Energy Savings Assistance Program Table A-4, Planning Assumptions | 118.8881 | 2022 | 0 | 109.9675 | 2022 | 0 | 0 | PG&E Data Request 2022 | Blower Motor Retrofit ¦ SCE ¦ All | Blower Motor Retrofit | 0.43707 | 1 | 0.089374 | RASS 2019 | 0 | 0 | 1 | 0
LI-HVAC-03.4 | Low Income ¦ Average Existing and Code Blower Motor Retrofit ¦ SCE ¦ All | Low Income ¦ Average Existing and Code Blower Motor Retrofit | SCE ¦ All | SCE | All | Electric | Standard Blower Motor | Average Existing and Code | 0 | Conventional | HVAC | Low Income - Multi Family LI | Low Income | RET Only | 0 | Residential Households | Each | 3 | DEER:HVAC_Eff_AC | 0 | 0 | 0 | PY 2021-2026 Energy Savings Assistance Program Table A-4, Planning Assumptions | 0 | 2020 | 0 | 0 | 2020 | 0 | 0 | PG&E Data Request 2021 | Blower Motor Retrofit ¦ SCE ¦ All | Blower Motor Retrofit | 0.28988 | 1 | 0.91063 | RASS 2019 | 0 | 0 | 1 | 0
LI-HVAC-04.4 | Low Income ¦ Efficient Blower Motor Retrofit ¦ SCE ¦ All | Low Income ¦ Efficient Blower Motor Retrofit | SCE ¦ All | SCE | All | Electric | Efficient Blower Motor | Efficient | 0 | Conventional | HVAC | Low Income - Multi Family LI | Low Income | RET Only | 0 | Residential Households | Each | 3 | DEER:HVAC_Eff_AC | -123.1416 | -0.11072 | 1.7373 | PY 2021-2026 Energy Savings Assistance Program Table A-4, Planning Assumptions | 118.8881 | 2022 | 0 | 109.9675 | 2022 | 0 | 0 | PG&E Data Request 2022 | Blower Motor Retrofit ¦ SCE ¦ All | Blower Motor Retrofit | 0.28988 | 1 | 0.089374 | RASS 2019 | 0 | 0 | 1 | 0
LI-HVAC-03.5 | Low Income ¦ Average Existing and Code Blower Motor Retrofit ¦ SDG&E ¦ All | Low Income ¦ Average Existing and Code Blower Motor Retrofit | SDG&E ¦ All | SDG&E | All | Electric | Standard Blower Motor | Average Existing and Code | 0 | Conventional | HVAC | Low Income - Single Family LI | Low Income | RET Only | 0 | Residential Households | Each | 3 | DEER:HVAC_Eff_AC | 0 | 0 | 0 | PY 2021-2026 Energy Savings Assistance Program Table A-4, Planning Assumptions | 0 | 2020 | 0 | 0 | 2020 | 0 | 0 | PG&E Data Request 2021 | Blower Motor Retrofit ¦ SDG&E ¦ All | Blower Motor Retrofit | 0.43707 | 1 | 0.91063 | RASS 2019 | 0 | 0 | 1 | 0
LI-HVAC-04.5 | Low Income ¦ Efficient Blower Motor Retrofit ¦ SDG&E ¦ All | Low Income ¦ Efficient Blower Motor Retrofit | SDG&E ¦ All | SDG&E | All | Electric | Efficient Blower Motor | Efficient | 0 | Conventional | HVAC | Low Income - Single Family LI | Low Income | RET Only | 0 | Residential Households | Each | 3 | DEER:HVAC_Eff_AC | -123.1416 | -0.11072 | 1.7373 | PY 2021-2026 Energy Savings Assistance Program Table A-4, Planning Assumptions | 118.8881 | 2022 | 0 | 109.9675 | 2022 | 0 | 0 | PG&E Data Request 2022 | Blower Motor Retrofit ¦ SDG&E ¦ All | Blower Motor Retrofit | 0.43707 | 1 | 0.089374 | RASS 2019 | 0 | 0 | 1 | 0
LI-HVAC-03.6 | Low Income ¦ Average Existing and Code Blower Motor Retrofit ¦ SDG&E ¦ All | Low Income ¦ Average Existing and Code Blower Motor Retrofit | SDG&E ¦ All | SDG&E | All | Electric | Standard Blower Motor | Average Existing and Code | 0 | Conventional | HVAC | Low Income - Multi Family LI | Low Income | RET Only | 0 | Residential Households | Each | 3 | DEER:HVAC_Eff_AC | 0 | 0 | 0 | PY 2021-2026 Energy Savings Assistance Program Table A-4, Planning Assumptions | 0 | 2020 | 0 | 0 | 2020 | 0 | 0 | PG&E Data Request 2021 | Blower Motor Retrofit ¦ SDG&E ¦ All | Blower Motor Retrofit | 0.28988 | 1 | 0.91063 | RASS 2019 | 0 | 0 | 1 | 0
LI-HVAC-04.6 | Low Income ¦ Efficient Blower Motor Retrofit ¦ SDG&E ¦ All | Low Income ¦ Efficient Blower Motor Retrofit | SDG&E ¦ All | SDG&E | All | Electric | Efficient Blower Motor | Efficient | 0 | Conventional | HVAC | Low Income - Multi Family LI | Low Income | RET Only | 0 | Residential Households | Each | 3 | DEER:HVAC_Eff_AC | -123.1416 | -0.11072 | 1.7373 | PY 2021-2026 Energy Savings Assistance Program Table A-4, Planning Assumptions | 118.8881 | 2022 | 0 | 109.9675 | 2022 | 0 | 0 | PG&E Data Request 2022 | Blower Motor Retrofit ¦ SDG&E ¦ All | Blower Motor Retrofit | 0.28988 | 1 | 0.089374 | RASS 2019 | 0 | 0 | 1 | 0
LI-HVAC-05.1 | Low Income ¦ Average Existing and Code Central A/C Replacement ¦ PG&E ¦ All | Low Income ¦ Average Existing and Code Central A/C Replacement | PG&E ¦ All | PG&E | All | Electric | Central AC Replacement | Average Existing and Code | 0 | Conventional | HVAC | Low Income - Single Family LI | Low Income | ROB Only | 0 | Residential Households | House | 18 | DEER:HVAC_Eff_AC | 0 | 0 | 0 | PY 2021-2026 Energy Savings Assistance Program Table A-4, Planning Assumptions | 0 | 2020 | 0 | 0 | 2020 | 0 | 0 | PY 2021-2026 Energy Savings Assistance Program Table A-4, Planning Assumptions | Central AC Replacement ¦ PG&E ¦ All | Central AC Replacement | 0.43707 | 1 | 0.93506 | RASS 2019 | 0 | 0 | 1 | 0
LI-HVAC-06.1 | Low Income ¦ Efficient Central A/C Replacement ¦ PG&E ¦ All | Low Income ¦ Efficient Central A/C Replacement | PG&E ¦ All | PG&E | All | Electric | Central AC Replacement | Efficient | 0 | Conventional | HVAC | Low Income - Single Family LI | Low Income | ROB Only | 0 | Residential Households | House | 18 | DEER:HVAC_Eff_AC | -285.8266 | -0.0514 | 0 | PG&E IOU Annual Report | 2200 | 2022 | 0 | 1342.1 | 2022 | 0 | 0 | PG&E Data Request 2022 | Central AC Replacement ¦ PG&E ¦ All | Central AC Replacement | 0.43707 | 1 | 0.064945 | RASS 2019 | 0 | 0 | 1 | 0
LI-HVAC-05.2 | Low Income ¦ Average Existing and Code Central A/C Replacement ¦ PG&E ¦ All | Low Income ¦ Average Existing and Code Central A/C Replacement | PG&E ¦ All | PG&E | All | Electric | Central AC Replacement | Average Existing and Code | 0 | Conventional | HVAC | Low Income - Multi Family LI | Low Income | ROB Only | 0 | Residential Households | House | 18 | DEER:HVAC_Eff_AC | 0 | 0 | 0 | PY 2021-2026 Energy Savings Assistance Program Table A-4, Planning Assumptions | 0 | 2020 | 0 | 0 | 2020 | 0 | 0 | PY 2021-2026 Energy Savings Assistance Program Table A-4, Planning Assumptions | Central AC Replacement ¦ PG&E ¦ All | Central AC Replacement | 0.28988 | 1 | 0.97544 | RASS 2019 | 0 | 0 | 1 | 0
LI-HVAC-06.2 | Low Income ¦ Efficient Central A/C Replacement ¦ PG&E ¦ All | Low Income ¦ Efficient Central A/C Replacement | PG&E ¦ All | PG&E | All | Electric | Central AC Replacement | Efficient | 0 | Conventional | HVAC | Low Income - Multi Family LI | Low Income | ROB Only | 0 | Residential Households | House | 18 | DEER:HVAC_Eff_AC | -285.8266 | -0.0514 | 0 | PG&E IOU Annual Report | 2200 | 2022 | 0 | 1342.1 | 2022 | 0 | 0 | PG&E Data Request 2022 | Central AC Replacement ¦ PG&E ¦ All | Central AC Replacement | 0.28988 | 1 | 0.024556 | RASS 2019 | 0 | 0 | 1 | 0
LI-HVAC-05.3 | Low Income ¦ Average Existing and Code Central A/C Replacement ¦ SCE ¦ All | Low Income ¦ Average Existing and Code Central A/C Replacement | SCE ¦ All | SCE | All | Electric | Central AC Replacement | Average Existing and Code | 0 | Conventional | HVAC | Low Income - Single Family LI | Low Income | ROB Only | 0 | Residential Households | House | 15 | DEER:HVAC_Eff_AC | 0 | 0 | 0 | PY 2021-2026 Energy Savings Assistance Program Table A-4, Planning Assumptions | 0 | 2020 | 0 | 0 | 2020 | 0 | 0 | PY 2021-2026 Energy Savings Assistance Program Table A-4, Planning Assumptions | Central AC Replacement ¦ SCE ¦ All | Central AC Replacement | 0.43707 | 1 | 0.93506 | RASS 2019 | 0 | 0 | 1 | 0
LI-HVAC-06.3 | Low Income ¦ Efficient Central A/C Replacement ¦ SCE ¦ All | Low Income ¦ Efficient Central A/C Replacement | SCE ¦ All | SCE | All | Electric | Central AC Replacement | Efficient | 0 | Conventional | HVAC | Low Income - Single Family LI | Low Income | ROB Only | 0 | Residential Households | House | 15 | DEER:HVAC_Eff_AC | -326 | -0.0489 | 0 | SCE Data Request 2022 | 2148.7577 | 2022 | 0 | 1342.1 | 2020 | 0 | 0 | SCE Data Request 2022 | Central AC Replacement ¦ SCE ¦ All | Central AC Replacement | 0.43707 | 1 | 0.064945 | RASS 2019 | 0 | 0 | 1 | 0
LI-HVAC-05.4 | Low Income ¦ Average Existing and Code Central A/C Replacement ¦ SCE ¦ All | Low Income ¦ Average Existing and Code Central A/C Replacement | SCE ¦ All | SCE | All | Electric | Central AC Replacement | Average Existing and Code | 0 | Conventional | HVAC | Low Income - Multi Family LI | Low Income | ROB Only | 0 | Residential Households | House | 15 | DEER:HVAC_Eff_AC | 0 | 0 | 0 | PY 2021-2026 Energy Savings Assistance Program Table A-4, Planning Assumptions | 0 | 2020 | 0 | 0 | 2020 | 0 | 0 | PY 2021-2026 Energy Savings Assistance Program Table A-4, Planning Assumptions | Central AC Replacement ¦ SCE ¦ All | Central AC Replacement | 0.28988 | 1 | 0.97544 | RASS 2019 | 0 | 0 | 1 | 0
LI-HVAC-06.4 | Low Income ¦ Efficient Central A/C Replacement ¦ SCE ¦ All | Low Income ¦ Efficient Central A/C Replacement | SCE ¦ All | SCE | All | Electric | Central AC Replacement | Efficient | 0 | Conventional | HVAC | Low Income - Multi Family LI | Low Income | ROB Only | 0 | Residential Households | House | 15 | DEER:HVAC_Eff_AC | -326 | -0.0489 | 0 | SCE Data Request 2022 | 2148.7577 | 2022 | 0 | 1342.1 | 2020 | 0 | 0 | SCE Data Request 2022 | Central AC Replacement ¦ SCE ¦ All | Central AC Replacement | 0.28988 | 1 | 0.024556 | RASS 2019 | 0 | 0 | 1 | 0
LI-HVAC-05.5 | Low Income ¦ Average Existing and Code Central A/C Replacement ¦ SDG&E ¦ All | Low Income ¦ Average Existing and Code Central A/C Replacement | SDG&E ¦ All | SDG&E | All | Electric | Central AC Replacement | Average Existing and Code | 0 | Conventional | HVAC | Low Income - Single Family LI | Low Income | ROB Only | 0 | Residential Households | House | 16.5 | DEER:HVAC_Eff_AC | 0 | 0 | 0 | PY 2021-2026 Energy Savings Assistance Program Table A-4, Planning Assumptions | 0 | 2020 | 0 | 0 | 2020 | 0 | 0 | PY 2021-2026 Energy Savings Assistance Program Table A-4, Planning Assumptions | Central AC Replacement ¦ SDG&E ¦ All | Central AC Replacement | 0.43707 | 1 | 0.93506 | RASS 2019 | 0 | 0 | 1 | 0
LI-HVAC-06.5 | Low Income ¦ Efficient Central A/C Replacement ¦ SDG&E ¦ All | Low Income ¦ Efficient Central A/C Replacement | SDG&E ¦ All | SDG&E | All | Electric | Central AC Replacement | Efficient | 0 | Conventional | HVAC | Low Income - Single Family LI | Low Income | ROB Only | 0 | Residential Households | House | 16.5 | DEER:HVAC_Eff_AC | -305.9133 | -0.05015 | 0 | Average of PG&E and SCE | 2174.3789 | 2022 | 0 | 1342.1 | 2020 | 0 | 0 | Average of PG&E and SCE | Central AC Replacement ¦ SDG&E ¦ All | Central AC Replacement | 0.43707 | 1 | 0.064945 | RASS 2019 | 0 | 0 | 1 | 0
LI-HVAC-05.6 | Low Income ¦ Average Existing and Code Central A/C Replacement ¦ SDG&E ¦ All | Low Income ¦ Average Existing and Code Central A/C Replacement | SDG&E ¦ All | SDG&E | All | Electric | Central AC Replacement | Average Existing and Code | 0 | Conventional | HVAC | Low Income - Multi Family LI | Low Income | ROB Only | 0 | Residential Households | House | 16.5 | DEER:HVAC_Eff_AC | 0 | 0 | 0 | PY 2021-2026 Energy Savings Assistance Program Table A-4, Planning Assumptions | 0 | 2020 | 0 | 0 | 2020 | 0 | 0 | PY 2021-2026 Energy Savings Assistance Program Table A-4, Planning Assumptions | Central AC Replacement ¦ SDG&E ¦ All | Central AC Replacement | 0.28988 | 1 | 0.97544 | RASS 2019 | 0 | 0 | 1 | 0
LI-HVAC-06.6 | Low Income ¦ Efficient Central A/C Replacement ¦ SDG&E ¦ All | Low Income ¦ Efficient Central A/C Replacement | SDG&E ¦ All | SDG&E | All | Electric | Central AC Replacement | Efficient | 0 | Conventional | HVAC | Low Income - Multi Family LI | Low Income | ROB Only | 0 | Residential Households | House | 16.5 | DEER:HVAC_Eff_AC | -305.9133 | -0.05015 | 0 | Average of PG&E and SCE | 2174.3789 | 2022 | 0 | 1342.1 | 2020 | 0 | 0 | Average of PG&E and SCE | Central AC Replacement ¦ SDG&E ¦ All | Central AC Replacement | 0.28988 | 1 | 0.024556 | RASS 2019 | 0 | 0 | 1 | 0
LI-HVAC-07.1 | Low Income ¦ Average Existing and Code Central A/C Tune-up / Services ¦ PG&E ¦ All | Low Income ¦ Average Existing and Code Central A/C Tune-up / Services | PG&E ¦ All | PG&E | All | Electric | Average Central A/C tune up service | Average Existing and Code | 0 | Conventional | HVAC | Low Income - Single Family LI | Low Income | ROB Only | 0 | Residential Households | A/C Unit | 15 | DEER:HVAC_Eff_AC | 0 | 0 | 0 | PY 2021-2026 Energy Savings Assistance Program Table A-4, Planning Assumptions | 0 | 2020 | 0 | 0 | 2020 | 0 | 0 | PG&E ESA Program Data 2021 | Central AC Tune‐up/Services ¦ PG&E ¦ All | Central AC Tune‐up/Services | 0.43707 | 1 | 0.58105 | RASS 2019 | 0 | 0 | 1 | 0
LI-HVAC-08.1 | Low Income ¦ Efficient Central A/C Tune-up / Services ¦ PG&E ¦ All | Low Income ¦ Efficient Central A/C Tune-up / Services | PG&E ¦ All | PG&E | All | Electric | Efficient Central A/C tune up service | Efficient | 0 | Conventional | HVAC | Low Income - Single Family LI | Low Income | ROB Only | 0 | Residential Households | A/C Unit | 15 | DEER:HVAC_Eff_AC | -47 | -0.00705 | 0 | SCE Data Request 2022 | 58.3544 | 2022 | 0 | 130.7136 | 2022 | 0 | 0 | PG&E Data Request 2022 | Central AC Tune‐up/Services ¦ PG&E ¦ All | Central AC Tune‐up/Services | 0.43707 | 1 | 0.41895 | RASS 2019 | 0 | 0 | 1 | 0
LI-HVAC-07.2 | Low Income ¦ Average Existing and Code Central A/C Tune-up / Services ¦ PG&E ¦ All | Low Income ¦ Average Existing and Code Central A/C Tune-up / Services | PG&E ¦ All | PG&E | All | Electric | Average Central A/C tune up service | Average Existing and Code | 0 | Conventional | HVAC | Low Income - Multi Family LI | Low Income | ROB Only | 0 | Residential Households | A/C Unit | 15 | DEER:HVAC_Eff_AC | 0 | 0 | 0 | PY 2021-2026 Energy Savings Assistance Program Table A-4, Planning Assumptions | 0 | 2020 | 0 | 0 | 2020 | 0 | 0 | PG&E ESA Program Data 2021 | Central AC Tune‐up/Services ¦ PG&E ¦ All | Central AC Tune‐up/Services | 0.28988 | 1 | 0.7226 | RASS 2019 | 0 | 0 | 1 | 0
LI-HVAC-08.2 | Low Income ¦ Efficient Central A/C Tune-up / Services ¦ PG&E ¦ All | Low Income ¦ Efficient Central A/C Tune-up / Services | PG&E ¦ All | PG&E | All | Electric | Efficient Central A/C tune up service | Efficient | 0 | Conventional | HVAC | Low Income - Multi Family LI | Low Income | ROB Only | 0 | Residential Households | A/C Unit | 15 | DEER:HVAC_Eff_AC | -47 | -0.00705 | 0 | SCE Data Request 2022 | 58.3544 | 2022 | 0 | 130.7136 | 2022 | 0 | 0 | PG&E Data Request 2022 | Central AC Tune‐up/Services ¦ PG&E ¦ All | Central AC Tune‐up/Services | 0.28988 | 1 | 0.2774 | RASS 2019 | 0 | 0 | 1 | 0
LI-HVAC-07.3 | Low Income ¦ Average Existing and Code Central A/C Tune-up / Services ¦ SCE ¦ All | Low Income ¦ Average Existing and Code Central A/C Tune-up / Services | SCE ¦ All | SCE | All | Electric | Average Central A/C tune up service | Average Existing and Code | 0 | Conventional | HVAC | Low Income - Single Family LI | Low Income | ROB Only | 0 | Residential Households | A/C Unit | 15 | DEER:HVAC_Eff_AC | 0 | 0 | 0 | PY 2021-2026 Energy Savings Assistance Program Table A-4, Planning Assumptions | 0 | 2020 | 0 | 0 | 2020 | 0 | 0 | PG&E ESA Program Data 2021 | Central AC Tune‐up/Services ¦ SCE ¦ All | Central AC Tune‐up/Services | 0.43707 | 1 | 0.58105 | RASS 2019 | 0 | 0 | 1 | 0
LI-HVAC-08.3 | Low Income ¦ Efficient Central A/C Tune-up / Services ¦ SCE ¦ All | Low Income ¦ Efficient Central A/C Tune-up / Services | SCE ¦ All | SCE | All | Electric | Efficient Central A/C tune up service | Efficient | 0 | Conventional | HVAC | Low Income - Single Family LI | Low Income | ROB Only | 0 | Residential Households | A/C Unit | 15 | DEER:HVAC_Eff_AC | -47 | -0.00705 | 0 | SCE Data Request 2022 | 58.3544 | 2022 | 0 | 130.7136 | 2022 | 0 | 0 | PG&E Data Request 2022 | Central AC Tune‐up/Services ¦ SCE ¦ All | Central AC Tune‐up/Services | 0.43707 | 1 | 0.41895 | RASS 2019 | 0 | 0 | 1 | 0
LI-HVAC-07.4 | Low Income ¦ Average Existing and Code Central A/C Tune-up / Services ¦ SCE ¦ All | Low Income ¦ Average Existing and Code Central A/C Tune-up / Services | SCE ¦ All | SCE | All | Electric | Average Central A/C tune up service | Average Existing and Code | 0 | Conventional | HVAC | Low Income - Multi Family LI | Low Income | ROB Only | 0 | Residential Households | A/C Unit | 15 | DEER:HVAC_Eff_AC | 0 | 0 | 0 | PY 2021-2026 Energy Savings Assistance Program Table A-4, Planning Assumptions | 0 | 2020 | 0 | 0 | 2020 | 0 | 0 | PG&E ESA Program Data 2021 | Central AC Tune‐up/Services ¦ SCE ¦ All | Central AC Tune‐up/Services | 0.28988 | 1 | 0.7226 | RASS 2019 | 0 | 0 | 1 | 0
LI-HVAC-08.4 | Low Income ¦ Efficient Central A/C Tune-up / Services ¦ SCE ¦ All | Low Income ¦ Efficient Central A/C Tune-up / Services | SCE ¦ All | SCE | All | Electric | Efficient Central A/C tune up service | Efficient | 0 | Conventional | HVAC | Low Income - Multi Family LI | Low Income | ROB Only | 0 | Residential Households | A/C Unit | 15 | DEER:HVAC_Eff_AC | -47 | -0.00705 | 0 | SCE Data Request 2022 | 58.3544 | 2022 | 0 | 130.7136 | 2022 | 0 | 0 | PG&E Data Request 2022 | Central AC Tune‐up/Services ¦ SCE ¦ All | Central AC Tune‐up/Services | 0.28988 | 1 | 0.2774 | RASS 2019 | 0 | 0 | 1 | 0
LI-HVAC-07.5 | Low Income ¦ Average Existing and Code Central A/C Tune-up / Services ¦ SDG&E ¦ All | Low Income ¦ Average Existing and Code Central A/C Tune-up / Services | SDG&E ¦ All | SDG&E | All | Electric | Average Central A/C tune up service | Average Existing and Code | 0 | Conventional | HVAC | Low Income - Single Family LI | Low Income | ROB Only | 0 | Residential Households | A/C Unit | 15 | DEER:HVAC_Eff_AC | 0 | 0 | 0 | PY 2021-2026 Energy Savings Assistance Program Table A-4, Planning Assumptions | 0 | 2020 | 0 | 0 | 2020 | 0 | 0 | PG&E ESA Program Data 2021 | Central AC Tune‐up/Services ¦ SDG&E ¦ All | Central AC Tune‐up/Services | 0.43707 | 1 | 0.58105 | RASS 2019 | 0 | 0 | 1 | 0
LI-HVAC-08.5 | Low Income ¦ Efficient Central A/C Tune-up / Services ¦ SDG&E ¦ All | Low Income ¦ Efficient Central A/C Tune-up / Services | SDG&E ¦ All | SDG&E | All | Electric | Efficient Central A/C tune up service | Efficient | 0 | Conventional | HVAC | Low Income - Single Family LI | Low Income | ROB Only | 0 | Residential Households | A/C Unit | 15 | DEER:HVAC_Eff_AC | -47 | -0.00705 | 0 | SCE Data Request 2022 | 58.3544 | 2022 | 0 | 130.7136 | 2022 | 0 | 0 | PG&E Data Request 2022 | Central AC Tune‐up/Services ¦ SDG&E ¦ All | Central AC Tune‐up/Services | 0.43707 | 1 | 0.41895 | RASS 2019 | 0 | 0 | 1 | 0
LI-HVAC-07.6 | Low Income ¦ Average Existing and Code Central A/C Tune-up / Services ¦ SDG&E ¦ All | Low Income ¦ Average Existing and Code Central A/C Tune-up / Services | SDG&E ¦ All | SDG&E | All | Electric | Average Central A/C tune up service | Average Existing and Code | 0 | Conventional | HVAC | Low Income - Multi Family LI | Low Income | ROB Only | 0 | Residential Households | A/C Unit | 15 | DEER:HVAC_Eff_AC | 0 | 0 | 0 | PY 2021-2026 Energy Savings Assistance Program Table A-4, Planning Assumptions | 0 | 2020 | 0 | 0 | 2020 | 0 | 0 | PG&E ESA Program Data 2021 | Central AC Tune‐up/Services ¦ SDG&E ¦ All | Central AC Tune‐up/Services | 0.28988 | 1 | 0.7226 | RASS 2019 | 0 | 0 | 1 | 0
LI-HVAC-08.6 | Low Income ¦ Efficient Central A/C Tune-up / Services ¦ SDG&E ¦ All | Low Income ¦ Efficient Central A/C Tune-up / Services | SDG&E ¦ All | SDG&E | All | Electric | Efficient Central A/C tune up service | Efficient | 0 | Conventional | HVAC | Low Income - Multi Family LI | Low Income | ROB Only | 0 | Residential Households | A/C Unit | 15 | DEER:HVAC_Eff_AC | -47 | -0.00705 | 0 | SCE Data Request 2022 | 58.3544 | 2022 | 0 | 130.7136 | 2022 | 0 | 0 | PG&E Data Request 2022 | Central AC Tune‐up/Services ¦ SDG&E ¦ All | Central AC Tune‐up/Services | 0.28988 | 1 | 0.2774 | RASS 2019 | 0 | 0 | 1 | 0
LI-HVAC-09.1 | Low Income ¦ Average Existing and Code Central Heat Pump Replacement ¦ PG&E ¦ All | Low Income ¦ Average Existing and Code Central Heat Pump Replacement | PG&E ¦ All | PG&E | All | Electric | Standard HP | Average Existing and Code | 0 | Conventional | HVAC | Low Income - Single Family LI | Low Income | ROB Only | 0 | Residential Households | Each | 15 | DEER:HVAC_Eff_HP | 0 | 0 | 0 | SCE Reported Monthly Summary | 0 | 2020 | 0 | 0 | 2020 | 0 | 0 | PY 2021-2026 Energy Savings Assistance Program Table A-4, Planning Assumptions | Central Heat Pump Replacement ¦ PG&E ¦ All | Central Heat Pump Replacement | 0.061044 | 1 | 0.98595 | RASS 2019 | 0 | 0 | 1 | 0
LI-HVAC-10.1 | Low Income ¦ Efficient Central Heat Pump Replacement ¦ PG&E ¦ All | Low Income ¦ Efficient Central Heat Pump Replacement | PG&E ¦ All | PG&E | All | Electric | Replacement HP | Efficient | 0 | Conventional | HVAC | Low Income - Single Family LI | Low Income | ROB Only | 0 | Residential Households | Each | 15 | DEER:HVAC_Eff_HP | -1201 | -0.54045 | 0 | SCE Data request 2022 | 2488.9058 | 2022 | 0 | 3490.8577 | 2022 | 0 | 0 | SCE Data request 2022 and SCE IOU Annual report | Central Heat Pump Replacement ¦ PG&E ¦ All | Central Heat Pump Replacement | 0.061044 | 1 | 0.014051 | RASS 2019 | 0 | 0 | 1 | 0
LI-HVAC-09.2 | Low Income ¦ Average Existing and Code Central Heat Pump Replacement ¦ PG&E ¦ All | Low Income ¦ Average Existing and Code Central Heat Pump Replacement | PG&E ¦ All | PG&E | All | Electric | Standard HP | Average Existing and Code | 0 | Conventional | HVAC | Low Income - Multi Family LI | Low Income | ROB Only | 0 | Residential Households | Each | 15 | DEER:HVAC_Eff_HP | 0 | 0 | 0 | SCE Reported Monthly Summary | 0 | 2020 | 0 | 0 | 2020 | 0 | 0 | PY 2021-2026 Energy Savings Assistance Program Table A-4, Planning Assumptions | Central Heat Pump Replacement ¦ PG&E ¦ All | Central Heat Pump Replacement | 0.093774 | 1 | 0.92599 | RASS 2019 | 0 | 0 | 1 | 0
LI-HVAC-10.2 | Low Income ¦ Efficient Central Heat Pump Replacement ¦ PG&E ¦ All | Low Income ¦ Efficient Central Heat Pump Replacement | PG&E ¦ All | PG&E | All | Electric | Replacement HP | Efficient | 0 | Conventional | HVAC | Low Income - Multi Family LI | Low Income | ROB Only | 0 | Residential Households | Each | 15 | DEER:HVAC_Eff_HP | -1201 | -0.54045 | 0 | SCE Data request 2022 | 2488.9058 | 2022 | 0 | 3490.8577 | 2022 | 0 | 0 | SCE Data request 2022 and SCE IOU Annual report | Central Heat Pump Replacement ¦ PG&E ¦ All | Central Heat Pump Replacement | 0.093774 | 1 | 0.074013 | RASS 2019 | 0 | 0 | 1 | 0
LI-HVAC-09.3 | Low Income ¦ Average Existing and Code Central Heat Pump Replacement ¦ SCE ¦ All | Low Income ¦ Average Existing and Code Central Heat Pump Replacement | SCE ¦ All | SCE | All | Electric | Standard HP | Average Existing and Code | 0 | Conventional | HVAC | Low Income - Single Family LI | Low Income | ROB Only | 0 | Residential Households | Each | 15 | DEER:HVAC_Eff_HP | 0 | 0 | 0 | SCE Reported Monthly Summary | 0 | 2020 | 0 | 0 | 2020 | 0 | 0 | PY 2021-2026 Energy Savings Assistance Program Table A-4, Planning Assumptions | Central Heat Pump Replacement ¦ SCE ¦ All | Central Heat Pump Replacement | 0.061044 | 1 | 0.98595 | RASS 2019 | 0 | 0 | 1 | 0
LI-HVAC-10.3 | Low Income ¦ Efficient Central Heat Pump Replacement ¦ SCE ¦ All | Low Income ¦ Efficient Central Heat Pump Replacement | SCE ¦ All | SCE | All | Electric | Replacement HP | Efficient | 0 | Conventional | HVAC | Low Income - Single Family LI | Low Income | ROB Only | 0 | Residential Households | Each | 15 | DEER:HVAC_Eff_HP | -1201 | -0.54045 | 0 | SCE Data request 2022 | 2488.9058 | 2022 | 0 | 3490.8577 | 2022 | 0 | 0 | SCE Data request 2022 and SCE IOU Annual report | Central Heat Pump Replacement ¦ SCE ¦ All | Central Heat Pump Replacement | 0.061044 | 1 | 0.014051 | RASS 2019 | 0 | 0 | 1 | 0
LI-HVAC-09.4 | Low Income ¦ Average Existing and Code Central Heat Pump Replacement ¦ SCE ¦ All | Low Income ¦ Average Existing and Code Central Heat Pump Replacement | SCE ¦ All | SCE | All | Electric | Standard HP | Average Existing and Code | 0 | Conventional | HVAC | Low Income - Multi Family LI | Low Income | ROB Only | 0 | Residential Households | Each | 15 | DEER:HVAC_Eff_HP | 0 | 0 | 0 | SCE Reported Monthly Summary | 0 | 2020 | 0 | 0 | 2020 | 0 | 0 | PY 2021-2026 Energy Savings Assistance Program Table A-4, Planning Assumptions | Central Heat Pump Replacement ¦ SCE ¦ All | Central Heat Pump Replacement | 0.093774 | 1 | 0.92599 | RASS 2019 | 0 | 0 | 1 | 0
LI-HVAC-10.4 | Low Income ¦ Efficient Central Heat Pump Replacement ¦ SCE ¦ All | Low Income ¦ Efficient Central Heat Pump Replacement | SCE ¦ All | SCE | All | Electric | Replacement HP | Efficient | 0 | Conventional | HVAC | Low Income - Multi Family LI | Low Income | ROB Only | 0 | Residential Households | Each | 15 | DEER:HVAC_Eff_HP | -1201 | -0.54045 | 0 | SCE Data request 2022 | 2488.9058 | 2022 | 0 | 3490.8577 | 2022 | 0 | 0 | SCE Data request 2022 and SCE IOU Annual report | Central Heat Pump Replacement ¦ SCE ¦ All | Central Heat Pump Replacement | 0.093774 | 1 | 0.074013 | RASS 2019 | 0 | 0 | 1 | 0
LI-HVAC-09.5 | Low Income ¦ Average Existing and Code Central Heat Pump Replacement ¦ SDG&E ¦ All | Low Income ¦ Average Existing and Code Central Heat Pump Replacement | SDG&E ¦ All | SDG&E | All | Electric | Standard HP | Average Existing and Code | 0 | Conventional | HVAC | Low Income - Single Family LI | Low Income | ROB Only | 0 | Residential Households | Each | 15 | DEER:HVAC_Eff_HP | 0 | 0 | 0 | SCE Reported Monthly Summary | 0 | 2020 | 0 | 0 | 2020 | 0 | 0 | PY 2021-2026 Energy Savings Assistance Program Table A-4, Planning Assumptions | Central Heat Pump Replacement ¦ SDG&E ¦ All | Central Heat Pump Replacement | 0.061044 | 1 | 0.98595 | RASS 2019 | 0 | 0 | 1 | 0
LI-HVAC-10.5 | Low Income ¦ Efficient Central Heat Pump Replacement ¦ SDG&E ¦ All | Low Income ¦ Efficient Central Heat Pump Replacement | SDG&E ¦ All | SDG&E | All | Electric | Replacement HP | Efficient | 0 | Conventional | HVAC | Low Income - Single Family LI | Low Income | ROB Only | 0 | Residential Households | Each | 15 | DEER:HVAC_Eff_HP | -1201 | -0.54045 | 0 | SCE Data request 2022 | 2488.9058 | 2022 | 0 | 3490.8577 | 2022 | 0 | 0 | SCE Data request 2022 and SCE IOU Annual report | Central Heat Pump Replacement ¦ SDG&E ¦ All | Central Heat Pump Replacement | 0.061044 | 1 | 0.014051 | RASS 2019 | 0 | 0 | 1 | 0
LI-HVAC-09.6 | Low Income ¦ Average Existing and Code Central Heat Pump Replacement ¦ SDG&E ¦ All | Low Income ¦ Average Existing and Code Central Heat Pump Replacement | SDG&E ¦ All | SDG&E | All | Electric | Standard HP | Average Existing and Code | 0 | Conventional | HVAC | Low Income - Multi Family LI | Low Income | ROB Only | 0 | Residential Households | Each | 15 | DEER:HVAC_Eff_HP | 0 | 0 | 0 | SCE Reported Monthly Summary | 0 | 2020 | 0 | 0 | 2020 | 0 | 0 | PY 2021-2026 Energy Savings Assistance Program Table A-4, Planning Assumptions | Central Heat Pump Replacement ¦ SDG&E ¦ All | Central Heat Pump Replacement | 0.093774 | 1 | 0.92599 | RASS 2019 | 0 | 0 | 1 | 0
LI-HVAC-10.6 | Low Income ¦ Efficient Central Heat Pump Replacement ¦ SDG&E ¦ All | Low Income ¦ Efficient Central Heat Pump Replacement | SDG&E ¦ All | SDG&E | All | Electric | Replacement HP | Efficient | 0 | Conventional | HVAC | Low Income - Multi Family LI | Low Income | ROB Only | 0 | Residential Households | Each | 15 | DEER:HVAC_Eff_HP | -1201 | -0.54045 | 0 | SCE Data request 2022 | 2488.9058 | 2022 | 0 | 3490.8577 | 2022 | 0 | 0 | SCE Data request 2022 and SCE IOU Annual report | Central Heat Pump Replacement ¦ SDG&E ¦ All | Central Heat Pump Replacement | 0.093774 | 1 | 0.074013 | RASS 2019 | 0 | 0 | 1 | 0
LI-HVAC-11.1 | Low Income ¦ Efficient Central Heat Pump - Fuel Sub ¦ PG&E ¦ All | Low Income ¦ Efficient Central Heat Pump - Fuel Sub | PG&E ¦ All | PG&E | All | Electric & Gas | Central Heat Pump - Fuel Sub | Efficient | 0 | Conventional | HVAC | Low Income - Single Family LI | Low Income | ROB and NEW | 1 | Residential Households | Home | 15 | DEER:HVAC_Eff_HP | 1201 | 0.54045 | -21.8409 | SCE Data request 2022 | 2488.9058 | 2022 | 0 | 3490.8577 | 2022 | 0 | 0 | SCE Data request 2022 and SCE IOU Annual report | HE FAU Repair/Replace ¦ PG&E ¦ All | HE FAU Repair/Replace | 0.48129 | 1 | 0 | Same as furnace | 0 | 0 | 1 | 0
LI-HVAC-11.2 | Low Income ¦ Efficient Central Heat Pump - Fuel Sub ¦ PG&E ¦ All | Low Income ¦ Efficient Central Heat Pump - Fuel Sub | PG&E ¦ All | PG&E | All | Electric & Gas | Central Heat Pump - Fuel Sub | Efficient | 0 | Conventional | HVAC | Low Income - Multi Family LI | Low Income | ROB and NEW | 1 | Residential Households | Home | 15 | DEER:HVAC_Eff_HP | 1201 | 0.54045 | -4.5306 | SCE Data request 2022 | 2488.9058 | 2022 | 0 | 3490.8577 | 2022 | 0 | 0 | SCE Data request 2022 and SCE IOU Annual report | HE FAU Repair/Replace ¦ PG&E ¦ All | HE FAU Repair/Replace | 0.15307 | 1 | 0 | Same as furnace | 0 | 0 | 1 | 0
LI-HVAC-11.3 | Low Income ¦ Efficient Central Heat Pump - Fuel Sub ¦ SCG ¦ All | Low Income ¦ Efficient Central Heat Pump - Fuel Sub | SCG ¦ All | SCG | All | Electric & Gas | Central Heat Pump - Fuel Sub | Efficient | 0 | Conventional | HVAC | Low Income - Single Family LI | Low Income | ROB and NEW | 1 | Residential Households | Home | 15 | DEER:HVAC_Eff_HP | 1201 | 0.54045 | -21.8409 | SCE Data request 2022 | 2488.9058 | 2022 | 0 | 3490.8577 | 2022 | 0 | 0 | SCE Data request 2022 and SCE IOU Annual report | HE FAU Repair/Replace ¦ SCG ¦ All | HE FAU Repair/Replace | 0.48129 | 1 | 0 | Same as furnace | 0 | 0 | 1 | 0
LI-HVAC-11.4 | Low Income ¦ Efficient Central Heat Pump - Fuel Sub ¦ SCG ¦ All | Low Income ¦ Efficient Central Heat Pump - Fuel Sub | SCG ¦ All | SCG | All | Electric & Gas | Central Heat Pump - Fuel Sub | Efficient | 0 | Conventional | HVAC | Low Income - Multi Family LI | Low Income | ROB and NEW | 1 | Residential Households | Home | 15 | DEER:HVAC_Eff_HP | 1201 | 0.54045 | -4.5306 | SCE Data request 2022 | 2488.9058 | 2022 | 0 | 3490.8577 | 2022 | 0 | 0 | SCE Data request 2022 and SCE IOU Annual report | HE FAU Repair/Replace ¦ SCG ¦ All | HE FAU Repair/Replace | 0.15307 | 1 | 0 | Same as furnace | 0 | 0 | 1 | 0
LI-HVAC-11.5 | Low Income ¦ Efficient Central Heat Pump - Fuel Sub ¦ SDG&E ¦ All | Low Income ¦ Efficient Central Heat Pump - Fuel Sub | SDG&E ¦ All | SDG&E | All | Electric & Gas | Central Heat Pump - Fuel Sub | Efficient | 0 | Conventional | HVAC | Low Income - Single Family LI | Low Income | ROB and NEW | 1 | Residential Households | Home | 15 | DEER:HVAC_Eff_HP | 1201 | 0.54045 | -21.8409 | SCE Data request 2022 | 2488.9058 | 2022 | 0 | 3490.8577 | 2022 | 0 | 0 | SCE Data request 2022 and SCE IOU Annual report | HE FAU Repair/Replace ¦ SDG&E ¦ All | HE FAU Repair/Replace | 0.48129 | 1 | 0 | Same as furnace | 0 | 0 | 1 | 0
LI-HVAC-11.6 | Low Income ¦ Efficient Central Heat Pump - Fuel Sub ¦ SDG&E ¦ All | Low Income ¦ Efficient Central Heat Pump - Fuel Sub | SDG&E ¦ All | SDG&E | All | Electric & Gas | Central Heat Pump - Fuel Sub | Efficient | 0 | Conventional | HVAC | Low Income - Multi Family LI | Low Income | ROB and NEW | 1 | Residential Households | Home | 15 | DEER:HVAC_Eff_HP | 1201 | 0.54045 | -4.5306 | SCE Data request 2022 | 2488.9058 | 2022 | 0 | 3490.8577 | 2022 | 0 | 0 | SCE Data request 2022 and SCE IOU Annual report | HE FAU Repair/Replace ¦ SDG&E ¦ All | HE FAU Repair/Replace | 0.15307 | 1 | 0 | Same as furnace | 0 | 0 | 1 | 0
LI-HVAC-12.1 | Low Income ¦ Average Existing and Code Duct Insulation ¦ PG&E ¦ All | Low Income ¦ Average Existing and Code Duct Insulation | PG&E ¦ All | PG&E | All | Electric & Gas | No Duct Insulation | Average Existing and Code | 0 | Conventional | HVAC | Low Income - Single Family LI | Low Income | RET Only | 0 | Residential Households | 1000 footprint sq. ft. | 20 | DEER:HVAC_Duct_Sealing | 0 | 0 | 0 | 2021 MICS | 0 | 2020 | 0 | 0 | 2020 | 0 | 0 | 2021 MICS | Duct Insulation ¦ PG&E ¦ All | Duct Insulation | 1.0451 | 1 | 0.78049 | MICS 2021 (CLASS Web Tool - DNV GL 2012; RBSA 2012) | 0 | 0 | 1 | 0
LI-HVAC-13.1 | Low Income ¦ Efficient Duct Insulation ¦ PG&E ¦ All | Low Income ¦ Efficient Duct Insulation | PG&E ¦ All | PG&E | All | Electric & Gas | Duct Insulation | Efficient | 0 | Conventional | HVAC | Low Income - Single Family LI | Low Income | RET Only | 0 | Residential Households | 1000 footprint sq. ft. | 20 | DEER:HVAC_Duct_Sealing | -72.7 | 0 | -1.47 | 2021 MICS | 700 | 2020 | 0 | 800 | 2020 | 0 | 0 | 2021 MICS | Duct Insulation ¦ PG&E ¦ All | Duct Insulation | 1.0451 | 1 | 0.21951 | MICS 2021 (CLASS Web Tool - DNV GL 2012; RBSA 2012) | 0 | 0 | 1 | 0
LI-HVAC-12.2 | Low Income ¦ Average Existing and Code Duct Insulation ¦ PG&E ¦ All | Low Income ¦ Average Existing and Code Duct Insulation | PG&E ¦ All | PG&E | All | Electric & Gas | No Duct Insulation | Average Existing and Code | 0 | Conventional | HVAC | Low Income - Multi Family LI | Low Income | RET Only | 0 | Residential Households | 1000 footprint sq. ft. | 20 | DEER:HVAC_Duct_Sealing | 0 | 0 | 0 | 2021 MICS | 0 | 2020 | 0 | 0 | 2020 | 0 | 0 | 2021 MICS | Duct Insulation ¦ PG&E ¦ All | Duct Insulation | 0.64914 | 1 | 0.78049 | MICS 2021 (CLASS Web Tool - DNV GL 2012; RBSA 2012) | 0 | 0 | 1 | 0
LI-HVAC-13.2 | Low Income ¦ Efficient Duct Insulation ¦ PG&E ¦ All | Low Income ¦ Efficient Duct Insulation | PG&E ¦ All | PG&E | All | Electric & Gas | Duct Insulation | Efficient | 0 | Conventional | HVAC | Low Income - Multi Family LI | Low Income | RET Only | 0 | Residential Households | 1000 footprint sq. ft. | 20 | DEER:HVAC_Duct_Sealing | -72.7 | 0 | -1.47 | 2021 MICS | 700 | 2020 | 0 | 800 | 2020 | 0 | 0 | 2021 MICS | Duct Insulation ¦ PG&E ¦ All | Duct Insulation | 0.64914 | 1 | 0.21951 | MICS 2021 (CLASS Web Tool - DNV GL 2012; RBSA 2012) | 0 | 0 | 1 | 0
LI-HVAC-12.3 | Low Income ¦ Average Existing and Code Duct Insulation ¦ SCE ¦ All | Low Income ¦ Average Existing and Code Duct Insulation | SCE ¦ All | SCE | All | Electric & Gas | No Duct Insulation | Average Existing and Code | 0 | Conventional | HVAC | Low Income - Single Family LI | Low Income | RET Only | 0 | Residential Households | 1000 footprint sq. ft. | 20 | DEER:HVAC_Duct_Sealing | 0 | 0 | 0 | 2021 MICS | 0 | 2020 | 0 | 0 | 2020 | 0 | 0 | 2021 MICS | Duct Insulation ¦ SCE ¦ All | Duct Insulation | 1.0451 | 1 | 0.78049 | MICS 2021 (CLASS Web Tool - DNV GL 2012; RBSA 2012) | 0 | 0 | 1 | 0
LI-HVAC-13.3 | Low Income ¦ Efficient Duct Insulation ¦ SCE ¦ All | Low Income ¦ Efficient Duct Insulation | SCE ¦ All | SCE | All | Electric & Gas | Duct Insulation | Efficient | 0 | Conventional | HVAC | Low Income - Single Family LI | Low Income | RET Only | 0 | Residential Households | 1000 footprint sq. ft. | 20 | DEER:HVAC_Duct_Sealing | -72.7 | 0 | 0 | 2021 MICS | 700 | 2020 | 0 | 800 | 2020 | 0 | 0 | 2021 MICS | Duct Insulation ¦ SCE ¦ All | Duct Insulation | 1.0451 | 1 | 0.21951 | MICS 2021 (CLASS Web Tool - DNV GL 2012; RBSA 2012) | 0 | 0 | 1 | 0
LI-HVAC-12.4 | Low Income ¦ Average Existing and Code Duct Insulation ¦ SCE ¦ All | Low Income ¦ Average Existing and Code Duct Insulation | SCE ¦ All | SCE | All | Electric & Gas | No Duct Insulation | Average Existing and Code | 0 | Conventional | HVAC | Low Income - Multi Family LI | Low Income | RET Only | 0 | Residential Households | 1000 footprint sq. ft. | 20 | DEER:HVAC_Duct_Sealing | 0 | 0 | 0 | 2021 MICS | 0 | 2020 | 0 | 0 | 2020 | 0 | 0 | 2021 MICS | Duct Insulation ¦ SCE ¦ All | Duct Insulation | 0.64914 | 1 | 0.78049 | MICS 2021 (CLASS Web Tool - DNV GL 2012; RBSA 2012) | 0 | 0 | 1 | 0
LI-HVAC-13.4 | Low Income ¦ Efficient Duct Insulation ¦ SCE ¦ All | Low Income ¦ Efficient Duct Insulation | SCE ¦ All | SCE | All | Electric & Gas | Duct Insulation | Efficient | 0 | Conventional | HVAC | Low Income - Multi Family LI | Low Income | RET Only | 0 | Residential Households | 1000 footprint sq. ft. | 20 | DEER:HVAC_Duct_Sealing | -72.7 | 0 | 0 | 2021 MICS | 700 | 2020 | 0 | 800 | 2020 | 0 | 0 | 2021 MICS | Duct Insulation ¦ SCE ¦ All | Duct Insulation | 0.64914 | 1 | 0.21951 | MICS 2021 (CLASS Web Tool - DNV GL 2012; RBSA 2012) | 0 | 0 | 1 | 0
LI-HVAC-12.5 | Low Income ¦ Average Existing and Code Duct Insulation ¦ SDG&E ¦ All | Low Income ¦ Average Existing and Code Duct Insulation | SDG&E ¦ All | SDG&E | All | Electric & Gas | No Duct Insulation | Average Existing and Code | 0 | Conventional | HVAC | Low Income - Single Family LI | Low Income | RET Only | 0 | Residential Households | 1000 footprint sq. ft. | 20 | DEER:HVAC_Duct_Sealing | 0 | 0 | 0 | 2021 MICS | 0 | 2020 | 0 | 0 | 2020 | 0 | 0 | 2021 MICS | Duct Insulation ¦ SDG&E ¦ All | Duct Insulation | 1.0451 | 1 | 0.78049 | MICS 2021 (CLASS Web Tool - DNV GL 2012; RBSA 2012) | 0 | 0 | 1 | 0
LI-HVAC-13.5 | Low Income ¦ Efficient Duct Insulation ¦ SDG&E ¦ All | Low Income ¦ Efficient Duct Insulation | SDG&E ¦ All | SDG&E | All | Electric & Gas | Duct Insulation | Efficient | 0 | Conventional | HVAC | Low Income - Single Family LI | Low Income | RET Only | 0 | Residential Households | 1000 footprint sq. ft. | 20 | DEER:HVAC_Duct_Sealing | -72.7 | 0 | -1.47 | 2021 MICS | 700 | 2020 | 0 | 800 | 2020 | 0 | 0 | 2021 MICS | Duct Insulation ¦ SDG&E ¦ All | Duct Insulation | 1.0451 | 1 | 0.21951 | MICS 2021 (CLASS Web Tool - DNV GL 2012; RBSA 2012) | 0 | 0 | 1 | 0
LI-HVAC-12.6 | Low Income ¦ Average Existing and Code Duct Insulation ¦ SDG&E ¦ All | Low Income ¦ Average Existing and Code Duct Insulation | SDG&E ¦ All | SDG&E | All | Electric & Gas | No Duct Insulation | Average Existing and Code | 0 | Conventional | HVAC | Low Income - Multi Family LI | Low Income | RET Only | 0 | Residential Households | 1000 footprint sq. ft. | 20 | DEER:HVAC_Duct_Sealing | 0 | 0 | 0 | 2021 MICS | 0 | 2020 | 0 | 0 | 2020 | 0 | 0 | 2021 MICS | Duct Insulation ¦ SDG&E ¦ All | Duct Insulation | 0.64914 | 1 | 0.78049 | MICS 2021 (CLASS Web Tool - DNV GL 2012; RBSA 2012) | 0 | 0 | 1 | 0
LI-HVAC-13.6 | Low Income ¦ Efficient Duct Insulation ¦ SDG&E ¦ All | Low Income ¦ Efficient Duct Insulation | SDG&E ¦ All | SDG&E | All | Electric & Gas | Duct Insulation | Efficient | 0 | Conventional | HVAC | Low Income - Multi Family LI | Low Income | RET Only | 0 | Residential Households | 1000 footprint sq. ft. | 20 | DEER:HVAC_Duct_Sealing | -72.7 | 0 | -1.47 | 2021 MICS | 700 | 2020 | 0 | 800 | 2020 | 0 | 0 | 2021 MICS | Duct Insulation ¦ SDG&E ¦ All | Duct Insulation | 0.64914 | 1 | 0.21951 | MICS 2021 (CLASS Web Tool - DNV GL 2012; RBSA 2012) | 0 | 0 | 1 | 0
LI-HVAC-12.7 | Low Income ¦ Average Existing and Code Duct Insulation ¦ SCG ¦ All | Low Income ¦ Average Existing and Code Duct Insulation | SCG ¦ All | SCG | All | Electric & Gas | No Duct Insulation | Average Existing and Code | 0 | Conventional | HVAC | Low Income - Single Family LI | Low Income | RET Only | 0 | Residential Households | 1000 footprint sq. ft. | 20 | DEER:HVAC_Duct_Sealing | 0 | 0 | 0 | 2021 MICS | 0 | 2020 | 0 | 0 | 2020 | 0 | 0 | 2021 MICS | Duct Insulation ¦ SCG ¦ All | Duct Insulation | 1.0451 | 1 | 0.78049 | MICS 2021 (CLASS Web Tool - DNV GL 2012; RBSA 2012) | 0 | 0 | 1 | 0
LI-HVAC-13.7 | Low Income ¦ Efficient Duct Insulation ¦ SCG ¦ All | Low Income ¦ Efficient Duct Insulation | SCG ¦ All | SCG | All | Electric & Gas | Duct Insulation | Efficient | 0 | Conventional | HVAC | Low Income - Single Family LI | Low Income | RET Only | 0 | Residential Households | 1000 footprint sq. ft. | 20 | DEER:HVAC_Duct_Sealing | 0 | 0 | -1.47 | 2021 MICS | 700 | 2020 | 0 | 800 | 2020 | 0 | 0 | 2021 MICS | Duct Insulation ¦ SCG ¦ All | Duct Insulation | 1.0451 | 1 | 0.21951 | MICS 2021 (CLASS Web Tool - DNV GL 2012; RBSA 2012) | 0 | 0 | 1 | 0
LI-HVAC-12.8 | Low Income ¦ Average Existing and Code Duct Insulation ¦ SCG ¦ All | Low Income ¦ Average Existing and Code Duct Insulation | SCG ¦ All | SCG | All | Electric & Gas | No Duct Insulation | Average Existing and Code | 0 | Conventional | HVAC | Low Income - Multi Family LI | Low Income | RET Only | 0 | Residential Households | 1000 footprint sq. ft. | 20 | DEER:HVAC_Duct_Sealing | 0 | 0 | 0 | 2021 MICS | 0 | 2020 | 0 | 0 | 2020 | 0 | 0 | 2021 MICS | Duct Insulation ¦ SCG ¦ All | Duct Insulation | 0.64914 | 1 | 0.78049 | MICS 2021 (CLASS Web Tool - DNV GL 2012; RBSA 2012) | 0 | 0 | 1 | 0
LI-HVAC-13.8 | Low Income ¦ Efficient Duct Insulation ¦ SCG ¦ All | Low Income ¦ Efficient Duct Insulation | SCG ¦ All | SCG | All | Electric & Gas | Duct Insulation | Efficient | 0 | Conventional | HVAC | Low Income - Multi Family LI | Low Income | RET Only | 0 | Residential Households | 1000 footprint sq. ft. | 20 | DEER:HVAC_Duct_Sealing | 0 | 0 | -1.47 | 2021 MICS | 700 | 2020 | 0 | 800 | 2020 | 0 | 0 | 2021 MICS | Duct Insulation ¦ SCG ¦ All | Duct Insulation | 0.64914 | 1 | 0.21951 | MICS 2021 (CLASS Web Tool - DNV GL 2012; RBSA 2012) | 0 | 0 | 1 | 0
LI-HVAC-14.1 | Low Income ¦ Average Existing and Code Duct Sealing ¦ PG&E ¦ All | Low Income ¦ Average Existing and Code Duct Sealing | PG&E ¦ All | PG&E | All | Electric & Gas | No duct sealant | Average Existing and Code | 0 | Conventional | HVAC | Low Income - Single Family LI | Low Income | RET Only | 0 | Residential Households | Home | 25 | DEER:HVAC_Duct_Sealing | 0 | 0 | 0 | SDG&E Data request 2022 | 0 | 2020 | 0 | 0 | 2020 | 0 | 0 | PG&E Data Request 2022 | Duct Sealing ¦ PG&E ¦ All | Duct Sealing | 1.5695 | 1 | 0.78049 | Same as prescriptive duct sealing | 0 | 0 | 1 | 0
LI-HVAC-15.1 | Low Income ¦ Efficient Duct Sealing ¦ PG&E ¦ All | Low Income ¦ Efficient Duct Sealing | PG&E ¦ All | PG&E | All | Electric & Gas | With duct sealing | Efficient | 0 | Conventional | HVAC | Low Income - Single Family LI | Low Income | RET Only | 0 | Residential Households | Home | 25 | DEER:HVAC_Duct_Sealing | -14.9 | -0.003129 | -2.42 | SDG&E Data request 2022 | 39.9274 | 2022 | 0 | 204.3639 | 2022 | 0 | 0 | PG&E Data Request 2022 | Duct Sealing ¦ PG&E ¦ All | Duct Sealing | 1.5695 | 1 | 0.21951 | Same as prescriptive duct sealing | 0 | 0 | 1 | 0
LI-HVAC-14.2 | Low Income ¦ Average Existing and Code Duct Sealing ¦ PG&E ¦ All | Low Income ¦ Average Existing and Code Duct Sealing | PG&E ¦ All | PG&E | All | Electric & Gas | No duct sealant | Average Existing and Code | 0 | Conventional | HVAC | Low Income - Multi Family LI | Low Income | RET Only | 0 | Residential Households | Home | 25 | DEER:HVAC_Duct_Sealing | 0 | 0 | 0 | SDG&E Data request 2022 | 0 | 2020 | 0 | 0 | 2020 | 0 | 0 | PG&E Data Request 2022 | Duct Sealing ¦ PG&E ¦ All | Duct Sealing | 0.57308 | 1 | 0.78049 | Same as prescriptive duct sealing | 0 | 0 | 1 | 0
LI-HVAC-15.2 | Low Income ¦ Efficient Duct Sealing ¦ PG&E ¦ All | Low Income ¦ Efficient Duct Sealing | PG&E ¦ All | PG&E | All | Electric & Gas | With duct sealing | Efficient | 0 | Conventional | HVAC | Low Income - Multi Family LI | Low Income | RET Only | 0 | Residential Households | Home | 25 | DEER:HVAC_Duct_Sealing | -14.9 | -0.003129 | -2.42 | SDG&E Data request 2022 | 39.9274 | 2022 | 0 | 204.3639 | 2022 | 0 | 0 | PG&E Data Request 2022 | Duct Sealing ¦ PG&E ¦ All | Duct Sealing | 0.57308 | 1 | 0.21951 | Same as prescriptive duct sealing | 0 | 0 | 1 | 0
LI-HVAC-14.3 | Low Income ¦ Average Existing and Code Duct Sealing ¦ SCE ¦ All | Low Income ¦ Average Existing and Code Duct Sealing | SCE ¦ All | SCE | All | Electric & Gas | No duct sealant | Average Existing and Code | 0 | Conventional | HVAC | Low Income - Single Family LI | Low Income | RET Only | 0 | Residential Households | Home | 25 | DEER:HVAC_Duct_Sealing | 0 | 0 | 0 | SDG&E Data request 2022 | 0 | 2020 | 0 | 0 | 2020 | 0 | 0 | PG&E Data Request 2022 | Duct Sealing ¦ SCE ¦ All | Duct Sealing | 1.5695 | 1 | 0.78049 | Same as prescriptive duct sealing | 0 | 0 | 1 | 0
LI-HVAC-15.3 | Low Income ¦ Efficient Duct Sealing ¦ SCE ¦ All | Low Income ¦ Efficient Duct Sealing | SCE ¦ All | SCE | All | Electric & Gas | With duct sealing | Efficient | 0 | Conventional | HVAC | Low Income - Single Family LI | Low Income | RET Only | 0 | Residential Households | Home | 25 | DEER:HVAC_Duct_Sealing | -14.9 | -0.003129 | 0 | SDG&E Data request 2022 | 39.9274 | 2022 | 0 | 204.3639 | 2022 | 0 | 0 | PG&E Data Request 2022 | Duct Sealing ¦ SCE ¦ All | Duct Sealing | 1.5695 | 1 | 0.21951 | Same as prescriptive duct sealing | 0 | 0 | 1 | 0
LI-HVAC-14.4 | Low Income ¦ Average Existing and Code Duct Sealing ¦ SCE ¦ All | Low Income ¦ Average Existing and Code Duct Sealing | SCE ¦ All | SCE | All | Electric & Gas | No duct sealant | Average Existing and Code | 0 | Conventional | HVAC | Low Income - Multi Family LI | Low Income | RET Only | 0 | Residential Households | Home | 25 | DEER:HVAC_Duct_Sealing | 0 | 0 | 0 | SDG&E Data request 2022 | 0 | 2020 | 0 | 0 | 2020 | 0 | 0 | PG&E Data Request 2022 | Duct Sealing ¦ SCE ¦ All | Duct Sealing | 0.57308 | 1 | 0.78049 | Same as prescriptive duct sealing | 0 | 0 | 1 | 0
LI-HVAC-15.4 | Low Income ¦ Efficient Duct Sealing ¦ SCE ¦ All | Low Income ¦ Efficient Duct Sealing | SCE ¦ All | SCE | All | Electric & Gas | With duct sealing | Efficient | 0 | Conventional | HVAC | Low Income - Multi Family LI | Low Income | RET Only | 0 | Residential Households | Home | 25 | DEER:HVAC_Duct_Sealing | -14.9 | -0.003129 | 0 | SDG&E Data request 2022 | 39.9274 | 2022 | 0 | 204.3639 | 2022 | 0 | 0 | PG&E Data Request 2022 | Duct Sealing ¦ SCE ¦ All | Duct Sealing | 0.57308 | 1 | 0.21951 | Same as prescriptive duct sealing | 0 | 0 | 1 | 0
LI-HVAC-14.5 | Low Income ¦ Average Existing and Code Duct Sealing ¦ SDG&E ¦ All | Low Income ¦ Average Existing and Code Duct Sealing | SDG&E ¦ All | SDG&E | All | Electric & Gas | No duct sealant | Average Existing and Code | 0 | Conventional | HVAC | Low Income - Single Family LI | Low Income | RET Only | 0 | Residential Households | Home | 25 | DEER:HVAC_Duct_Sealing | 0 | 0 | 0 | SDG&E Data request 2022 | 0 | 2020 | 0 | 0 | 2020 | 0 | 0 | PG&E Data Request 2022 | Duct Sealing ¦ SDG&E ¦ All | Duct Sealing | 1.5695 | 1 | 0.78049 | Same as prescriptive duct sealing | 0 | 0 | 1 | 0
LI-HVAC-15.5 | Low Income ¦ Efficient Duct Sealing ¦ SDG&E ¦ All | Low Income ¦ Efficient Duct Sealing | SDG&E ¦ All | SDG&E | All | Electric & Gas | With duct sealing | Efficient | 0 | Conventional | HVAC | Low Income - Single Family LI | Low Income | RET Only | 0 | Residential Households | Home | 25 | DEER:HVAC_Duct_Sealing | -14.9 | -0.003129 | -2.42 | SDG&E Data request 2022 | 39.9274 | 2022 | 0 | 204.3639 | 2022 | 0 | 0 | PG&E Data Request 2022 | Duct Sealing ¦ SDG&E ¦ All | Duct Sealing | 1.5695 | 1 | 0.21951 | Same as prescriptive duct sealing | 0 | 0 | 1 | 0
LI-HVAC-14.6 | Low Income ¦ Average Existing and Code Duct Sealing ¦ SDG&E ¦ All | Low Income ¦ Average Existing and Code Duct Sealing | SDG&E ¦ All | SDG&E | All | Electric & Gas | No duct sealant | Average Existing and Code | 0 | Conventional | HVAC | Low Income - Multi Family LI | Low Income | RET Only | 0 | Residential Households | Home | 25 | DEER:HVAC_Duct_Sealing | 0 | 0 | 0 | SDG&E Data request 2022 | 0 | 2020 | 0 | 0 | 2020 | 0 | 0 | PG&E Data Request 2022 | Duct Sealing ¦ SDG&E ¦ All | Duct Sealing | 0.57308 | 1 | 0.78049 | Same as prescriptive duct sealing | 0 | 0 | 1 | 0
LI-HVAC-15.6 | Low Income ¦ Efficient Duct Sealing ¦ SDG&E ¦ All | Low Income ¦ Efficient Duct Sealing | SDG&E ¦ All | SDG&E | All | Electric & Gas | With duct sealing | Efficient | 0 | Conventional | HVAC | Low Income - Multi Family LI | Low Income | RET Only | 0 | Residential Households | Home | 25 | DEER:HVAC_Duct_Sealing | -14.9 | -0.003129 | -2.42 | SDG&E Data request 2022 | 39.9274 | 2022 | 0 | 204.3639 | 2022 | 0 | 0 | PG&E Data Request 2022 | Duct Sealing ¦ SDG&E ¦ All | Duct Sealing | 0.57308 | 1 | 0.21951 | Same as prescriptive duct sealing | 0 | 0 | 1 | 0
LI-HVAC-14.7 | Low Income ¦ Average Existing and Code Duct Sealing ¦ SCG ¦ All | Low Income ¦ Average Existing and Code Duct Sealing | SCG ¦ All | SCG | All | Electric & Gas | No duct sealant | Average Existing and Code | 0 | Conventional | HVAC | Low Income - Single Family LI | Low Income | RET Only | 0 | Residential Households | Home | 25 | DEER:HVAC_Duct_Sealing | 0 | 0 | 0 | SDG&E Data request 2022 | 0 | 2020 | 0 | 0 | 2020 | 0 | 0 | PG&E Data Request 2022 | Duct Sealing ¦ SCG ¦ All | Duct Sealing | 1.5695 | 1 | 0.78049 | Same as prescriptive duct sealing | 0 | 0 | 1 | 0
LI-HVAC-15.7 | Low Income ¦ Efficient Duct Sealing ¦ SCG ¦ All | Low Income ¦ Efficient Duct Sealing | SCG ¦ All | SCG | All | Electric & Gas | With duct sealing | Efficient | 0 | Conventional | HVAC | Low Income - Single Family LI | Low Income | RET Only | 0 | Residential Households | Home | 25 | DEER:HVAC_Duct_Sealing | -14.9 | -0.003129 | -2.42 | SDG&E Data request 2022 | 39.9274 | 2022 | 0 | 204.3639 | 2022 | 0 | 0 | PG&E Data Request 2022 | Duct Sealing ¦ SCG ¦ All | Duct Sealing | 1.5695 | 1 | 0.21951 | Same as prescriptive duct sealing | 0 | 0 | 1 | 0
LI-HVAC-14.8 | Low Income ¦ Average Existing and Code Duct Sealing ¦ SCG ¦ All | Low Income ¦ Average Existing and Code Duct Sealing | SCG ¦ All | SCG | All | Electric & Gas | No duct sealant | Average Existing and Code | 0 | Conventional | HVAC | Low Income - Multi Family LI | Low Income | RET Only | 0 | Residential Households | Home | 25 | DEER:HVAC_Duct_Sealing | 0 | 0 | 0 | SDG&E Data request 2022 | 0 | 2020 | 0 | 0 | 2020 | 0 | 0 | PG&E Data Request 2022 | Duct Sealing ¦ SCG ¦ All | Duct Sealing | 0.57308 | 1 | 0.78049 | Same as prescriptive duct sealing | 0 | 0 | 1 | 0
LI-HVAC-15.8 | Low Income ¦ Efficient Duct Sealing ¦ SCG ¦ All | Low Income ¦ Efficient Duct Sealing | SCG ¦ All | SCG | All | Electric & Gas | With duct sealing | Efficient | 0 | Conventional | HVAC | Low Income - Multi Family LI | Low Income | RET Only | 0 | Residential Households | Home | 25 | DEER:HVAC_Duct_Sealing | -14.9 | -0.003129 | -2.42 | SDG&E Data request 2022 | 39.9274 | 2022 | 0 | 204.3639 | 2022 | 0 | 0 | PG&E Data Request 2022 | Duct Sealing ¦ SCG ¦ All | Duct Sealing | 0.57308 | 1 | 0.21951 | Same as prescriptive duct sealing | 0 | 0 | 1 | 0
LI-HVAC-18.1 | Low Income ¦ Average Existing and Code Fan Controller ¦ PG&E ¦ All | Low Income ¦ Average Existing and Code Fan Controller | PG&E ¦ All | PG&E | All | Electric | Average fan controller | Average Existing and Code | 0 | Conventional | HVAC | Low Income - Single Family LI | Low Income | RET Only | 0 | Residential Households | Home | 5 | DEER:HVAC_Eff_AC | 0 | 0 | 0 | SCE and SDG&E Data Requests 2022 | 0 | 2022 | 0 | 0 | 2022 | 0 | 0 | SCE Data Request 2021 | Fan Controllers ¦ PG&E ¦ All | Fan Controllers | 0.65839 | 1 | 0.98 | MICS 2021 (CLASS Web Tool - DNV GL 2012; EEStats) | 0 | 0 | 1 | 0
LI-HVAC-19.1 | Low Income ¦ Efficient Fan Controller ¦ PG&E ¦ All | Low Income ¦ Efficient Fan Controller | PG&E ¦ All | PG&E | All | Electric | Efficeint fan controller | Efficient | 0 | Conventional | HVAC | Low Income - Single Family LI | Low Income | RET Only | 0 | Residential Households | Home | 5 | DEER:HVAC_Eff_AC | -156.7875 | -0.054509 | 0 | SCE and SDG&E Data Requests 2022 | 108 | 2022 | 0 | 32 | 2022 | 0 | 0 | SCE Data Request 2022 | Fan Controllers ¦ PG&E ¦ All | Fan Controllers | 0.65839 | 1 | 0.02 | MICS 2021 (CLASS Web Tool - DNV GL 2012; EEStats) | 0 | 0 | 1 | 0
LI-HVAC-18.2 | Low Income ¦ Average Existing and Code Fan Controller ¦ PG&E ¦ All | Low Income ¦ Average Existing and Code Fan Controller | PG&E ¦ All | PG&E | All | Electric | Average fan controller | Average Existing and Code | 0 | Conventional | HVAC | Low Income - Multi Family LI | Low Income | RET Only | 0 | Residential Households | Home | 5 | DEER:HVAC_Eff_AC | 0 | 0 | 0 | SCE and SDG&E Data Requests 2022 | 0 | 2022 | 0 | 0 | 2022 | 0 | 0 | SCE Data Request 2021 | Fan Controllers ¦ PG&E ¦ All | Fan Controllers | 0.30838 | 1 | 0.98 | MICS 2021 (CLASS Web Tool - DNV GL 2012; EEStats) | 0 | 0 | 1 | 0
LI-HVAC-19.2 | Low Income ¦ Efficient Fan Controller ¦ PG&E ¦ All | Low Income ¦ Efficient Fan Controller | PG&E ¦ All | PG&E | All | Electric | Efficeint fan controller | Efficient | 0 | Conventional | HVAC | Low Income - Multi Family LI | Low Income | RET Only | 0 | Residential Households | Home | 5 | DEER:HVAC_Eff_AC | -156.7875 | -0.054509 | 0 | SCE and SDG&E Data Requests 2022 | 108 | 2022 | 0 | 32 | 2022 | 0 | 0 | SCE Data Request 2022 | Fan Controllers ¦ PG&E ¦ All | Fan Controllers | 0.30838 | 1 | 0.02 | MICS 2021 (CLASS Web Tool - DNV GL 2012; EEStats) | 0 | 0 | 1 | 0
LI-HVAC-18.3 | Low Income ¦ Average Existing and Code Fan Controller ¦ SCE ¦ All | Low Income ¦ Average Existing and Code Fan Controller | SCE ¦ All | SCE | All | Electric | Average fan controller | Average Existing and Code | 0 | Conventional | HVAC | Low Income - Single Family LI | Low Income | RET Only | 0 | Residential Households | Home | 5 | DEER:HVAC_Eff_AC | 0 | 0 | 0 | SCE and SDG&E Data Requests 2022 | 0 | 2022 | 0 | 0 | 2022 | 0 | 0 | SCE Data Request 2021 | Fan Controllers ¦ SCE ¦ All | Fan Controllers | 0.65839 | 1 | 0.98 | MICS 2021 (CLASS Web Tool - DNV GL 2012; EEStats) | 0 | 0 | 1 | 0
LI-HVAC-19.3 | Low Income ¦ Efficient Fan Controller ¦ SCE ¦ All | Low Income ¦ Efficient Fan Controller | SCE ¦ All | SCE | All | Electric | Efficeint fan controller | Efficient | 0 | Conventional | HVAC | Low Income - Single Family LI | Low Income | RET Only | 0 | Residential Households | Home | 5 | DEER:HVAC_Eff_AC | -156.7875 | -0.054509 | 0 | SCE and SDG&E Data Requests 2022 | 108 | 2022 | 0 | 32 | 2022 | 0 | 0 | SCE Data Request 2022 | Fan Controllers ¦ SCE ¦ All | Fan Controllers | 0.65839 | 1 | 0.02 | MICS 2021 (CLASS Web Tool - DNV GL 2012; EEStats) | 0 | 0 | 1 | 0
LI-HVAC-18.4 | Low Income ¦ Average Existing and Code Fan Controller ¦ SCE ¦ All | Low Income ¦ Average Existing and Code Fan Controller | SCE ¦ All | SCE | All | Electric | Average fan controller | Average Existing and Code | 0 | Conventional | HVAC | Low Income - Multi Family LI | Low Income | RET Only | 0 | Residential Households | Home | 5 | DEER:HVAC_Eff_AC | 0 | 0 | 0 | SCE and SDG&E Data Requests 2022 | 0 | 2022 | 0 | 0 | 2022 | 0 | 0 | SCE Data Request 2021 | Fan Controllers ¦ SCE ¦ All | Fan Controllers | 0.30838 | 1 | 0.98 | MICS 2021 (CLASS Web Tool - DNV GL 2012; EEStats) | 0 | 0 | 1 | 0
LI-HVAC-19.4 | Low Income ¦ Efficient Fan Controller ¦ SCE ¦ All | Low Income ¦ Efficient Fan Controller | SCE ¦ All | SCE | All | Electric | Efficeint fan controller | Efficient | 0 | Conventional | HVAC | Low Income - Multi Family LI | Low Income | RET Only | 0 | Residential Households | Home | 5 | DEER:HVAC_Eff_AC | -156.7875 | -0.054509 | 0 | SCE and SDG&E Data Requests 2022 | 108 | 2022 | 0 | 32 | 2022 | 0 | 0 | SCE Data Request 2022 | Fan Controllers ¦ SCE ¦ All | Fan Controllers | 0.30838 | 1 | 0.02 | MICS 2021 (CLASS Web Tool - DNV GL 2012; EEStats) | 0 | 0 | 1 | 0
LI-HVAC-18.5 | Low Income ¦ Average Existing and Code Fan Controller ¦ SDG&E ¦ All | Low Income ¦ Average Existing and Code Fan Controller | SDG&E ¦ All | SDG&E | All | Electric | Average fan controller | Average Existing and Code | 0 | Conventional | HVAC | Low Income - Single Family LI | Low Income | RET Only | 0 | Residential Households | Home | 5 | DEER:HVAC_Eff_AC | 0 | 0 | 0 | SCE and SDG&E Data Requests 2022 | 0 | 2022 | 0 | 0 | 2022 | 0 | 0 | SCE Data Request 2021 | Fan Controllers ¦ SDG&E ¦ All | Fan Controllers | 0.65839 | 1 | 0.98 | MICS 2021 (CLASS Web Tool - DNV GL 2012; EEStats) | 0 | 0 | 1 | 0
LI-HVAC-19.5 | Low Income ¦ Efficient Fan Controller ¦ SDG&E ¦ All | Low Income ¦ Efficient Fan Controller | SDG&E ¦ All | SDG&E | All | Electric | Efficeint fan controller | Efficient | 0 | Conventional | HVAC | Low Income - Single Family LI | Low Income | RET Only | 0 | Residential Households | Home | 5 | DEER:HVAC_Eff_AC | -156.7875 | -0.054509 | 0 | SCE and SDG&E Data Requests 2022 | 108 | 2022 | 0 | 32 | 2022 | 0 | 0 | SCE Data Request 2022 | Fan Controllers ¦ SDG&E ¦ All | Fan Controllers | 0.65839 | 1 | 0.02 | MICS 2021 (CLASS Web Tool - DNV GL 2012; EEStats) | 0 | 0 | 1 | 0
LI-HVAC-18.6 | Low Income ¦ Average Existing and Code Fan Controller ¦ SDG&E ¦ All | Low Income ¦ Average Existing and Code Fan Controller | SDG&E ¦ All | SDG&E | All | Electric | Average fan controller | Average Existing and Code | 0 | Conventional | HVAC | Low Income - Multi Family LI | Low Income | RET Only | 0 | Residential Households | Home | 5 | DEER:HVAC_Eff_AC | 0 | 0 | 0 | SCE and SDG&E Data Requests 2022 | 0 | 2022 | 0 | 0 | 2022 | 0 | 0 | SCE Data Request 2021 | Fan Controllers ¦ SDG&E ¦ All | Fan Controllers | 0.30838 | 1 | 0.98 | MICS 2021 (CLASS Web Tool - DNV GL 2012; EEStats) | 0 | 0 | 1 | 0
LI-HVAC-19.6 | Low Income ¦ Efficient Fan Controller ¦ SDG&E ¦ All | Low Income ¦ Efficient Fan Controller | SDG&E ¦ All | SDG&E | All | Electric | Efficeint fan controller | Efficient | 0 | Conventional | HVAC | Low Income - Multi Family LI | Low Income | RET Only | 0 | Residential Households | Home | 5 | DEER:HVAC_Eff_AC | -156.7875 | -0.054509 | 0 | SCE and SDG&E Data Requests 2022 | 108 | 2022 | 0 | 32 | 2022 | 0 | 0 | SCE Data Request 2022 | Fan Controllers ¦ SDG&E ¦ All | Fan Controllers | 0.30838 | 1 | 0.02 | MICS 2021 (CLASS Web Tool - DNV GL 2012; EEStats) | 0 | 0 | 1 | 0
LI-HVAC-20.1 | Low Income ¦ Average Existing and Code Evaporative Coolers ¦ PG&E ¦ All | Low Income ¦ Average Existing and Code Evaporative Coolers | PG&E ¦ All | PG&E | All | Electric | Standard Evap Cooler | Average Existing and Code | 0 | Conventional | HVAC | Low Income - Single Family LI | Low Income | ROB and NEW | 0 | Residential Households | Home | 15 | DEER:HVAC_Eff_AC | 0 | 0 | 0 | 0 | 0 | 2022 | 0 | 0 | 2022 | 0 | 0 | 0 | Evaporative Coolers ¦ PG&E ¦ All | Evaporative Coolers | 0.11916 | 1 | 0.3 | RASS 2019 | 0 | 0 | 1 | 0
LI-HVAC-21.1 | Low Income ¦ Efficient Evaporative Coolers ¦ PG&E ¦ All | Low Income ¦ Efficient Evaporative Coolers | PG&E ¦ All | PG&E | All | Electric | Efficient Evaporative Cooler | Efficient | 0 | Conventional | HVAC | Low Income - Single Family LI | Low Income | ROB and NEW | 0 | Residential Households | Home | 15 | DEER:HVAC_Eff_AC | -376.4721 | -0.060241 | 0 | PG&E Data Request 2022 | 890.8813 | 2022 | 0 | 540 | 2022 | 0 | 0 | PG&E Data request 2022 | Evaporative Coolers ¦ PG&E ¦ All | Evaporative Coolers | 0.11916 | 1 | 0.7 | RASS 2019 | 0 | 0 | 1 | 0
LI-HVAC-20.2 | Low Income ¦ Average Existing and Code Evaporative Coolers ¦ PG&E ¦ All | Low Income ¦ Average Existing and Code Evaporative Coolers | PG&E ¦ All | PG&E | All | Electric | Standard Evap Cooler | Average Existing and Code | 0 | Conventional | HVAC | Low Income - Multi Family LI | Low Income | ROB and NEW | 0 | Residential Households | Home | 15 | DEER:HVAC_Eff_AC | 0 | 0 | 0 | 0 | 0 | 2022 | 0 | 0 | 2022 | 0 | 0 | 0 | Evaporative Coolers ¦ PG&E ¦ All | Evaporative Coolers | 0.068404 | 1 | 0.3 | RASS 2019 | 0 | 0 | 1 | 0
LI-HVAC-21.2 | Low Income ¦ Efficient Evaporative Coolers ¦ PG&E ¦ All | Low Income ¦ Efficient Evaporative Coolers | PG&E ¦ All | PG&E | All | Electric | Efficient Evaporative Cooler | Efficient | 0 | Conventional | HVAC | Low Income - Multi Family LI | Low Income | ROB and NEW | 0 | Residential Households | Home | 15 | DEER:HVAC_Eff_AC | -376.4721 | -0.060241 | 0 | PG&E Data Request 2022 | 890.8813 | 2022 | 0 | 540 | 2022 | 0 | 0 | PG&E Data request 2022 | Evaporative Coolers ¦ PG&E ¦ All | Evaporative Coolers | 0.068404 | 1 | 0.7 | RASS 2019 | 0 | 0 | 1 | 0
LI-HVAC-20.3 | Low Income ¦ Average Existing and Code Evaporative Coolers ¦ SCE ¦ All | Low Income ¦ Average Existing and Code Evaporative Coolers | SCE ¦ All | SCE | All | Electric | No evaporative cooler | Average Existing and Code | 0 | Conventional | HVAC | Low Income - Single Family LI | Low Income | ROB and NEW | 0 | Residential Households | Home | 15 | DEER:HVAC_Eff_AC | 0 | 0 | 0 | 0 | 0 | 2022 | 0 | 0 | 2022 | 0 | 0 | 0 | Evaporative Coolers ¦ SCE ¦ All | Evaporative Coolers | 0.11916 | 1 | 0.3 | RASS 2019 | 0 | 0 | 1 | 0
LI-HVAC-21.3 | Low Income ¦ Efficient Evaporative Coolers ¦ SCE ¦ All | Low Income ¦ Efficient Evaporative Coolers | SCE ¦ All | SCE | All | Electric | Efficient evaporative cooler | Efficient | 0 | Conventional | HVAC | Low Income - Single Family LI | Low Income | ROB and NEW | 0 | Residential Households | Home | 15 | DEER:HVAC_Eff_AC | -376.4721 | -0.060241 | 0 | PG&E Data Request 2022 | 890.8813 | 2022 | 0 | 540 | 2022 | 0 | 0 | PG&E Data request 2022 | Evaporative Coolers ¦ SCE ¦ All | Evaporative Coolers | 0.11916 | 1 | 0.7 | RASS 2019 | 0 | 0 | 1 | 0
LI-HVAC-20.4 | Low Income ¦ Average Existing and Code Evaporative Coolers ¦ SCE ¦ All | Low Income ¦ Average Existing and Code Evaporative Coolers | SCE ¦ All | SCE | All | Electric | No evaporative cooler | Average Existing and Code | 0 | Conventional | HVAC | Low Income - Multi Family LI | Low Income | ROB and NEW | 0 | Residential Households | Home | 15 | DEER:HVAC_Eff_AC | 0 | 0 | 0 | 0 | 0 | 2022 | 0 | 0 | 2022 | 0 | 0 | 0 | Evaporative Coolers ¦ SCE ¦ All | Evaporative Coolers | 0.068404 | 1 | 0.3 | RASS 2019 | 0 | 0 | 1 | 0
LI-HVAC-21.4 | Low Income ¦ Efficient Evaporative Coolers ¦ SCE ¦ All | Low Income ¦ Efficient Evaporative Coolers | SCE ¦ All | SCE | All | Electric | Efficient evaporative cooler | Efficient | 0 | Conventional | HVAC | Low Income - Multi Family LI | Low Income | ROB and NEW | 0 | Residential Households | Home | 15 | DEER:HVAC_Eff_AC | -376.4721 | -0.060241 | 0 | PG&E Data Request 2022 | 890.8813 | 2022 | 0 | 540 | 2022 | 0 | 0 | PG&E Data request 2022 | Evaporative Coolers ¦ SCE ¦ All | Evaporative Coolers | 0.068404 | 1 | 0.7 | RASS 2019 | 0 | 0 | 1 | 0
LI-HVAC-20.5 | Low Income ¦ Average Existing and Code Evaporative Coolers ¦ SDG&E ¦ All | Low Income ¦ Average Existing and Code Evaporative Coolers | SDG&E ¦ All | SDG&E | All | Electric | No evaporative cooler | Average Existing and Code | 0 | Conventional | HVAC | Low Income - Single Family LI | Low Income | ROB and NEW | 0 | Residential Households | Home | 15 | DEER:HVAC_Eff_AC | 0 | 0 | 0 | 0 | 0 | 2022 | 0 | 0 | 2022 | 0 | 0 | 0 | Evaporative Coolers ¦ SDG&E ¦ All | Evaporative Coolers | 0.11916 | 1 | 0.3 | RASS 2019 | 0 | 0 | 1 | 0
LI-HVAC-21.5 | Low Income ¦ Efficient Evaporative Coolers ¦ SDG&E ¦ All | Low Income ¦ Efficient Evaporative Coolers | SDG&E ¦ All | SDG&E | All | Electric | Efficient evaporative cooler | Efficient | 0 | Conventional | HVAC | Low Income - Single Family LI | Low Income | ROB and NEW | 0 | Residential Households | Home | 15 | DEER:HVAC_Eff_AC | -376.4721 | -0.060241 | 0 | PG&E Data Request 2022 | 890.8813 | 2022 | 0 | 540 | 2022 | 0 | 0 | PG&E Data request 2022 | Evaporative Coolers ¦ SDG&E ¦ All | Evaporative Coolers | 0.11916 | 1 | 0.7 | RASS 2019 | 0 | 0 | 1 | 0
LI-HVAC-20.6 | Low Income ¦ Average Existing and Code Evaporative Coolers ¦ SDG&E ¦ All | Low Income ¦ Average Existing and Code Evaporative Coolers | SDG&E ¦ All | SDG&E | All | Electric | No evaporative cooler | Average Existing and Code | 0 | Conventional | HVAC | Low Income - Multi Family LI | Low Income | ROB and NEW | 0 | Residential Households | Home | 15 | DEER:HVAC_Eff_AC | 0 | 0 | 0 | 0 | 0 | 2022 | 0 | 0 | 2022 | 0 | 0 | 0 | Evaporative Coolers ¦ SDG&E ¦ All | Evaporative Coolers | 0.068404 | 1 | 0.3 | RASS 2019 | 0 | 0 | 1 | 0
LI-HVAC-21.6 | Low Income ¦ Efficient Evaporative Coolers ¦ SDG&E ¦ All | Low Income ¦ Efficient Evaporative Coolers | SDG&E ¦ All | SDG&E | All | Electric | Efficient evaporative cooler | Efficient | 0 | Conventional | HVAC | Low Income - Multi Family LI | Low Income | ROB and NEW | 0 | Residential Households | Home | 15 | DEER:HVAC_Eff_AC | -376.4721 | -0.060241 | 0 | PG&E Data Request 2022 | 890.8813 | 2022 | 0 | 540 | 2022 | 0 | 0 | PG&E Data request 2022 | Evaporative Coolers ¦ SDG&E ¦ All | Evaporative Coolers | 0.068404 | 1 | 0.7 | RASS 2019 | 0 | 0 | 1 | 0
LI-HVAC-24.1 | Low Income ¦ Average Existing and Code Furnace Clean and Tune ¦ PG&E ¦ All | Low Income ¦ Average Existing and Code Furnace Clean and Tune | PG&E ¦ All | PG&E | All | Gas | No Furnace Clean & Tune | Average Existing and Code | 0 | Conventional | HVAC | Low Income - Single Family LI | Low Income | RET Only | 0 | Residential Households | Home | 3 | None | 0 | 0 | 0 | SCG Data request 2022 | 0 | 2020 | 0 | 0 | 2020 | 0 | 0 | SCG Data request 2022 | Furnace Clean & Tune ¦ PG&E ¦ All | Furnace Clean & Tune | 0.481 | 1 | 0.65216 | RASS 2019 | 0 | 0 | 1 | 0
LI-HVAC-25.1 | Low Income ¦ Efficient Furnace Clean and Tune ¦ PG&E ¦ All | Low Income ¦ Efficient Furnace Clean and Tune | PG&E ¦ All | PG&E | All | Gas | Furnace Clean and Tune | Efficient | 0 | Conventional | HVAC | Low Income - Single Family LI | Low Income | RET Only | 0 | Residential Households | Home | 3 | None | 0 | 0 | 1.23 | SCG Data request 2022 | 0 | 2022 | 0 | 59.8665 | 2022 | 0 | 0 | SCG Data request 2022 | Furnace Clean & Tune ¦ PG&E ¦ All | Furnace Clean & Tune | 0.481 | 1 | 0.34784 | RASS 2019 | 0 | 0 | 1 | 0
LI-HVAC-24.2 | Low Income ¦ Average Existing and Code Furnace Clean and Tune ¦ PG&E ¦ All | Low Income ¦ Average Existing and Code Furnace Clean and Tune | PG&E ¦ All | PG&E | All | Gas | No Furnace Clean & Tune | Average Existing and Code | 0 | Conventional | HVAC | Low Income - Multi Family LI | Low Income | RET Only | 0 | Residential Households | Home | 3 | None | 0 | 0 | 0 | SCG Data request 2022 | 0 | 2020 | 0 | 0 | 2020 | 0 | 0 | SCG Data request 2022 | Furnace Clean & Tune ¦ PG&E ¦ All | Furnace Clean & Tune | 0.18576 | 1 | 0.7281 | RASS 2019 | 0 | 0 | 1 | 0
LI-HVAC-25.2 | Low Income ¦ Efficient Furnace Clean and Tune ¦ PG&E ¦ All | Low Income ¦ Efficient Furnace Clean and Tune | PG&E ¦ All | PG&E | All | Gas | Furnace Clean and Tune | Efficient | 0 | Conventional | HVAC | Low Income - Multi Family LI | Low Income | RET Only | 0 | Residential Households | Home | 3 | None | 0 | 0 | 1.23 | SCG Data request 2022 | 0 | 2022 | 0 | 59.8665 | 2022 | 0 | 0 | SCG Data request 2022 | Furnace Clean & Tune ¦ PG&E ¦ All | Furnace Clean & Tune | 0.18576 | 1 | 0.2719 | RASS 2019 | 0 | 0 | 1 | 0
LI-HVAC-24.3 | Low Income ¦ Average Existing and Code Furnace Clean and Tune ¦ SCG ¦ All | Low Income ¦ Average Existing and Code Furnace Clean and Tune | SCG ¦ All | SCG | All | Gas | No Furnace Clean & Tune | Average Existing and Code | 0 | Conventional | HVAC | Low Income - Single Family LI | Low Income | RET Only | 0 | Residential Households | Home | 3 | None | 0 | 0 | 0 | SCG Data request 2022 | 0 | 2020 | 0 | 0 | 2020 | 0 | 0 | SCG Data request 2022 | Furnace Clean & Tune ¦ SCG ¦ All | Furnace Clean & Tune | 0.481 | 1 | 0.65216 | RASS 2019 | 0 | 0 | 1 | 0
LI-HVAC-25.3 | Low Income ¦ Efficient Furnace Clean and Tune ¦ SCG ¦ All | Low Income ¦ Efficient Furnace Clean and Tune | SCG ¦ All | SCG | All | Gas | Furnace Clean and Tune | Efficient | 0 | Conventional | HVAC | Low Income - Single Family LI | Low Income | RET Only | 0 | Residential Households | Home | 3 | None | 0 | 0 | 1.23 | SCG Data request 2022 | 0 | 2022 | 0 | 59.8665 | 2022 | 0 | 0 | SCG Data request 2022 | Furnace Clean & Tune ¦ SCG ¦ All | Furnace Clean & Tune | 0.481 | 1 | 0.34784 | RASS 2019 | 0 | 0 | 1 | 0
LI-HVAC-24.4 | Low Income ¦ Average Existing and Code Furnace Clean and Tune ¦ SCG ¦ All | Low Income ¦ Average Existing and Code Furnace Clean and Tune | SCG ¦ All | SCG | All | Gas | No Furnace Clean & Tune | Average Existing and Code | 0 | Conventional | HVAC | Low Income - Multi Family LI | Low Income | RET Only | 0 | Residential Households | Home | 3 | None | 0 | 0 | 0 | SCG Data request 2022 | 0 | 2020 | 0 | 0 | 2020 | 0 | 0 | SCG Data request 2022 | Furnace Clean & Tune ¦ SCG ¦ All | Furnace Clean & Tune | 0.18576 | 1 | 0.7281 | RASS 2019 | 0 | 0 | 1 | 0
LI-HVAC-25.4 | Low Income ¦ Efficient Furnace Clean and Tune ¦ SCG ¦ All | Low Income ¦ Efficient Furnace Clean and Tune | SCG ¦ All | SCG | All | Gas | Furnace Clean and Tune | Efficient | 0 | Conventional | HVAC | Low Income - Multi Family LI | Low Income | RET Only | 0 | Residential Households | Home | 3 | None | 0 | 0 | 1.23 | SCG Data request 2022 | 0 | 2022 | 0 | 59.8665 | 2022 | 0 | 0 | SCG Data request 2022 | Furnace Clean & Tune ¦ SCG ¦ All | Furnace Clean & Tune | 0.18576 | 1 | 0.2719 | RASS 2019 | 0 | 0 | 1 | 0
LI-HVAC-24.5 | Low Income ¦ Average Existing and Code Furnace Clean and Tune ¦ SDG&E ¦ All | Low Income ¦ Average Existing and Code Furnace Clean and Tune | SDG&E ¦ All | SDG&E | All | Gas | No Furnace Clean & Tune | Average Existing and Code | 0 | Conventional | HVAC | Low Income - Single Family LI | Low Income | RET Only | 0 | Residential Households | Home | 3 | None | 0 | 0 | 0 | SCG Data request 2022 | 0 | 2020 | 0 | 0 | 2020 | 0 | 0 | SCG Data request 2022 | Furnace Clean & Tune ¦ SDG&E ¦ All | Furnace Clean & Tune | 0.481 | 1 | 0.65216 | RASS 2019 | 0 | 0 | 1 | 0
LI-HVAC-25.5 | Low Income ¦ Efficient Furnace Clean and Tune ¦ SDG&E ¦ All | Low Income ¦ Efficient Furnace Clean and Tune | SDG&E ¦ All | SDG&E | All | Gas | Furnace Clean and Tune | Efficient | 0 | Conventional | HVAC | Low Income - Single Family LI | Low Income | RET Only | 0 | Residential Households | Home | 3 | None | 0 | 0 | 1.23 | SCG Data request 2022 | 0 | 2022 | 0 | 59.8665 | 2022 | 0 | 0 | SCG Data request 2022 | Furnace Clean & Tune ¦ SDG&E ¦ All | Furnace Clean & Tune | 0.481 | 1 | 0.34784 | RASS 2019 | 0 | 0 | 1 | 0
LI-HVAC-24.6 | Low Income ¦ Average Existing and Code Furnace Clean and Tune ¦ SDG&E ¦ All | Low Income ¦ Average Existing and Code Furnace Clean and Tune | SDG&E ¦ All | SDG&E | All | Gas | No Furnace Clean & Tune | Average Existing and Code | 0 | Conventional | HVAC | Low Income - Multi Family LI | Low Income | RET Only | 0 | Residential Households | Home | 3 | None | 0 | 0 | 0 | SCG Data request 2022 | 0 | 2020 | 0 | 0 | 2020 | 0 | 0 | SCG Data request 2022 | Furnace Clean & Tune ¦ SDG&E ¦ All | Furnace Clean & Tune | 0.18576 | 1 | 0.7281 | RASS 2019 | 0 | 0 | 1 | 0
LI-HVAC-25.6 | Low Income ¦ Efficient Furnace Clean and Tune ¦ SDG&E ¦ All | Low Income ¦ Efficient Furnace Clean and Tune | SDG&E ¦ All | SDG&E | All | Gas | Furnace Clean and Tune | Efficient | 0 | Conventional | HVAC | Low Income - Multi Family LI | Low Income | RET Only | 0 | Residential Households | Home | 3 | None | 0 | 0 | 1.23 | SCG Data request 2022 | 0 | 2022 | 0 | 59.8665 | 2022 | 0 | 0 | SCG Data request 2022 | Furnace Clean & Tune ¦ SDG&E ¦ All | Furnace Clean & Tune | 0.18576 | 1 | 0.2719 | RASS 2019 | 0 | 0 | 1 | 0
LI-HVAC-26.1 | Low Income ¦ Average Existing and Code Furnace Repair ¦ PG&E ¦ All | Low Income ¦ Average Existing and Code Furnace Repair | PG&E ¦ All | PG&E | All | Gas | No Furnace Repair | Average Existing and Code | 0 | Conventional | HVAC | Low Income - Single Family LI | Low Income | RET Only | 0 | Residential Households | Home | 13.0283 | None | 0 | 0 | 0 | SCG, PGE Monthly Report | 0 | 2020 | 0 | 0 | 2020 | 0 | 0 | SCG, PGE Monthly Report | Furnace Repair/Replace ¦ PG&E ¦ All | Furnace Repair/Replace | 0.48129 | 1 | 0.65176 | RASS 2019 | 0 | 0 | 1 | 0
LI-HVAC-27.1 | Low Income ¦ Efficient Furnace Repair ¦ PG&E ¦ All | Low Income ¦ Efficient Furnace Repair | PG&E ¦ All | PG&E | All | Gas | Furnace Repair | Efficient | 0 | Conventional | HVAC | Low Income - Single Family LI | Low Income | RET Only | 0 | Residential Households | Home | 13.0283 | None | 0 | 0 | 24.4109 | PG&E IOU Annual Report | 234.0007 | 2022 | 0 | 229.8245 | 2022 | 0 | 0 | PG&E Data request 2022 | Furnace Repair/Replace ¦ PG&E ¦ All | Furnace Repair/Replace | 0.48129 | 1 | 0.34824 | RASS 2019 | 0 | 0 | 1 | 0
LI-HVAC-26.2 | Low Income ¦ Average Existing and Code Furnace Repair ¦ PG&E ¦ All | Low Income ¦ Average Existing and Code Furnace Repair | PG&E ¦ All | PG&E | All | Gas | No Furnace Repair | Average Existing and Code | 0 | Conventional | HVAC | Low Income - Multi Family LI | Low Income | RET Only | 0 | Residential Households | Home | 13.0283 | None | 0 | 0 | 0 | SCG, PGE Monthly Report | 0 | 2020 | 0 | 0 | 2020 | 0 | 0 | SCG, PGE Monthly Report | Furnace Repair/Replace ¦ PG&E ¦ All | Furnace Repair/Replace | 0.15307 | 1 | 0.88362 | RASS 2019 | 0 | 0 | 1 | 0
LI-HVAC-27.2 | Low Income ¦ Efficient Furnace Repair ¦ PG&E ¦ All | Low Income ¦ Efficient Furnace Repair | PG&E ¦ All | PG&E | All | Gas | Furnace Repair | Efficient | 0 | Conventional | HVAC | Low Income - Multi Family LI | Low Income | RET Only | 0 | Residential Households | Home | 13.0283 | None | 0 | 0 | 24.4109 | PG&E IOU Annual Report | 234.0007 | 2022 | 0 | 229.8245 | 2022 | 0 | 0 | PG&E Data request 2022 | Furnace Repair/Replace ¦ PG&E ¦ All | Furnace Repair/Replace | 0.15307 | 1 | 0.11638 | RASS 2019 | 0 | 0 | 1 | 0
LI-HVAC-26.3 | Low Income ¦ Average Existing and Code Furnace Repair ¦ SCG ¦ All | Low Income ¦ Average Existing and Code Furnace Repair | SCG ¦ All | SCG | All | Gas | No Furnace Repair | Average Existing and Code | 0 | Conventional | HVAC | Low Income - Single Family LI | Low Income | RET Only | 0 | Residential Households | Home | 20 | None | 0 | 0 | 0 | SCG, PGE Monthly Report | 0 | 2020 | 0 | 0 | 2020 | 0 | 0 | SCG, PGE Monthly Report | Furnace Repair/Replace ¦ SCG ¦ All | Furnace Repair/Replace | 0.48129 | 1 | 0.65176 | RASS 2019 | 0 | 0 | 1 | 0
LI-HVAC-27.3 | Low Income ¦ Efficient Furnace Repair ¦ SCG ¦ All | Low Income ¦ Efficient Furnace Repair | SCG ¦ All | SCG | All | Gas | Furnace Repair | Efficient | 0 | Conventional | HVAC | Low Income - Single Family LI | Low Income | RET Only | 0 | Residential Households | Home | 20 | None | 0 | 0 | 34.031 | SCG IOU Annual Report | 168.6623 | 2022 | 0 | 229.8245 | 2020 | 0 | 0 | SCG Data Request 2022 | Furnace Repair/Replace ¦ SCG ¦ All | Furnace Repair/Replace | 0.48129 | 1 | 0.34824 | RASS 2019 | 0 | 0 | 1 | 0
LI-HVAC-26.4 | Low Income ¦ Average Existing and Code Furnace Repair ¦ SCG ¦ All | Low Income ¦ Average Existing and Code Furnace Repair | SCG ¦ All | SCG | All | Gas | No Furnace Repair | Average Existing and Code | 0 | Conventional | HVAC | Low Income - Multi Family LI | Low Income | RET Only | 0 | Residential Households | Home | 20 | None | 0 | 0 | 0 | SCG, PGE Monthly Report | 0 | 2020 | 0 | 0 | 2020 | 0 | 0 | SCG, PGE Monthly Report | Furnace Repair/Replace ¦ SCG ¦ All | Furnace Repair/Replace | 0.15307 | 1 | 0.88362 | RASS 2019 | 0 | 0 | 1 | 0
LI-HVAC-27.4 | Low Income ¦ Efficient Furnace Repair ¦ SCG ¦ All | Low Income ¦ Efficient Furnace Repair | SCG ¦ All | SCG | All | Gas | Furnace Repair | Efficient | 0 | Conventional | HVAC | Low Income - Multi Family LI | Low Income | RET Only | 0 | Residential Households | Home | 20 | None | 0 | 0 | 34.031 | SCG IOU Annual Report | 168.6623 | 2022 | 0 | 229.8245 | 2020 | 0 | 0 | SCG Data Request 2022 | Furnace Repair/Replace ¦ SCG ¦ All | Furnace Repair/Replace | 0.15307 | 1 | 0.11638 | RASS 2019 | 0 | 0 | 1 | 0
LI-HVAC-26.5 | Low Income ¦ Average Existing and Code Furnace Repair ¦ SDG&E ¦ All | Low Income ¦ Average Existing and Code Furnace Repair | SDG&E ¦ All | SDG&E | All | Gas | No Furnace Repair | Average Existing and Code | 0 | Conventional | HVAC | Low Income - Single Family LI | Low Income | RET Only | 0 | Residential Households | Home | 20 | None | 0 | 0 | 0 | SCG, PGE Monthly Report | 0 | 2020 | 0 | 0 | 2020 | 0 | 0 | SCG, PGE Monthly Report | Furnace Repair/Replace ¦ SDG&E ¦ All | Furnace Repair/Replace | 0.48129 | 1 | 0.65176 | RASS 2019 | 0 | 0 | 1 | 0
LI-HVAC-27.5 | Low Income ¦ Efficient Furnace Repair ¦ SDG&E ¦ All | Low Income ¦ Efficient Furnace Repair | SDG&E ¦ All | SDG&E | All | Gas | Furnace Repair | Efficient | 0 | Conventional | HVAC | Low Income - Single Family LI | Low Income | RET Only | 0 | Residential Households | Home | 20 | None | 0 | 0 | 17.5594 | SDG&E IOU Annual Report | 311.1755 | 2022 | 0 | 229.8245 | 2022 | 0 | 0 | SDG&E Data Request 2022 | Furnace Repair/Replace ¦ SDG&E ¦ All | Furnace Repair/Replace | 0.48129 | 1 | 0.34824 | RASS 2019 | 0 | 0 | 1 | 0
LI-HVAC-26.6 | Low Income ¦ Average Existing and Code Furnace Repair ¦ SDG&E ¦ All | Low Income ¦ Average Existing and Code Furnace Repair | SDG&E ¦ All | SDG&E | All | Gas | No Furnace Repair | Average Existing and Code | 0 | Conventional | HVAC | Low Income - Multi Family LI | Low Income | RET Only | 0 | Residential Households | Home | 20 | None | 0 | 0 | 0 | SCG, PGE Monthly Report | 0 | 2020 | 0 | 0 | 2020 | 0 | 0 | SCG, PGE Monthly Report | Furnace Repair/Replace ¦ SDG&E ¦ All | Furnace Repair/Replace | 0.15307 | 1 | 0.88362 | RASS 2019 | 0 | 0 | 1 | 0
LI-HVAC-27.6 | Low Income ¦ Efficient Furnace Repair ¦ SDG&E ¦ All | Low Income ¦ Efficient Furnace Repair | SDG&E ¦ All | SDG&E | All | Gas | Furnace Repair | Efficient | 0 | Conventional | HVAC | Low Income - Multi Family LI | Low Income | RET Only | 0 | Residential Households | Home | 20 | None | 0 | 0 | 17.5594 | SDG&E IOU Annual Report | 311.1755 | 2022 | 0 | 229.8245 | 2022 | 0 | 0 | SDG&E Data Request 2022 | Furnace Repair/Replace ¦ SDG&E ¦ All | Furnace Repair/Replace | 0.15307 | 1 | 0.11638 | RASS 2019 | 0 | 0 | 1 | 0
LI-HVAC-28.1 | Low Income ¦ Average Existing and Code HE FAU Repair/Replace ¦ PG&E ¦ All | Low Income ¦ Average Existing and Code HE FAU Repair/Replace | PG&E ¦ All | PG&E | All | Gas | Standard Furnace | Average Existing and Code | 0 | Conventional | HVAC | Low Income - Single Family LI | Low Income | ROB Only | 0 | Residential Households | Each | 20 | None | 0 | 0 | 0 | SCG Data Request | 0 | 2022 | 0 | 0 | 2022 | 0 | 0 | SCG Data Request | HE FAU Repair/Replace ¦ PG&E ¦ All | HE FAU Repair/Replace | 0.48129 | 1 | 0.95484 | RASS 2019 | 0 | 0 | 1 | 0
LI-HVAC-29.1 | Low Income ¦ Efficient HE FAU Repair/Replace ¦ PG&E ¦ All | Low Income ¦ Efficient HE FAU Repair/Replace | PG&E ¦ All | PG&E | All | Gas | High Efficiency Furnace | Efficient | 0 | Conventional | HVAC | Low Income - Single Family LI | Low Income | ROB Only | 0 | Residential Households | Each | 20 | None | 0 | 0 | -21.8409 | SCG Data Request | 4930.1048 | 2022 | 0 | 0 | 2022 | 0 | 0 | SCG Data Request | HE FAU Repair/Replace ¦ PG&E ¦ All | HE FAU Repair/Replace | 0.48129 | 1 | 0.045158 | RASS 2019 | 0 | 0 | 1 | 0
LI-HVAC-28.2 | Low Income ¦ Average Existing and Code HE FAU Repair/Replace ¦ PG&E ¦ All | Low Income ¦ Average Existing and Code HE FAU Repair/Replace | PG&E ¦ All | PG&E | All | Gas | Standard Furnace | Average Existing and Code | 0 | Conventional | HVAC | Low Income - Multi Family LI | Low Income | ROB Only | 0 | Residential Households | Each | 20 | None | 0 | 0 | 0 | SCG Data Request | 0 | 2022 | 0 | 0 | 2022 | 0 | 0 | SCG Data Request | HE FAU Repair/Replace ¦ PG&E ¦ All | HE FAU Repair/Replace | 0.15307 | 1 | 0.9388 | RASS 2019 | 0 | 0 | 1 | 0
LI-HVAC-29.2 | Low Income ¦ Efficient HE FAU Repair/Replace ¦ PG&E ¦ All | Low Income ¦ Efficient HE FAU Repair/Replace | PG&E ¦ All | PG&E | All | Gas | High Efficiency Furnace | Efficient | 0 | Conventional | HVAC | Low Income - Multi Family LI | Low Income | ROB Only | 0 | Residential Households | Each | 20 | None | 0 | 0 | -4.5306 | SCG Data Request | 4930.1048 | 2022 | 0 | 0 | 2022 | 0 | 0 | SCG Data Request | HE FAU Repair/Replace ¦ PG&E ¦ All | HE FAU Repair/Replace | 0.15307 | 1 | 0.061203 | RASS 2019 | 0 | 0 | 1 | 0
LI-HVAC-28.3 | Low Income ¦ Average Existing and Code HE FAU Repair/Replace ¦ SCG ¦ All | Low Income ¦ Average Existing and Code HE FAU Repair/Replace | SCG ¦ All | SCG | All | Gas | Standard Furnace | Average Existing and Code | 0 | Conventional | HVAC | Low Income - Single Family LI | Low Income | ROB Only | 0 | Residential Households | Each | 20 | None | 0 | 0 | 0 | SCG Data Request | 0 | 2022 | 0 | 0 | 2022 | 0 | 0 | SCG Data Request | HE FAU Repair/Replace ¦ SCG ¦ All | HE FAU Repair/Replace | 0.48129 | 1 | 0.95484 | RASS 2019 | 0 | 0 | 1 | 0
LI-HVAC-29.3 | Low Income ¦ Efficient HE FAU Repair/Replace ¦ SCG ¦ All | Low Income ¦ Efficient HE FAU Repair/Replace | SCG ¦ All | SCG | All | Gas | High Efficiency Furnace | Efficient | 0 | Conventional | HVAC | Low Income - Single Family LI | Low Income | ROB Only | 0 | Residential Households | Each | 20 | None | 0 | 0 | -21.8409 | SCG Data Request | 4930.1048 | 2022 | 0 | 0 | 2022 | 0 | 0 | SCG Data Request | HE FAU Repair/Replace ¦ SCG ¦ All | HE FAU Repair/Replace | 0.48129 | 1 | 0.045158 | RASS 2019 | 0 | 0 | 1 | 0
LI-HVAC-28.4 | Low Income ¦ Average Existing and Code HE FAU Repair/Replace ¦ SCG ¦ All | Low Income ¦ Average Existing and Code HE FAU Repair/Replace | SCG ¦ All | SCG | All | Gas | Standard Furnace | Average Existing and Code | 0 | Conventional | HVAC | Low Income - Multi Family LI | Low Income | ROB Only | 0 | Residential Households | Each | 20 | None | 0 | 0 | 0 | SCG Data Request | 0 | 2022 | 0 | 0 | 2022 | 0 | 0 | SCG Data Request | HE FAU Repair/Replace ¦ SCG ¦ All | HE FAU Repair/Replace | 0.15307 | 1 | 0.9388 | RASS 2019 | 0 | 0 | 1 | 0
LI-HVAC-29.4 | Low Income ¦ Efficient HE FAU Repair/Replace ¦ SCG ¦ All | Low Income ¦ Efficient HE FAU Repair/Replace | SCG ¦ All | SCG | All | Gas | High Efficiency Furnace | Efficient | 0 | Conventional | HVAC | Low Income - Multi Family LI | Low Income | ROB Only | 0 | Residential Households | Each | 20 | None | 0 | 0 | -4.5306 | SCG Data Request | 4930.1048 | 2022 | 0 | 0 | 2022 | 0 | 0 | SCG Data Request | HE FAU Repair/Replace ¦ SCG ¦ All | HE FAU Repair/Replace | 0.15307 | 1 | 0.061203 | RASS 2019 | 0 | 0 | 1 | 0
LI-HVAC-28.5 | Low Income ¦ Average Existing and Code HE FAU Repair/Replace ¦ SDG&E ¦ All | Low Income ¦ Average Existing and Code HE FAU Repair/Replace | SDG&E ¦ All | SDG&E | All | Gas | Standard Furnace | Average Existing and Code | 0 | Conventional | HVAC | Low Income - Single Family LI | Low Income | ROB Only | 0 | Residential Households | Each | 20 | None | 0 | 0 | 0 | SCG Data Request | 0 | 2022 | 0 | 0 | 2022 | 0 | 0 | SCG Data Request | HE FAU Repair/Replace ¦ SDG&E ¦ All | HE FAU Repair/Replace | 0.48129 | 1 | 0.95484 | RASS 2019 | 0 | 0 | 1 | 0
LI-HVAC-29.5 | Low Income ¦ Efficient HE FAU Repair/Replace ¦ SDG&E ¦ All | Low Income ¦ Efficient HE FAU Repair/Replace | SDG&E ¦ All | SDG&E | All | Gas | High Efficiency Furnace | Efficient | 0 | Conventional | HVAC | Low Income - Single Family LI | Low Income | ROB Only | 0 | Residential Households | Each | 20 | None | 0 | 0 | -21.8409 | SCG Data Request | 4930.1048 | 2022 | 0 | 0 | 2022 | 0 | 0 | SCG Data Request | HE FAU Repair/Replace ¦ SDG&E ¦ All | HE FAU Repair/Replace | 0.48129 | 1 | 0.045158 | RASS 2019 | 0 | 0 | 1 | 0
LI-HVAC-28.6 | Low Income ¦ Average Existing and Code HE FAU Repair/Replace ¦ SDG&E ¦ All | Low Income ¦ Average Existing and Code HE FAU Repair/Replace | SDG&E ¦ All | SDG&E | All | Gas | Standard Furnace | Average Existing and Code | 0 | Conventional | HVAC | Low Income - Multi Family LI | Low Income | ROB Only | 0 | Residential Households | Each | 20 | None | 0 | 0 | 0 | SCG Data Request | 0 | 2022 | 0 | 0 | 2022 | 0 | 0 | SCG Data Request | HE FAU Repair/Replace ¦ SDG&E ¦ All | HE FAU Repair/Replace | 0.15307 | 1 | 0.9388 | RASS 2019 | 0 | 0 | 1 | 0
LI-HVAC-29.6 | Low Income ¦ Efficient HE FAU Repair/Replace ¦ SDG&E ¦ All | Low Income ¦ Efficient HE FAU Repair/Replace | SDG&E ¦ All | SDG&E | All | Gas | High Efficiency Furnace | Efficient | 0 | Conventional | HVAC | Low Income - Multi Family LI | Low Income | ROB Only | 0 | Residential Households | Each | 20 | None | 0 | 0 | -4.5306 | SCG Data Request | 4930.1048 | 2022 | 0 | 0 | 2022 | 0 | 0 | SCG Data Request | HE FAU Repair/Replace ¦ SDG&E ¦ All | HE FAU Repair/Replace | 0.15307 | 1 | 0.061203 | RASS 2019 | 0 | 0 | 1 | 0
LI-HVAC-30.1 | Low Income ¦ Average Existing and Code Portable AC ¦ PG&E ¦ All | Low Income ¦ Average Existing and Code Portable AC | PG&E ¦ All | PG&E | All | Electric | No portable AC | Average Existing and Code | 0 | Conventional | HVAC | Low Income - Single Family LI | Low Income | ROB Only | 0 | Residential Households | Each | 9 | DEER:HVAC_Eff_AC | 0 | 0 | 0 | SCE Data Request 2022 | 0 | 2022 | 0 | 0 | 2022 | 0 | 0 | SCE Data request 2022 | Portable AC ¦ PG&E ¦ All | Portable AC | 0.25721 | 1 | 0.85624 | RASS 2019 | 0 | 0 | 1 | 0
LI-HVAC-31.1 | Low Income ¦ Efficient Portable AC ¦ PG&E ¦ All | Low Income ¦ Efficient Portable AC | PG&E ¦ All | PG&E | All | Electric | Portable AC | Efficient | 0 | Conventional | HVAC | Low Income - Single Family LI | Low Income | ROB Only | 0 | Residential Households | Each | 9 | DEER:HVAC_Eff_AC | 777.3333 | 1.0113 | 0 | SCE Data Request 2022 | 320 | 2022 | 0 | 350 | 2022 | 0 | 0 | SCE Data request 2022 | Portable AC ¦ PG&E ¦ All | Portable AC | 0.25721 | 1 | 0.14376 | RASS 2019 | 0 | 0 | 1 | 0
LI-HVAC-30.2 | Low Income ¦ Average Existing and Code Portable AC ¦ PG&E ¦ All | Low Income ¦ Average Existing and Code Portable AC | PG&E ¦ All | PG&E | All | Electric | No portable AC | Average Existing and Code | 0 | Conventional | HVAC | Low Income - Multi Family LI | Low Income | ROB Only | 0 | Residential Households | Each | 9 | DEER:HVAC_Eff_AC | 0 | 0 | 0 | SCE Data Request 2022 | 0 | 2022 | 0 | 0 | 2022 | 0 | 0 | SCE Data request 2022 | Portable AC ¦ PG&E ¦ All | Portable AC | 0.26609 | 1 | 0.85194 | RASS 2019 | 0 | 0 | 1 | 0
LI-HVAC-31.2 | Low Income ¦ Efficient Portable AC ¦ PG&E ¦ All | Low Income ¦ Efficient Portable AC | PG&E ¦ All | PG&E | All | Electric | Portable AC | Efficient | 0 | Conventional | HVAC | Low Income - Multi Family LI | Low Income | ROB Only | 0 | Residential Households | Each | 9 | DEER:HVAC_Eff_AC | 777.3333 | 1.0113 | 0 | SCE Data Request 2022 | 320 | 2022 | 0 | 350 | 2022 | 0 | 0 | SCE Data request 2022 | Portable AC ¦ PG&E ¦ All | Portable AC | 0.26609 | 1 | 0.14806 | RASS 2019 | 0 | 0 | 1 | 0
LI-HVAC-30.3 | Low Income ¦ Average Existing and Code Portable AC ¦ SCE ¦ All | Low Income ¦ Average Existing and Code Portable AC | SCE ¦ All | SCE | All | Electric | No portable AC | Average Existing and Code | 0 | Conventional | HVAC | Low Income - Single Family LI | Low Income | ROB Only | 0 | Residential Households | Each | 9 | DEER:HVAC_Eff_AC | 0 | 0 | 0 | SCE Data Request 2022 | 0 | 2022 | 0 | 0 | 2022 | 0 | 0 | SCE Data request 2022 | Portable AC ¦ SCE ¦ All | Portable AC | 0.25721 | 1 | 0.85624 | RASS 2019 | 0 | 0 | 1 | 0
LI-HVAC-31.3 | Low Income ¦ Efficient Portable AC ¦ SCE ¦ All | Low Income ¦ Efficient Portable AC | SCE ¦ All | SCE | All | Electric | Portable AC | Efficient | 0 | Conventional | HVAC | Low Income - Single Family LI | Low Income | ROB Only | 0 | Residential Households | Each | 9 | DEER:HVAC_Eff_AC | 777.3333 | 1.0113 | 0 | SCE Data Request 2022 | 320 | 2022 | 0 | 350 | 2022 | 0 | 0 | SCE Data request 2022 | Portable AC ¦ SCE ¦ All | Portable AC | 0.25721 | 1 | 0.14376 | RASS 2019 | 0 | 0 | 1 | 0
LI-HVAC-30.4 | Low Income ¦ Average Existing and Code Portable AC ¦ SCE ¦ All | Low Income ¦ Average Existing and Code Portable AC | SCE ¦ All | SCE | All | Electric | No portable AC | Average Existing and Code | 0 | Conventional | HVAC | Low Income - Multi Family LI | Low Income | ROB Only | 0 | Residential Households | Each | 9 | DEER:HVAC_Eff_AC | 0 | 0 | 0 | SCE Data Request 2022 | 0 | 2022 | 0 | 0 | 2022 | 0 | 0 | SCE Data request 2022 | Portable AC ¦ SCE ¦ All | Portable AC | 0.26609 | 1 | 0.85194 | RASS 2019 | 0 | 0 | 1 | 0
LI-HVAC-31.4 | Low Income ¦ Efficient Portable AC ¦ SCE ¦ All | Low Income ¦ Efficient Portable AC | SCE ¦ All | SCE | All | Electric | Portable AC | Efficient | 0 | Conventional | HVAC | Low Income - Multi Family LI | Low Income | ROB Only | 0 | Residential Households | Each | 9 | DEER:HVAC_Eff_AC | 777.3333 | 1.0113 | 0 | SCE Data Request 2022 | 320 | 2022 | 0 | 350 | 2022 | 0 | 0 | SCE Data request 2022 | Portable AC ¦ SCE ¦ All | Portable AC | 0.26609 | 1 | 0.14806 | RASS 2019 | 0 | 0 | 1 | 0
LI-HVAC-30.5 | Low Income ¦ Average Existing and Code Portable AC ¦ SDG&E ¦ All | Low Income ¦ Average Existing and Code Portable AC | SDG&E ¦ All | SDG&E | All | Electric | No portable AC | Average Existing and Code | 0 | Conventional | HVAC | Low Income - Single Family LI | Low Income | ROB Only | 0 | Residential Households | Each | 9 | DEER:HVAC_Eff_AC | 0 | 0 | 0 | SCE Data Request 2022 | 0 | 2022 | 0 | 0 | 2022 | 0 | 0 | SCE Data request 2022 | Portable AC ¦ SDG&E ¦ All | Portable AC | 0.25721 | 1 | 0.85624 | RASS 2019 | 0 | 0 | 1 | 0
LI-HVAC-31.5 | Low Income ¦ Efficient Portable AC ¦ SDG&E ¦ All | Low Income ¦ Efficient Portable AC | SDG&E ¦ All | SDG&E | All | Electric | Portable AC | Efficient | 0 | Conventional | HVAC | Low Income - Single Family LI | Low Income | ROB Only | 0 | Residential Households | Each | 9 | DEER:HVAC_Eff_AC | 777.3333 | 1.0113 | 0 | SCE Data Request 2022 | 320 | 2022 | 0 | 350 | 2022 | 0 | 0 | SCE Data request 2022 | Portable AC ¦ SDG&E ¦ All | Portable AC | 0.25721 | 1 | 0.14376 | RASS 2019 | 0 | 0 | 1 | 0
LI-HVAC-30.6 | Low Income ¦ Average Existing and Code Portable AC ¦ SDG&E ¦ All | Low Income ¦ Average Existing and Code Portable AC | SDG&E ¦ All | SDG&E | All | Electric | No portable AC | Average Existing and Code | 0 | Conventional | HVAC | Low Income - Multi Family LI | Low Income | ROB Only | 0 | Residential Households | Each | 9 | DEER:HVAC_Eff_AC | 0 | 0 | 0 | SCE Data Request 2022 | 0 | 2022 | 0 | 0 | 2022 | 0 | 0 | SCE Data request 2022 | Portable AC ¦ SDG&E ¦ All | Portable AC | 0.26609 | 1 | 0.85194 | RASS 2019 | 0 | 0 | 1 | 0
LI-HVAC-31.6 | Low Income ¦ Efficient Portable AC ¦ SDG&E ¦ All | Low Income ¦ Efficient Portable AC | SDG&E ¦ All | SDG&E | All | Electric | Portable AC | Efficient | 0 | Conventional | HVAC | Low Income - Multi Family LI | Low Income | ROB Only | 0 | Residential Households | Each | 9 | DEER:HVAC_Eff_AC | 777.3333 | 1.0113 | 0 | SCE Data Request 2022 | 320 | 2022 | 0 | 350 | 2022 | 0 | 0 | SCE Data request 2022 | Portable AC ¦ SDG&E ¦ All | Portable AC | 0.26609 | 1 | 0.14806 | RASS 2019 | 0 | 0 | 1 | 0
LI-HVAC-32.1 | Low Income ¦ Average Existing and Code Prescriptive Duct Sealing ¦ PG&E ¦ All | Low Income ¦ Average Existing and Code Prescriptive Duct Sealing | PG&E ¦ All | PG&E | All | Gas | Regular Duct Sealing | Average Existing and Code | 0 | Conventional | HVAC | Low Income - Single Family LI | Low Income | RET Only | 0 | Residential Households | Home | 3 | DEER:HVAC_Duct_Sealing | 0 | 0 | 0 | SCG Data Request | 0 | 2020 | 0 | 0 | 2020 | 0 | 0 | SCG Data Request | Prescriptive Duct Sealing ¦ PG&E ¦ All | Prescriptive Duct Sealing | 1.5695 | 1 | 0.78049 | MICS 2021 (CLASS Web Tool - DNV GL 2012; RBSA 2012) | 0 | 0 | 1 | 0
LI-HVAC-33.1 | Low Income ¦ Efficient Prescriptive Duct Sealing ¦ PG&E ¦ All | Low Income ¦ Efficient Prescriptive Duct Sealing | PG&E ¦ All | PG&E | All | Gas | Prescriptive Duct Sealing | Efficient | 0 | Conventional | HVAC | Low Income - Single Family LI | Low Income | RET Only | 0 | Residential Households | Home | 3 | DEER:HVAC_Duct_Sealing | 0 | 0 | -11.11 | SCG Data Request | 123.2916 | 2022 | 0 | 0 | 2022 | 0 | 0 | SCG Data Request | Prescriptive Duct Sealing ¦ PG&E ¦ All | Prescriptive Duct Sealing | 1.5695 | 1 | 0.21951 | MICS 2021 (CLASS Web Tool - DNV GL 2012; RBSA 2012) | 0 | 0 | 1 | 0
LI-HVAC-32.2 | Low Income ¦ Average Existing and Code Prescriptive Duct Sealing ¦ PG&E ¦ All | Low Income ¦ Average Existing and Code Prescriptive Duct Sealing | PG&E ¦ All | PG&E | All | Gas | Regular Duct Sealing | Average Existing and Code | 0 | Conventional | HVAC | Low Income - Multi Family LI | Low Income | RET Only | 0 | Residential Households | Home | 3 | DEER:HVAC_Duct_Sealing | 0 | 0 | 0 | SCG Data Request | 0 | 2020 | 0 | 0 | 2020 | 0 | 0 | SCG Data Request | Prescriptive Duct Sealing ¦ PG&E ¦ All | Prescriptive Duct Sealing | 0.57308 | 1 | 0.78049 | MICS 2021 (CLASS Web Tool - DNV GL 2012; RBSA 2012) | 0 | 0 | 1 | 0
LI-HVAC-33.2 | Low Income ¦ Efficient Prescriptive Duct Sealing ¦ PG&E ¦ All | Low Income ¦ Efficient Prescriptive Duct Sealing | PG&E ¦ All | PG&E | All | Gas | Prescriptive Duct Sealing | Efficient | 0 | Conventional | HVAC | Low Income - Multi Family LI | Low Income | RET Only | 0 | Residential Households | Home | 3 | DEER:HVAC_Duct_Sealing | 0 | 0 | -11.11 | SCG Data Request | 123.2916 | 2022 | 0 | 0 | 2022 | 0 | 0 | SCG Data Request | Prescriptive Duct Sealing ¦ PG&E ¦ All | Prescriptive Duct Sealing | 0.57308 | 1 | 0.21951 | MICS 2021 (CLASS Web Tool - DNV GL 2012; RBSA 2012) | 0 | 0 | 1 | 0
LI-HVAC-32.3 | Low Income ¦ Average Existing and Code Prescriptive Duct Sealing ¦ SCG ¦ All | Low Income ¦ Average Existing and Code Prescriptive Duct Sealing | SCG ¦ All | SCG | All | Gas | Regular Duct Sealing | Average Existing and Code | 0 | Conventional | HVAC | Low Income - Single Family LI | Low Income | RET Only | 0 | Residential Households | Home | 3 | DEER:HVAC_Duct_Sealing | 0 | 0 | 0 | SCG Data Request | 0 | 2020 | 0 | 0 | 2020 | 0 | 0 | SCG Data Request | Prescriptive Duct Sealing ¦ SCG ¦ All | Prescriptive Duct Sealing | 1.5695 | 1 | 0.78049 | MICS 2021 (CLASS Web Tool - DNV GL 2012; RBSA 2012) | 0 | 0 | 1 | 0
LI-HVAC-33.3 | Low Income ¦ Efficient Prescriptive Duct Sealing ¦ SCG ¦ All | Low Income ¦ Efficient Prescriptive Duct Sealing | SCG ¦ All | SCG | All | Gas | Prescriptive Duct Sealing | Efficient | 0 | Conventional | HVAC | Low Income - Single Family LI | Low Income | RET Only | 0 | Residential Households | Home | 3 | DEER:HVAC_Duct_Sealing | 0 | 0 | -11.11 | SCG Data Request | 123.2916 | 2022 | 0 | 0 | 2022 | 0 | 0 | SCG Data Request | Prescriptive Duct Sealing ¦ SCG ¦ All | Prescriptive Duct Sealing | 1.5695 | 1 | 0.21951 | MICS 2021 (CLASS Web Tool - DNV GL 2012; RBSA 2012) | 0 | 0 | 1 | 0
LI-HVAC-32.4 | Low Income ¦ Average Existing and Code Prescriptive Duct Sealing ¦ SCG ¦ All | Low Income ¦ Average Existing and Code Prescriptive Duct Sealing | SCG ¦ All | SCG | All | Gas | Regular Duct Sealing | Average Existing and Code | 0 | Conventional | HVAC | Low Income - Multi Family LI | Low Income | RET Only | 0 | Residential Households | Home | 3 | DEER:HVAC_Duct_Sealing | 0 | 0 | 0 | SCG Data Request | 0 | 2020 | 0 | 0 | 2020 | 0 | 0 | SCG Data Request | Prescriptive Duct Sealing ¦ SCG ¦ All | Prescriptive Duct Sealing | 0.57308 | 1 | 0.78049 | MICS 2021 (CLASS Web Tool - DNV GL 2012; RBSA 2012) | 0 | 0 | 1 | 0
LI-HVAC-33.4 | Low Income ¦ Efficient Prescriptive Duct Sealing ¦ SCG ¦ All | Low Income ¦ Efficient Prescriptive Duct Sealing | SCG ¦ All | SCG | All | Gas | Prescriptive Duct Sealing | Efficient | 0 | Conventional | HVAC | Low Income - Multi Family LI | Low Income | RET Only | 0 | Residential Households | Home | 3 | DEER:HVAC_Duct_Sealing | 0 | 0 | -11.11 | SCG Data Request | 123.2916 | 2022 | 0 | 0 | 2022 | 0 | 0 | SCG Data Request | Prescriptive Duct Sealing ¦ SCG ¦ All | Prescriptive Duct Sealing | 0.57308 | 1 | 0.21951 | MICS 2021 (CLASS Web Tool - DNV GL 2012; RBSA 2012) | 0 | 0 | 1 | 0
LI-HVAC-32.5 | Low Income ¦ Average Existing and Code Prescriptive Duct Sealing ¦ SDG&E ¦ All | Low Income ¦ Average Existing and Code Prescriptive Duct Sealing | SDG&E ¦ All | SDG&E | All | Gas | Regular Duct Sealing | Average Existing and Code | 0 | Conventional | HVAC | Low Income - Single Family LI | Low Income | RET Only | 0 | Residential Households | Home | 3 | DEER:HVAC_Duct_Sealing | 0 | 0 | 0 | SCG Data Request | 0 | 2020 | 0 | 0 | 2020 | 0 | 0 | SCG Data Request | Prescriptive Duct Sealing ¦ SDG&E ¦ All | Prescriptive Duct Sealing | 1.5695 | 1 | 0.78049 | MICS 2021 (CLASS Web Tool - DNV GL 2012; RBSA 2012) | 0 | 0 | 1 | 0
LI-HVAC-33.5 | Low Income ¦ Efficient Prescriptive Duct Sealing ¦ SDG&E ¦ All | Low Income ¦ Efficient Prescriptive Duct Sealing | SDG&E ¦ All | SDG&E | All | Gas | Prescriptive Duct Sealing | Efficient | 0 | Conventional | HVAC | Low Income - Single Family LI | Low Income | RET Only | 0 | Residential Households | Home | 3 | DEER:HVAC_Duct_Sealing | 0 | 0 | -11.11 | SCG Data Request | 123.2916 | 2022 | 0 | 0 | 2022 | 0 | 0 | SCG Data Request | Prescriptive Duct Sealing ¦ SDG&E ¦ All | Prescriptive Duct Sealing | 1.5695 | 1 | 0.21951 | MICS 2021 (CLASS Web Tool - DNV GL 2012; RBSA 2012) | 0 | 0 | 1 | 0
LI-HVAC-32.6 | Low Income ¦ Average Existing and Code Prescriptive Duct Sealing ¦ SDG&E ¦ All | Low Income ¦ Average Existing and Code Prescriptive Duct Sealing | SDG&E ¦ All | SDG&E | All | Gas | Regular Duct Sealing | Average Existing and Code | 0 | Conventional | HVAC | Low Income - Multi Family LI | Low Income | RET Only | 0 | Residential Households | Home | 3 | DEER:HVAC_Duct_Sealing | 0 | 0 | 0 | SCG Data Request | 0 | 2020 | 0 | 0 | 2020 | 0 | 0 | SCG Data Request | Prescriptive Duct Sealing ¦ SDG&E ¦ All | Prescriptive Duct Sealing | 0.57308 | 1 | 0.78049 | MICS 2021 (CLASS Web Tool - DNV GL 2012; RBSA 2012) | 0 | 0 | 1 | 0
LI-HVAC-33.6 | Low Income ¦ Efficient Prescriptive Duct Sealing ¦ SDG&E ¦ All | Low Income ¦ Efficient Prescriptive Duct Sealing | SDG&E ¦ All | SDG&E | All | Gas | Prescriptive Duct Sealing | Efficient | 0 | Conventional | HVAC | Low Income - Multi Family LI | Low Income | RET Only | 0 | Residential Households | Home | 3 | DEER:HVAC_Duct_Sealing | 0 | 0 | -11.11 | SCG Data Request | 123.2916 | 2022 | 0 | 0 | 2022 | 0 | 0 | SCG Data Request | Prescriptive Duct Sealing ¦ SDG&E ¦ All | Prescriptive Duct Sealing | 0.57308 | 1 | 0.21951 | MICS 2021 (CLASS Web Tool - DNV GL 2012; RBSA 2012) | 0 | 0 | 1 | 0
LI-HVAC-34.1 | Low Income ¦ Average Existing and Code Room AC Replacement ¦ PG&E ¦ All | Low Income ¦ Average Existing and Code Room AC Replacement | PG&E ¦ All | PG&E | All | Electric | Standard Room AC | Average Existing and Code | 0 | Conventional | HVAC | Low Income - Single Family LI | Low Income | ROB Only | 0 | Residential Households | Home | 9 | DEER:HVAC_Eff_AC | 0 | 0 | 0 | 0 | 0 | 2022 | 0 | 0 | 2022 | 0 | 0 | 0 | Room AC Replacement ¦ PG&E ¦ All | Room AC Replacement | 0.36821 | 1 | 0.99 | RASS 2019 | 0 | 0 | 1 | 0
LI-HVAC-35.1 | Low Income ¦ Efficient Room AC Replacement ¦ PG&E ¦ All | Low Income ¦ Efficient Room AC Replacement | PG&E ¦ All | PG&E | All | Electric | Efficient Room AC | Efficient | 0 | Conventional | HVAC | Low Income - Single Family LI | Low Income | ROB Only | 0 | Residential Households | Home | 9 | DEER:HVAC_Eff_AC | 188.4252 | 0.033917 | 0 | Averaged SCE and SDG&E | 542.5 | 2022 | 0 | 530 | 2022 | 0 | 0 | PG&E IOU Annual report | Room AC Replacement ¦ PG&E ¦ All | Room AC Replacement | 0.36821 | 1 | 0.01 | RASS 2019 | 0 | 0 | 1 | 0
LI-HVAC-34.2 | Low Income ¦ Average Existing and Code Room AC Replacement ¦ PG&E ¦ All | Low Income ¦ Average Existing and Code Room AC Replacement | PG&E ¦ All | PG&E | All | Electric | Standard Room AC | Average Existing and Code | 0 | Conventional | HVAC | Low Income - Multi Family LI | Low Income | ROB Only | 0 | Residential Households | Home | 9 | DEER:HVAC_Eff_AC | 0 | 0 | 0 | 0 | 0 | 2022 | 0 | 0 | 2022 | 0 | 0 | 0 | Room AC Replacement ¦ PG&E ¦ All | Room AC Replacement | 0.35648 | 1 | 0.99 | RASS 2019 | 0 | 0 | 1 | 0
LI-HVAC-35.2 | Low Income ¦ Efficient Room AC Replacement ¦ PG&E ¦ All | Low Income ¦ Efficient Room AC Replacement | PG&E ¦ All | PG&E | All | Electric | Efficient Room AC | Efficient | 0 | Conventional | HVAC | Low Income - Multi Family LI | Low Income | ROB Only | 0 | Residential Households | Home | 9 | DEER:HVAC_Eff_AC | 188.4252 | 0.033917 | 0 | Averaged SCE and SDG&E | 542.5 | 2022 | 0 | 530 | 2022 | 0 | 0 | PG&E IOU Annual report | Room AC Replacement ¦ PG&E ¦ All | Room AC Replacement | 0.35648 | 1 | 0.01 | RASS 2019 | 0 | 0 | 1 | 0
LI-HVAC-34.3 | Low Income ¦ Average Existing and Code Room AC Replacement ¦ SCE ¦ All | Low Income ¦ Average Existing and Code Room AC Replacement | SCE ¦ All | SCE | All | Electric | Standard Room AC | Average Existing and Code | 0 | Conventional | HVAC | Low Income - Single Family LI | Low Income | ROB Only | 0 | Residential Households | Home | 9 | DEER:HVAC_Eff_AC | 0 | 0 | 0 | 0 | 0 | 2022 | 0 | 0 | 2022 | 0 | 0 | 0 | Room AC Replacement ¦ SCE ¦ All | Room AC Replacement | 0.36821 | 1 | 0.99 | RASS 2019 | 0 | 0 | 1 | 0
LI-HVAC-35.3 | Low Income ¦ Efficient Room AC Replacement ¦ SCE ¦ All | Low Income ¦ Efficient Room AC Replacement | SCE ¦ All | SCE | All | Electric | Efficient Room AC | Efficient | 0 | Conventional | HVAC | Low Income - Single Family LI | Low Income | ROB Only | 0 | Residential Households | Home | 9 | DEER:HVAC_Eff_AC | 170 | 0.0255 | 0 | SCE Data Request 2022 | 497 | 2022 | 0 | 530 | 2022 | 0 | 0 | SCE Data Request 2022 | Room AC Replacement ¦ SCE ¦ All | Room AC Replacement | 0.36821 | 1 | 0.01 | RASS 2019 | 0 | 0 | 1 | 0
LI-HVAC-34.4 | Low Income ¦ Average Existing and Code Room AC Replacement ¦ SCE ¦ All | Low Income ¦ Average Existing and Code Room AC Replacement | SCE ¦ All | SCE | All | Electric | Standard Room AC | Average Existing and Code | 0 | Conventional | HVAC | Low Income - Multi Family LI | Low Income | ROB Only | 0 | Residential Households | Home | 9 | DEER:HVAC_Eff_AC | 0 | 0 | 0 | 0 | 0 | 2022 | 0 | 0 | 2022 | 0 | 0 | 0 | Room AC Replacement ¦ SCE ¦ All | Room AC Replacement | 0.35648 | 1 | 0.99 | RASS 2019 | 0 | 0 | 1 | 0
LI-HVAC-35.4 | Low Income ¦ Efficient Room AC Replacement ¦ SCE ¦ All | Low Income ¦ Efficient Room AC Replacement | SCE ¦ All | SCE | All | Electric | Efficient Room AC | Efficient | 0 | Conventional | HVAC | Low Income - Multi Family LI | Low Income | ROB Only | 0 | Residential Households | Home | 9 | DEER:HVAC_Eff_AC | 170 | 0.0255 | 0 | SCE Data Request 2022 | 497 | 2022 | 0 | 530 | 2022 | 0 | 0 | SCE Data Request 2022 | Room AC Replacement ¦ SCE ¦ All | Room AC Replacement | 0.35648 | 1 | 0.01 | RASS 2019 | 0 | 0 | 1 | 0
LI-HVAC-34.5 | Low Income ¦ Average Existing and Code Room AC Replacement ¦ SDG&E ¦ All | Low Income ¦ Average Existing and Code Room AC Replacement | SDG&E ¦ All | SDG&E | All | Electric | Standard Room AC | Average Existing and Code | 0 | Conventional | HVAC | Low Income - Single Family LI | Low Income | ROB Only | 0 | Residential Households | Home | 9 | DEER:HVAC_Eff_AC | 0 | 0 | 0 | 0 | 0 | 2022 | 0 | 0 | 2022 | 0 | 0 | 0 | Room AC Replacement ¦ SDG&E ¦ All | Room AC Replacement | 0.36821 | 1 | 0.99 | RASS 2019 | 0 | 0 | 1 | 0
LI-HVAC-35.5 | Low Income ¦ Efficient Room AC Replacement ¦ SDG&E ¦ All | Low Income ¦ Efficient Room AC Replacement | SDG&E ¦ All | SDG&E | All | Electric | Efficient Room AC | Efficient | 0 | Conventional | HVAC | Low Income - Single Family LI | Low Income | ROB Only | 0 | Residential Households | Home | 9 | DEER:HVAC_Eff_AC | -53.77 | -0.010216 | 0 | SDG&E Data request 2022 | 588 | 2022 | 0 | 530 | 2022 | 0 | 0 | SDG&E Data Request 2022 | Room AC Replacement ¦ SDG&E ¦ All | Room AC Replacement | 0.36821 | 1 | 0.01 | RASS 2019 | 0 | 0 | 1 | 0
LI-HVAC-34.6 | Low Income ¦ Average Existing and Code Room AC Replacement ¦ SDG&E ¦ All | Low Income ¦ Average Existing and Code Room AC Replacement | SDG&E ¦ All | SDG&E | All | Electric | Standard Room AC | Average Existing and Code | 0 | Conventional | HVAC | Low Income - Multi Family LI | Low Income | ROB Only | 0 | Residential Households | Home | 9 | DEER:HVAC_Eff_AC | 0 | 0 | 0 | 0 | 0 | 2022 | 0 | 0 | 2022 | 0 | 0 | 0 | Room AC Replacement ¦ SDG&E ¦ All | Room AC Replacement | 0.35648 | 1 | 0.99 | RASS 2019 | 0 | 0 | 1 | 0
LI-HVAC-35.6 | Low Income ¦ Efficient Room AC Replacement ¦ SDG&E ¦ All | Low Income ¦ Efficient Room AC Replacement | SDG&E ¦ All | SDG&E | All | Electric | Efficient Room AC | Efficient | 0 | Conventional | HVAC | Low Income - Multi Family LI | Low Income | ROB Only | 0 | Residential Households | Home | 9 | DEER:HVAC_Eff_AC | -53.77 | -0.010216 | 0 | SDG&E Data request 2022 | 588 | 2022 | 0 | 530 | 2022 | 0 | 0 | SDG&E Data Request 2022 | Room AC Replacement ¦ SDG&E ¦ All | Room AC Replacement | 0.35648 | 1 | 0.01 | RASS 2019 | 0 | 0 | 1 | 0
LI-HVAC-36.1 | Low Income ¦ Average Existing and Code Thermostats ¦ PG&E ¦ All | Low Income ¦ Average Existing and Code Thermostats | PG&E ¦ All | PG&E | All | Electric & Gas | Existing Thermostat | Average Existing and Code | 0 | Conventional | HVAC | Low Income - Single Family LI | Low Income | RET Only | 0 | Residential Households | Home | 9 | DEER:HVAC_Eff_AC | 0 | 0 | 0 | 0 | 0 | 2022 | 0 | 0 | 2022 | 0 | 0 | 0 | Smart Thermostats ¦ PG&E ¦ All | Smart Thermostats | 0.69396 | 1 | 0.89132 | RASS 2019 | 0 | 0 | 1 | 0
LI-HVAC-37.1 | Low Income ¦ Efficient Smart Thermostats ¦ PG&E ¦ All | Low Income ¦ Efficient Smart Thermostats | PG&E ¦ All | PG&E | All | Electric & Gas | Smart Thermostat | Efficient | 0 | Conventional | HVAC | Low Income - Single Family LI | Low Income | RET Only | 0 | Residential Households | Home | 9.2846 | DEER:HVAC_Eff_AC | -208.1333 | -0.037468 | -24.35 | PG&E Data Request 2022 | 134.8975 | 2022 | 0 | 103.0331 | 2022 | 0 | 0 | PG&E Data Request 2022 | Smart Thermostats ¦ PG&E ¦ All | Smart Thermostats | 0.69396 | 1 | 0.10868 | RASS 2019 | 0 | 0 | 1 | 0
LI-HVAC-36.2 | Low Income ¦ Average Existing and Code Thermostats ¦ PG&E ¦ All | Low Income ¦ Average Existing and Code Thermostats | PG&E ¦ All | PG&E | All | Electric & Gas | Existing Thermostat | Average Existing and Code | 0 | Conventional | HVAC | Low Income - Multi Family LI | Low Income | RET Only | 0 | Residential Households | Home | 9 | DEER:HVAC_Eff_AC | 0 | 0 | 0 | 0 | 0 | 2022 | 0 | 0 | 2022 | 0 | 0 | 0 | Smart Thermostats ¦ PG&E ¦ All | Smart Thermostats | 0.49465 | 1 | 0.89934 | RASS 2019 | 0 | 0 | 1 | 0
LI-HVAC-37.2 | Low Income ¦ Efficient Smart Thermostats ¦ PG&E ¦ All | Low Income ¦ Efficient Smart Thermostats | PG&E ¦ All | PG&E | All | Electric & Gas | Smart Thermostat | Efficient | 0 | Conventional | HVAC | Low Income - Multi Family LI | Low Income | RET Only | 0 | Residential Households | Home | 9.2846 | DEER:HVAC_Eff_AC | -95.7 | -0.014355 | -1.0003 | SDG&E and SCG Data Requests | 134.8975 | 2022 | 0 | 103.0331 | 2022 | 0 | 0 | PG&E Data Request 2022 | Smart Thermostats ¦ PG&E ¦ All | Smart Thermostats | 0.49465 | 1 | 0.10066 | RASS 2019 | 0 | 0 | 1 | 0
LI-HVAC-36.3 | Low Income ¦ Average Existing and Code Thermostats ¦ SCE ¦ All | Low Income ¦ Average Existing and Code Thermostats | SCE ¦ All | SCE | All | Electric & Gas | Existing Thermostat | Average Existing and Code | 0 | Conventional | HVAC | Low Income - Single Family LI | Low Income | RET Only | 0 | Residential Households | Home | 9 | DEER:HVAC_Eff_AC | 0 | 0 | 0 | 0 | 0 | 2022 | 0 | 0 | 2022 | 0 | 0 | 0 | Smart Thermostats ¦ SCE ¦ All | Smart Thermostats | 0.69396 | 1 | 0.89132 | RASS 2019 | 0 | 0 | 1 | 0
LI-HVAC-37.3 | Low Income ¦ Efficient Smart Thermostats ¦ SCE ¦ All | Low Income ¦ Efficient Smart Thermostats | SCE ¦ All | SCE | All | Electric & Gas | Smart Thermostat | Efficient | 0 | Conventional | HVAC | Low Income - Single Family LI | Low Income | RET Only | 0 | Residential Households | Home | 9.1 | DEER:HVAC_Eff_AC | -210.7976 | 0 | 0 | SCE Data Request 2022 | 120 | 2022 | 0 | 200 | 2022 | 0 | 0 | SCE Data Request 2022 | Smart Thermostats ¦ SCE ¦ All | Smart Thermostats | 0.69396 | 1 | 0.10868 | RASS 2019 | 0 | 0 | 1 | 0
LI-HVAC-36.4 | Low Income ¦ Average Existing and Code Thermostats ¦ SCE ¦ All | Low Income ¦ Average Existing and Code Thermostats | SCE ¦ All | SCE | All | Electric & Gas | Existing Thermostat | Average Existing and Code | 0 | Conventional | HVAC | Low Income - Multi Family LI | Low Income | RET Only | 0 | Residential Households | Home | 9 | DEER:HVAC_Eff_AC | 0 | 0 | 0 | 0 | 0 | 2022 | 0 | 0 | 2022 | 0 | 0 | 0 | Smart Thermostats ¦ SCE ¦ All | Smart Thermostats | 0.49465 | 1 | 0.89934 | RASS 2019 | 0 | 0 | 1 | 0
LI-HVAC-37.4 | Low Income ¦ Efficient Smart Thermostats ¦ SCE ¦ All | Low Income ¦ Efficient Smart Thermostats | SCE ¦ All | SCE | All | Electric & Gas | Smart Thermostat | Efficient | 0 | Conventional | HVAC | Low Income - Multi Family LI | Low Income | RET Only | 0 | Residential Households | Home | 9.1 | DEER:HVAC_Eff_AC | -95.7 | -0.014355 | 0 | SDG&E and SCG Data Requests | 120 | 2022 | 0 | 200 | 2022 | 0 | 0 | SCE Data Request 2022 | Smart Thermostats ¦ SCE ¦ All | Smart Thermostats | 0.49465 | 1 | 0.10066 | RASS 2019 | 0 | 0 | 1 | 0
LI-HVAC-36.5 | Low Income ¦ Average Existing and Code Thermostats ¦ SDG&E ¦ All | Low Income ¦ Average Existing and Code Thermostats | SDG&E ¦ All | SDG&E | All | Electric & Gas | Existing Thermostat | Average Existing and Code | 0 | Conventional | HVAC | Low Income - Single Family LI | Low Income | RET Only | 0 | Residential Households | Home | 9 | DEER:HVAC_Eff_AC | 0 | 0 | 0 | 0 | 0 | 2022 | 0 | 0 | 2022 | 0 | 0 | 0 | Smart Thermostats ¦ SDG&E ¦ All | Smart Thermostats | 0.69396 | 1 | 0.89132 | RASS 2019 | 0 | 0 | 1 | 0
LI-HVAC-37.5 | Low Income ¦ Efficient Smart Thermostats ¦ SDG&E ¦ All | Low Income ¦ Efficient Smart Thermostats | SDG&E ¦ All | SDG&E | All | Electric & Gas | Smart Thermostat | Efficient | 0 | Conventional | HVAC | Low Income - Single Family LI | Low Income | RET Only | 0 | Residential Households | Home | 9 | DEER:HVAC_Eff_AC | -147.3 | -0.022095 | -6.2348 | SDG&E Data Request 2022 | 102.9669 | 2022 | 0 | 103.0331 | 2022 | 0 | 0 | SDG&E Data Request 2022 | Smart Thermostats ¦ SDG&E ¦ All | Smart Thermostats | 0.69396 | 1 | 0.10868 | RASS 2019 | 0 | 0 | 1 | 0
LI-HVAC-36.6 | Low Income ¦ Average Existing and Code Thermostats ¦ SDG&E ¦ All | Low Income ¦ Average Existing and Code Thermostats | SDG&E ¦ All | SDG&E | All | Electric & Gas | Existing Thermostat | Average Existing and Code | 0 | Conventional | HVAC | Low Income - Multi Family LI | Low Income | RET Only | 0 | Residential Households | Home | 9 | DEER:HVAC_Eff_AC | 0 | 0 | 0 | 0 | 0 | 2022 | 0 | 0 | 2022 | 0 | 0 | 0 | Smart Thermostats ¦ SDG&E ¦ All | Smart Thermostats | 0.49465 | 1 | 0.89934 | RASS 2019 | 0 | 0 | 1 | 0
LI-HVAC-37.6 | Low Income ¦ Efficient Smart Thermostats ¦ SDG&E ¦ All | Low Income ¦ Efficient Smart Thermostats | SDG&E ¦ All | SDG&E | All | Electric & Gas | Smart Thermostat | Efficient | 0 | Conventional | HVAC | Low Income - Multi Family LI | Low Income | RET Only | 0 | Residential Households | Home | 9 | DEER:HVAC_Eff_AC | -95.7 | -0.014355 | -1.0003 | SDG&E and SCG Data Requests | 102.9669 | 2022 | 0 | 103.0331 | 2022 | 0 | 0 | SDG&E Data Request 2022 | Smart Thermostats ¦ SDG&E ¦ All | Smart Thermostats | 0.49465 | 1 | 0.10066 | RASS 2019 | 0 | 0 | 1 | 0
LI-HVAC-36.7 | Low Income ¦ Average Existing and Code Thermostats ¦ SCG ¦ All | Low Income ¦ Average Existing and Code Thermostats | SCG ¦ All | SCG | All | Electric & Gas | Existing Thermostat | Average Existing and Code | 0 | Conventional | HVAC | Low Income - Single Family LI | Low Income | RET Only | 0 | Residential Households | Home | 9 | DEER:HVAC_Eff_AC | 0 | 0 | 0 | 0 | 0 | 2022 | 0 | 0 | 2022 | 0 | 0 | 0 | Smart Thermostats ¦ SCG ¦ All | Smart Thermostats | 0.69396 | 1 | 0.89132 | RASS 2019 | 0 | 0 | 1 | 0
LI-HVAC-37.7 | Low Income ¦ Efficient Smart Thermostats ¦ SCG ¦ All | Low Income ¦ Efficient Smart Thermostats | SCG ¦ All | SCG | All | Electric & Gas | Smart Thermostat | Efficient | 0 | Conventional | HVAC | Low Income - Single Family LI | Low Income | RET Only | 0 | Residential Households | Home | 9.1 | DEER:HVAC_Eff_AC | 0 | 0 | -2.361 | SCG Data Request 2022 | 192.5952 | 2022 | 0 | 103.0331 | 2022 | 0 | 0 | SCG Data Request 2022 | Smart Thermostats ¦ SCG ¦ All | Smart Thermostats | 0.69396 | 1 | 0.10868 | RASS 2019 | 0 | 0 | 1 | 0
LI-HVAC-36.8 | Low Income ¦ Average Existing and Code Thermostats ¦ SCG ¦ All | Low Income ¦ Average Existing and Code Thermostats | SCG ¦ All | SCG | All | Electric & Gas | Existing Thermostat | Average Existing and Code | 0 | Conventional | HVAC | Low Income - Multi Family LI | Low Income | RET Only | 0 | Residential Households | Home | 9 | DEER:HVAC_Eff_AC | 0 | 0 | 0 | 0 | 0 | 2022 | 0 | 0 | 2022 | 0 | 0 | 0 | Smart Thermostats ¦ SCG ¦ All | Smart Thermostats | 0.49465 | 1 | 0.89934 | RASS 2019 | 0 | 0 | 1 | 0
LI-HVAC-37.8 | Low Income ¦ Efficient Smart Thermostats ¦ SCG ¦ All | Low Income ¦ Efficient Smart Thermostats | SCG ¦ All | SCG | All | Electric & Gas | Smart Thermostat | Efficient | 0 | Conventional | HVAC | Low Income - Multi Family LI | Low Income | RET Only | 0 | Residential Households | Home | 9.1 | DEER:HVAC_Eff_AC | 0 | 0 | -1.0003 | SDG&E and SCG Data Requests | 192.5952 | 2022 | 0 | 103.0331 | 2022 | 0 | 0 | SCG Data Request 2022 | Smart Thermostats ¦ SCG ¦ All | Smart Thermostats | 0.49465 | 1 | 0.10066 | RASS 2019 | 0 | 0 | 1 | 0
LI-HVAC-38.1 | Low Income ¦ Average Existing and Code No Whole House Fan ¦ PG&E ¦ All | Low Income ¦ Average Existing and Code No Whole House Fan | PG&E ¦ All | PG&E | All | Electric | Standard Whole House Fan | Average Existing and Code | 0 | Conventional | HVAC | Low Income - Single Family LI | Low Income | ROB Only | 0 | Residential Households | Home | 20 | DEER:HVAC_Eff_AC | 0 | 0 | 0 | SDG&E 2022 ESA Measure | 0 | 2022 | 0 | 0 | 2022 | 0 | 0 | SDG&E Data Request 2022 | Whole House Fan ¦ PG&E ¦ All | Whole House Fan | 0.95675 | 1 | 0.9223 | RASS 2019 | 0 | 0 | 1 | 0
LI-HVAC-39.1 | Low Income ¦ Efficient Whole House Fan ¦ PG&E ¦ All | Low Income ¦ Efficient Whole House Fan | PG&E ¦ All | PG&E | All | Electric | Efficient Whole House Fan | Efficient | 0 | Conventional | HVAC | Low Income - Single Family LI | Low Income | ROB Only | 0 | Residential Households | Home | 20 | DEER:HVAC_Eff_AC | -271 | -0.04065 | 0 | SDG&E Data Request 2022 | 2060 | 2022 | 0 | 0 | 2022 | 0 | 0 | SDG&E Data Request 2022 | Whole House Fan ¦ PG&E ¦ All | Whole House Fan | 0.95675 | 1 | 0.077698 | RASS 2019 | 0 | 0 | 1 | 0
LI-HVAC-38.2 | Low Income ¦ Average Existing and Code No Whole House Fan ¦ PG&E ¦ All | Low Income ¦ Average Existing and Code No Whole House Fan | PG&E ¦ All | PG&E | All | Electric | Whole House Fan | Average Existing and Code | 0 | Conventional | HVAC | Low Income - Multi Family LI | Low Income | ROB Only | 0 | Residential Households | Home | 20 | DEER:HVAC_Eff_AC | 0 | 0 | 0 | SDG&E 2022 ESA Measure | 0 | 2022 | 0 | 0 | 2022 | 0 | 0 | SDG&E Data Request 2022 | Whole House Fan ¦ PG&E ¦ All | Whole House Fan | 0.94084 | 1 | 0.93768 | RASS 2019 | 0 | 0 | 1 | 0
LI-HVAC-39.2 | Low Income ¦ Efficient Whole House Fan ¦ PG&E ¦ All | Low Income ¦ Efficient Whole House Fan | PG&E ¦ All | PG&E | All | Electric | Whole House Fan | Efficient | 0 | Conventional | HVAC | Low Income - Multi Family LI | Low Income | ROB Only | 0 | Residential Households | Home | 20 | DEER:HVAC_Eff_AC | -271 | -0.04065 | 0 | SDG&E Data Request 2022 | 2060 | 2022 | 0 | 0 | 2022 | 0 | 0 | SDG&E Data Request 2022 | Whole House Fan ¦ PG&E ¦ All | Whole House Fan | 0.94084 | 1 | 0.062318 | RASS 2019 | 0 | 0 | 1 | 0
LI-HVAC-38.3 | Low Income ¦ Average Existing and Code No Whole House Fan ¦ SCE ¦ All | Low Income ¦ Average Existing and Code No Whole House Fan | SCE ¦ All | SCE | All | Electric | Whole House Fan | Average Existing and Code | 0 | Conventional | HVAC | Low Income - Single Family LI | Low Income | ROB Only | 0 | Residential Households | Home | 20 | DEER:HVAC_Eff_AC | 0 | 0 | 0 | SDG&E 2022 ESA Measure | 0 | 2022 | 0 | 0 | 2022 | 0 | 0 | SDG&E Data Request 2022 | Whole House Fan ¦ SCE ¦ All | Whole House Fan | 0.95675 | 1 | 0.9223 | RASS 2019 | 0 | 0 | 1 | 0
LI-HVAC-39.3 | Low Income ¦ Efficient Whole House Fan ¦ SCE ¦ All | Low Income ¦ Efficient Whole House Fan | SCE ¦ All | SCE | All | Electric | Whole House Fan | Efficient | 0 | Conventional | HVAC | Low Income - Single Family LI | Low Income | ROB Only | 0 | Residential Households | Home | 20 | DEER:HVAC_Eff_AC | -271 | -0.04065 | 0 | SDG&E Data Request 2022 | 2060 | 2022 | 0 | 0 | 2022 | 0 | 0 | SDG&E Data Request 2022 | Whole House Fan ¦ SCE ¦ All | Whole House Fan | 0.95675 | 1 | 0.077698 | RASS 2019 | 0 | 0 | 1 | 0
LI-HVAC-38.4 | Low Income ¦ Average Existing and Code No Whole House Fan ¦ SCE ¦ All | Low Income ¦ Average Existing and Code No Whole House Fan | SCE ¦ All | SCE | All | Electric | Whole House Fan | Average Existing and Code | 0 | Conventional | HVAC | Low Income - Multi Family LI | Low Income | ROB Only | 0 | Residential Households | Home | 20 | DEER:HVAC_Eff_AC | 0 | 0 | 0 | SDG&E 2022 ESA Measure | 0 | 2022 | 0 | 0 | 2022 | 0 | 0 | SDG&E Data Request 2022 | Whole House Fan ¦ SCE ¦ All | Whole House Fan | 0.94084 | 1 | 0.93768 | RASS 2019 | 0 | 0 | 1 | 0
LI-HVAC-39.4 | Low Income ¦ Efficient Whole House Fan ¦ SCE ¦ All | Low Income ¦ Efficient Whole House Fan | SCE ¦ All | SCE | All | Electric | Whole House Fan | Efficient | 0 | Conventional | HVAC | Low Income - Multi Family LI | Low Income | ROB Only | 0 | Residential Households | Home | 20 | DEER:HVAC_Eff_AC | -271 | -0.04065 | 0 | SDG&E Data Request 2022 | 2060 | 2022 | 0 | 0 | 2022 | 0 | 0 | SDG&E Data Request 2022 | Whole House Fan ¦ SCE ¦ All | Whole House Fan | 0.94084 | 1 | 0.062318 | RASS 2019 | 0 | 0 | 1 | 0
LI-HVAC-38.5 | Low Income ¦ Average Existing and Code No Whole House Fan ¦ SDG&E ¦ All | Low Income ¦ Average Existing and Code No Whole House Fan | SDG&E ¦ All | SDG&E | All | Electric | Whole House Fan | Average Existing and Code | 0 | Conventional | HVAC | Low Income - Single Family LI | Low Income | ROB Only | 0 | Residential Households | Home | 20 | DEER:HVAC_Eff_AC | 0 | 0 | 0 | SDG&E 2022 ESA Measure | 0 | 2022 | 0 | 0 | 2022 | 0 | 0 | SDG&E Data Request 2022 | Whole House Fan ¦ SDG&E ¦ All | Whole House Fan | 0.95675 | 1 | 0.9223 | RASS 2019 | 0 | 0 | 1 | 0
LI-HVAC-39.5 | Low Income ¦ Efficient Whole House Fan ¦ SDG&E ¦ All | Low Income ¦ Efficient Whole House Fan | SDG&E ¦ All | SDG&E | All | Electric | Whole House Fan | Efficient | 0 | Conventional | HVAC | Low Income - Single Family LI | Low Income | ROB Only | 0 | Residential Households | Home | 20 | DEER:HVAC_Eff_AC | -271 | -0.04065 | 0 | SDG&E Data Request 2022 | 2060 | 2022 | 0 | 0 | 2022 | 0 | 0 | SDG&E Data Request 2022 | Whole House Fan ¦ SDG&E ¦ All | Whole House Fan | 0.95675 | 1 | 0.077698 | RASS 2019 | 0 | 0 | 1 | 0
LI-HVAC-38.6 | Low Income ¦ Average Existing and Code No Whole House Fan ¦ SDG&E ¦ All | Low Income ¦ Average Existing and Code No Whole House Fan | SDG&E ¦ All | SDG&E | All | Electric | Whole House Fan | Average Existing and Code | 0 | Conventional | HVAC | Low Income - Multi Family LI | Low Income | ROB Only | 0 | Residential Households | Home | 20 | DEER:HVAC_Eff_AC | 0 | 0 | 0 | SDG&E 2022 ESA Measure | 0 | 2022 | 0 | 0 | 2022 | 0 | 0 | SDG&E Data Request 2022 | Whole House Fan ¦ SDG&E ¦ All | Whole House Fan | 0.94084 | 1 | 0.93768 | RASS 2019 | 0 | 0 | 1 | 0
LI-HVAC-39.6 | Low Income ¦ Efficient Whole House Fan ¦ SDG&E ¦ All | Low Income ¦ Efficient Whole House Fan | SDG&E ¦ All | SDG&E | All | Electric | Whole House Fan | Efficient | 0 | Conventional | HVAC | Low Income - Multi Family LI | Low Income | ROB Only | 0 | Residential Households | Home | 20 | DEER:HVAC_Eff_AC | -271 | -0.04065 | 0 | SDG&E Data Request 2022 | 2060 | 2022 | 0 | 0 | 2022 | 0 | 0 | SDG&E Data Request 2022 | Whole House Fan ¦ SDG&E ¦ All | Whole House Fan | 0.94084 | 1 | 0.062318 | RASS 2019 | 0 | 0 | 1 | 0
LI-HVAC-40.1 | Low Income ¦ Average Existing and Code A/C Time Delay ¦ PG&E ¦ All | Low Income ¦ Average Existing and Code A/C Time Delay | PG&E ¦ All | PG&E | All | Electric | No A/C Time Delay | Average Existing and Code | 0 | Conventional | HVAC | Low Income - Single Family LI | Low Income | RET Only | 0 | Residential Households | Home | 10 | DEER:HVAC_Eff_AC | 0 | 0 | 0 | 2021 PGE ESA Data | 0 | 2022 | 0 | 0 | 2022 | 0 | 0 | 2021 PGE ESA Data | A/C Time Delay ¦ PG&E ¦ All | A/C Time Delay | 0.69396 | 1 | 0.49457 | RASS 2019 | 0 | 0 | 1 | 0
LI-HVAC-41.1 | Low Income ¦ Efficient A/C Time Delay ¦ PG&E ¦ All | Low Income ¦ Efficient A/C Time Delay | PG&E ¦ All | PG&E | All | Electric | A/C Time Delay | Efficient | 0 | Conventional | HVAC | Low Income - Single Family LI | Low Income | RET Only | 0 | Residential Households | Home | 10 | DEER:HVAC_Eff_AC | -92.3281 | -0.016635 | 0 | 2021 PGE ESA Data | 123 | 2022 | 0 | 100 | 2022 | 0 | 0 | 2021 PGE ESA Data | A/C Time Delay ¦ PG&E ¦ All | A/C Time Delay | 0.69396 | 1 | 0.50543 | RASS 2019 | 0 | 0 | 1 | 0
LI-HVAC-40.2 | Low Income ¦ Average Existing and Code A/C Time Delay ¦ PG&E ¦ All | Low Income ¦ Average Existing and Code A/C Time Delay | PG&E ¦ All | PG&E | All | Electric | No A/C Time Delay | Average Existing and Code | 0 | Conventional | HVAC | Low Income - Multi Family LI | Low Income | RET Only | 0 | Residential Households | Home | 10 | DEER:HVAC_Eff_AC | 0 | 0 | 0 | 2021 PGE ESA Data | 0 | 2022 | 0 | 0 | 2022 | 0 | 0 | 2021 PGE ESA Data | A/C Time Delay ¦ PG&E ¦ All | A/C Time Delay | 0.49465 | 1 | 0.64096 | RASS 2019 | 0 | 0 | 1 | 0
LI-HVAC-41.2 | Low Income ¦ Efficient A/C Time Delay ¦ PG&E ¦ All | Low Income ¦ Efficient A/C Time Delay | PG&E ¦ All | PG&E | All | Electric | A/C Time Delay | Efficient | 0 | Conventional | HVAC | Low Income - Multi Family LI | Low Income | RET Only | 0 | Residential Households | Home | 10 | DEER:HVAC_Eff_AC | -92.3281 | -0.016635 | 0 | 2021 PGE ESA Data | 123 | 2022 | 0 | 100 | 2022 | 0 | 0 | 2021 PGE ESA Data | A/C Time Delay ¦ PG&E ¦ All | A/C Time Delay | 0.49465 | 1 | 0.35904 | RASS 2019 | 0 | 0 | 1 | 0
LI-HVAC-40.3 | Low Income ¦ Average Existing and Code A/C Time Delay ¦ SCE ¦ All | Low Income ¦ Average Existing and Code A/C Time Delay | SCE ¦ All | SCE | All | Electric | No A/C Time Delay | Average Existing and Code | 0 | Conventional | HVAC | Low Income - Single Family LI | Low Income | RET Only | 0 | Residential Households | Home | 10 | DEER:HVAC_Eff_AC | 0 | 0 | 0 | 2021 PGE ESA Data | 0 | 2022 | 0 | 0 | 2022 | 0 | 0 | 2021 PGE ESA Data | A/C Time Delay ¦ SCE ¦ All | A/C Time Delay | 0.69396 | 1 | 0.49457 | RASS 2019 | 0 | 0 | 1 | 0
LI-HVAC-41.3 | Low Income ¦ Efficient A/C Time Delay ¦ SCE ¦ All | Low Income ¦ Efficient A/C Time Delay | SCE ¦ All | SCE | All | Electric | A/C Time Delay | Efficient | 0 | Conventional | HVAC | Low Income - Single Family LI | Low Income | RET Only | 0 | Residential Households | Home | 10 | DEER:HVAC_Eff_AC | -92.3281 | -0.016635 | 0 | 2021 PGE ESA Data | 123 | 2022 | 0 | 100 | 2022 | 0 | 0 | 2021 PGE ESA Data | A/C Time Delay ¦ SCE ¦ All | A/C Time Delay | 0.69396 | 1 | 0.50543 | RASS 2019 | 0 | 0 | 1 | 0
LI-HVAC-40.4 | Low Income ¦ Average Existing and Code A/C Time Delay ¦ SCE ¦ All | Low Income ¦ Average Existing and Code A/C Time Delay | SCE ¦ All | SCE | All | Electric | No A/C Time Delay | Average Existing and Code | 0 | Conventional | HVAC | Low Income - Multi Family LI | Low Income | RET Only | 0 | Residential Households | Home | 10 | DEER:HVAC_Eff_AC | 0 | 0 | 0 | 2021 PGE ESA Data | 0 | 2022 | 0 | 0 | 2022 | 0 | 0 | 2021 PGE ESA Data | A/C Time Delay ¦ SCE ¦ All | A/C Time Delay | 0.49465 | 1 | 0.64096 | RASS 2019 | 0 | 0 | 1 | 0
LI-HVAC-41.4 | Low Income ¦ Efficient A/C Time Delay ¦ SCE ¦ All | Low Income ¦ Efficient A/C Time Delay | SCE ¦ All | SCE | All | Electric | A/C Time Delay | Efficient | 0 | Conventional | HVAC | Low Income - Multi Family LI | Low Income | RET Only | 0 | Residential Households | Home | 10 | DEER:HVAC_Eff_AC | -92.3281 | -0.016635 | 0 | 2021 PGE ESA Data | 123 | 2022 | 0 | 100 | 2022 | 0 | 0 | 2021 PGE ESA Data | A/C Time Delay ¦ SCE ¦ All | A/C Time Delay | 0.49465 | 1 | 0.35904 | RASS 2019 | 0 | 0 | 1 | 0
LI-HVAC-40.5 | Low Income ¦ Average Existing and Code A/C Time Delay ¦ SDG&E ¦ All | Low Income ¦ Average Existing and Code A/C Time Delay | SDG&E ¦ All | SDG&E | All | Electric | No A/C Time Delay | Average Existing and Code | 0 | Conventional | HVAC | Low Income - Single Family LI | Low Income | RET Only | 0 | Residential Households | Home | 10 | DEER:HVAC_Eff_AC | 0 | 0 | 0 | 2021 PGE ESA Data | 0 | 2022 | 0 | 0 | 2022 | 0 | 0 | 2021 PGE ESA Data | A/C Time Delay ¦ SDG&E ¦ All | A/C Time Delay | 0.69396 | 1 | 0.49457 | RASS 2019 | 0 | 0 | 1 | 0
LI-HVAC-41.5 | Low Income ¦ Efficient A/C Time Delay ¦ SDG&E ¦ All | Low Income ¦ Efficient A/C Time Delay | SDG&E ¦ All | SDG&E | All | Electric | A/C Time Delay | Efficient | 0 | Conventional | HVAC | Low Income - Single Family LI | Low Income | RET Only | 0 | Residential Households | Home | 10 | DEER:HVAC_Eff_AC | -92.3281 | -0.016635 | 0 | 2021 PGE ESA Data | 123 | 2022 | 0 | 100 | 2022 | 0 | 0 | 2021 PGE ESA Data | A/C Time Delay ¦ SDG&E ¦ All | A/C Time Delay | 0.69396 | 1 | 0.50543 | RASS 2019 | 0 | 0 | 1 | 0
LI-HVAC-40.6 | Low Income ¦ Average Existing and Code A/C Time Delay ¦ SDG&E ¦ All | Low Income ¦ Average Existing and Code A/C Time Delay | SDG&E ¦ All | SDG&E | All | Electric | No A/C Time Delay | Average Existing and Code | 0 | Conventional | HVAC | Low Income - Multi Family LI | Low Income | RET Only | 0 | Residential Households | Home | 10 | DEER:HVAC_Eff_AC | 0 | 0 | 0 | 2021 PGE ESA Data | 0 | 2022 | 0 | 0 | 2022 | 0 | 0 | 2021 PGE ESA Data | A/C Time Delay ¦ SDG&E ¦ All | A/C Time Delay | 0.49465 | 1 | 0.64096 | RASS 2019 | 0 | 0 | 1 | 0
LI-HVAC-41.6 | Low Income ¦ Efficient A/C Time Delay ¦ SDG&E ¦ All | Low Income ¦ Efficient A/C Time Delay | SDG&E ¦ All | SDG&E | All | Electric | A/C Time Delay | Efficient | 0 | Conventional | HVAC | Low Income - Multi Family LI | Low Income | RET Only | 0 | Residential Households | Home | 10 | DEER:HVAC_Eff_AC | -92.3281 | -0.016635 | 0 | 2021 PGE ESA Data | 123 | 2022 | 0 | 100 | 2022 | 0 | 0 | 2021 PGE ESA Data | A/C Time Delay ¦ SDG&E ¦ All | A/C Time Delay | 0.49465 | 1 | 0.35904 | RASS 2019 | 0 | 0 | 1 | 0
LI-HVAC-46.1 | Low Income ¦ Average Existing and Code Cooling HVAC Maintenance ¦ PG&E ¦ All | Low Income ¦ Average Existing and Code Cooling HVAC Maintenance | PG&E ¦ All | PG&E | All | Electric | No maintenance | Average Existing and Code | 0 | Conventional | HVAC | Low Income - Single Family LI | Low Income | RET Only | 0 | Residential Households | Each | 3 | DEER:HVAC_Eff_AC | 0 | 0 | 0 | SCE Data Request 2022 | 0 | 2022 | 0 | 0 | 2020 | 0 | 0 | SCE Data Request 2022 | Cooling HVAC Maintenance ¦ PG&E ¦ All | Cooling HVAC Maintenance | 0.52984 | 1 | 0.58105 | RASS 2019 | 0 | 0 | 1 | 0
LI-HVAC-47.1 | Low Income ¦ Efficient Cooling HVAC Maintenance ¦ PG&E ¦ All | Low Income ¦ Efficient Cooling HVAC Maintenance | PG&E ¦ All | PG&E | All | Electric | Condensor cleaning, Evaporator coil cleaning, refrigerant charge adjustment | Efficient | 0 | Conventional | HVAC | Low Income - Single Family LI | Low Income | RET Only | 0 | Residential Households | Each | 3 | DEER:HVAC_Eff_AC | -403.8393 | -0.33676 | 0.092432 | SCE Data Request 2022 | 39 | 2022 | 0 | 0 | 2020 | 0 | 0 | SCE Data Request 2022 | Cooling HVAC Maintenance ¦ PG&E ¦ All | Cooling HVAC Maintenance | 0.52984 | 1 | 0.41895 | RASS 2019 | 0 | 0 | 1 | 0
LI-HVAC-46.2 | Low Income ¦ Average Existing and Code Cooling HVAC Maintenance ¦ PG&E ¦ All | Low Income ¦ Average Existing and Code Cooling HVAC Maintenance | PG&E ¦ All | PG&E | All | Electric | No maintenance | Average Existing and Code | 0 | Conventional | HVAC | Low Income - Multi Family LI | Low Income | RET Only | 0 | Residential Households | Each | 3 | DEER:HVAC_Eff_AC | 0 | 0 | 0 | SCE Data Request 2022 | 0 | 2022 | 0 | 0 | 2020 | 0 | 0 | SCE Data Request 2022 | Cooling HVAC Maintenance ¦ PG&E ¦ All | Cooling HVAC Maintenance | 0.43264 | 1 | 0.7226 | RASS 2019 | 0 | 0 | 1 | 0
LI-HVAC-47.2 | Low Income ¦ Efficient Cooling HVAC Maintenance ¦ PG&E ¦ All | Low Income ¦ Efficient Cooling HVAC Maintenance | PG&E ¦ All | PG&E | All | Electric | Condensor cleaning, Evaporator coil cleaning, refrigerant charge adjustment | Efficient | 0 | Conventional | HVAC | Low Income - Multi Family LI | Low Income | RET Only | 0 | Residential Households | Each | 3 | DEER:HVAC_Eff_AC | -403.8393 | -0.33676 | 0.092432 | SCE Data Request 2022 | 39 | 2022 | 0 | 0 | 2020 | 0 | 0 | SCE Data Request 2022 | Cooling HVAC Maintenance ¦ PG&E ¦ All | Cooling HVAC Maintenance | 0.43264 | 1 | 0.2774 | RASS 2019 | 0 | 0 | 1 | 0
LI-HVAC-46.3 | Low Income ¦ Average Existing and Code Cooling HVAC Maintenance ¦ SCE ¦ All | Low Income ¦ Average Existing and Code Cooling HVAC Maintenance | SCE ¦ All | SCE | All | Electric | No maintenance | Average Existing and Code | 0 | Conventional | HVAC | Low Income - Single Family LI | Low Income | RET Only | 0 | Residential Households | Each | 3 | DEER:HVAC_Eff_AC | 0 | 0 | 0 | SCE Data Request 2022 | 0 | 2022 | 0 | 0 | 2020 | 0 | 0 | SCE Data Request 2022 | Cooling HVAC Maintenance ¦ SCE ¦ All | Cooling HVAC Maintenance | 0.52984 | 1 | 0.58105 | RASS 2019 | 0 | 0 | 1 | 0
LI-HVAC-47.3 | Low Income ¦ Efficient Cooling HVAC Maintenance ¦ SCE ¦ All | Low Income ¦ Efficient Cooling HVAC Maintenance | SCE ¦ All | SCE | All | Electric | Condensor cleaning, Evaporator coil cleaning, refrigerant charge adjustment | Efficient | 0 | Conventional | HVAC | Low Income - Single Family LI | Low Income | RET Only | 0 | Residential Households | Each | 3 | DEER:HVAC_Eff_AC | -403.8393 | -0.33676 | 0.092432 | SCE Data Request 2022 | 39 | 2022 | 0 | 0 | 2020 | 0 | 0 | SCE Data Request 2022 | Cooling HVAC Maintenance ¦ SCE ¦ All | Cooling HVAC Maintenance | 0.52984 | 1 | 0.41895 | RASS 2019 | 0 | 0 | 1 | 0
LI-HVAC-46.4 | Low Income ¦ Average Existing and Code Cooling HVAC Maintenance ¦ SCE ¦ All | Low Income ¦ Average Existing and Code Cooling HVAC Maintenance | SCE ¦ All | SCE | All | Electric | No maintenance | Average Existing and Code | 0 | Conventional | HVAC | Low Income - Multi Family LI | Low Income | RET Only | 0 | Residential Households | Each | 3 | DEER:HVAC_Eff_AC | 0 | 0 | 0 | SCE Data Request 2022 | 0 | 2022 | 0 | 0 | 2020 | 0 | 0 | SCE Data Request 2022 | Cooling HVAC Maintenance ¦ SCE ¦ All | Cooling HVAC Maintenance | 0.43264 | 1 | 0.7226 | RASS 2019 | 0 | 0 | 1 | 0
LI-HVAC-47.4 | Low Income ¦ Efficient Cooling HVAC Maintenance ¦ SCE ¦ All | Low Income ¦ Efficient Cooling HVAC Maintenance | SCE ¦ All | SCE | All | Electric | Condensor cleaning, Evaporator coil cleaning, refrigerant charge adjustment | Efficient | 0 | Conventional | HVAC | Low Income - Multi Family LI | Low Income | RET Only | 0 | Residential Households | Each | 3 | DEER:HVAC_Eff_AC | -403.8393 | -0.33676 | 0.092432 | SCE Data Request 2022 | 39 | 2022 | 0 | 0 | 2020 | 0 | 0 | SCE Data Request 2022 | Cooling HVAC Maintenance ¦ SCE ¦ All | Cooling HVAC Maintenance | 0.43264 | 1 | 0.2774 | RASS 2019 | 0 | 0 | 1 | 0
LI-HVAC-46.5 | Low Income ¦ Average Existing and Code Cooling HVAC Maintenance ¦ SDG&E ¦ All | Low Income ¦ Average Existing and Code Cooling HVAC Maintenance | SDG&E ¦ All | SDG&E | All | Electric | No maintenance | Average Existing and Code | 0 | Conventional | HVAC | Low Income - Single Family LI | Low Income | RET Only | 0 | Residential Households | Each | 3 | DEER:HVAC_Eff_AC | 0 | 0 | 0 | SCE Data Request 2022 | 0 | 2022 | 0 | 0 | 2020 | 0 | 0 | SCE Data Request 2022 | Cooling HVAC Maintenance ¦ SDG&E ¦ All | Cooling HVAC Maintenance | 0.52984 | 1 | 0.58105 | RASS 2019 | 0 | 0 | 1 | 0
LI-HVAC-47.5 | Low Income ¦ Efficient Cooling HVAC Maintenance ¦ SDG&E ¦ All | Low Income ¦ Efficient Cooling HVAC Maintenance | SDG&E ¦ All | SDG&E | All | Electric | Condensor cleaning, Evaporator coil cleaning, refrigerant charge adjustment | Efficient | 0 | Conventional | HVAC | Low Income - Single Family LI | Low Income | RET Only | 0 | Residential Households | Each | 3 | DEER:HVAC_Eff_AC | -403.8393 | -0.33676 | 0.092432 | SCE Data Request 2022 | 39 | 2022 | 0 | 0 | 2020 | 0 | 0 | SCE Data Request 2022 | Cooling HVAC Maintenance ¦ SDG&E ¦ All | Cooling HVAC Maintenance | 0.52984 | 1 | 0.41895 | RASS 2019 | 0 | 0 | 1 | 0
LI-HVAC-46.6 | Low Income ¦ Average Existing and Code Cooling HVAC Maintenance ¦ SDG&E ¦ All | Low Income ¦ Average Existing and Code Cooling HVAC Maintenance | SDG&E ¦ All | SDG&E | All | Electric | No maintenance | Average Existing and Code | 0 | Conventional | HVAC | Low Income - Multi Family LI | Low Income | RET Only | 0 | Residential Households | Each | 3 | DEER:HVAC_Eff_AC | 0 | 0 | 0 | SCE Data Request 2022 | 0 | 2022 | 0 | 0 | 2020 | 0 | 0 | SCE Data Request 2022 | Cooling HVAC Maintenance ¦ SDG&E ¦ All | Cooling HVAC Maintenance | 0.43264 | 1 | 0.7226 | RASS 2019 | 0 | 0 | 1 | 0
LI-HVAC-47.6 | Low Income ¦ Efficient Cooling HVAC Maintenance ¦ SDG&E ¦ All | Low Income ¦ Efficient Cooling HVAC Maintenance | SDG&E ¦ All | SDG&E | All | Electric | Condensor cleaning, Evaporator coil cleaning, refrigerant charge adjustment | Efficient | 0 | Conventional | HVAC | Low Income - Multi Family LI | Low Income | RET Only | 0 | Residential Households | Each | 3 | DEER:HVAC_Eff_AC | -403.8393 | -0.33676 | 0.092432 | SCE Data Request 2022 | 39 | 2022 | 0 | 0 | 2020 | 0 | 0 | SCE Data Request 2022 | Cooling HVAC Maintenance ¦ SDG&E ¦ All | Cooling HVAC Maintenance | 0.43264 | 1 | 0.2774 | RASS 2019 | 0 | 0 | 1 | 0
LI-HVAC-46.1 | Low Income ¦ Average Existing and Code Cooling HVAC Maintenance ¦ SCG ¦ All | Low Income ¦ Average Existing and Code Cooling HVAC Maintenance | SCG ¦ All | SCG | All | Electric | No maintenance | Average Existing and Code | 0 | Conventional | HVAC | Low Income - Single Family LI | Low Income | RET Only | 0 | Residential Households | Each | 3 | DEER:HVAC_Eff_AC | 0 | 0 | 0 | SCE Data Request 2022 | 0 | 2022 | 0 | 0 | 2020 | 0 | 0 | SCE Data Request 2022 | Cooling HVAC Maintenance ¦ SCG ¦ All | Cooling HVAC Maintenance |  | 1 |  |  | 0 | 0 | 1 | 0
LI-HVAC-47.1 | Low Income ¦ Efficient Cooling HVAC Maintenance ¦ SCG ¦ All | Low Income ¦ Efficient Cooling HVAC Maintenance | SCG ¦ All | SCG | All | Electric | Condensor cleaning, Evaporator coil cleaning, refrigerant charge adjustment | Efficient | 0 | Conventional | HVAC | Low Income - Single Family LI | Low Income | RET Only | 0 | Residential Households | Each | 3 | DEER:HVAC_Eff_AC | -403.8393 | -0.33676 | 0.092432 | SCE Data Request 2022 | 39 | 2022 | 0 | 0 | 2020 | 0 | 0 | SCE Data Request 2022 | Cooling HVAC Maintenance ¦ SCG ¦ All | Cooling HVAC Maintenance |  | 1 |  |  | 0 | 0 | 1 | 0
LI-HVAC-46.1 | Low Income ¦ Average Existing and Code Cooling HVAC Maintenance ¦ SCG ¦ All | Low Income ¦ Average Existing and Code Cooling HVAC Maintenance | SCG ¦ All | SCG | All | Electric | No maintenance | Average Existing and Code | 0 | Conventional | HVAC | Low Income - Multi Family LI | Low Income | RET Only | 0 | Residential Households | Each | 3 | DEER:HVAC_Eff_AC | 0 | 0 | 0 | SCE Data Request 2022 | 0 | 2022 | 0 | 0 | 2020 | 0 | 0 | SCE Data Request 2022 | Cooling HVAC Maintenance ¦ SCG ¦ All | Cooling HVAC Maintenance |  | 1 |  |  | 0 | 0 | 1 | 0
LI-HVAC-47.1 | Low Income ¦ Efficient Cooling HVAC Maintenance ¦ SCG ¦ All | Low Income ¦ Efficient Cooling HVAC Maintenance | SCG ¦ All | SCG | All | Electric | Condensor cleaning, Evaporator coil cleaning, refrigerant charge adjustment | Efficient | 0 | Conventional | HVAC | Low Income - Multi Family LI | Low Income | RET Only | 0 | Residential Households | Each | 3 | DEER:HVAC_Eff_AC | -403.8393 | -0.33676 | 0.092432 | SCE Data Request 2022 | 39 | 2022 | 0 | 0 | 2020 | 0 | 0 | SCE Data Request 2022 | Cooling HVAC Maintenance ¦ SCG ¦ All | Cooling HVAC Maintenance |  | 1 |  |  | 0 | 0 | 1 | 0
LI-HVAC-52.1 | Low Income ¦ Average Existing and Code Wall Furnace No Replacement ¦ PG&E ¦ All | Low Income ¦ Average Existing and Code Wall Furnace No Replacement | PG&E ¦ All | PG&E | All | Gas | No furnace replacement | Average Existing and Code | 0 | Conventional | HVAC | Low Income - Single Family LI | Low Income | RET Only | 0 | Residential Households | Home | 20 | None | 0 | 0 | 0 | SCG Data Request 2022 | 0 | 2022 | 0 | 0 | 2022 | 0 | 0 | SCG Data Request 2022 | HE Wall Furnace Replacement ¦ PG&E ¦ All | HE Wall Furnace Replacement | 0.1193 | 1 | 0.9916 | RASS 2019 | 0 | 0 | 1 | 0
LI-HVAC-53.1 | Low Income ¦ Efficient HE Wall Furnace Replacement ¦ PG&E ¦ All | Low Income ¦ Efficient HE Wall Furnace Replacement | PG&E ¦ All | PG&E | All | Gas | HE wall furnace replacement | Efficient | 0 | Conventional | HVAC | Low Income - Single Family LI | Low Income | RET Only | 0 | Residential Households | Home | 20 | None | 0 | 0 | -53.9119 | SCG Data Request 2022 | 2400 | 2022 | 0 | 0 | 2022 | 0 | 0 | SCG Data Request 2022 | HE Wall Furnace Replacement ¦ PG&E ¦ All | HE Wall Furnace Replacement | 0.1193 | 1 | 0.0084041 | RASS 2019 | 0 | 0 | 1 | 0
LI-HVAC-52.2 | Low Income ¦ Average Existing and Code Wall Furnace No Replacement ¦ PG&E ¦ All | Low Income ¦ Average Existing and Code Wall Furnace No Replacement | PG&E ¦ All | PG&E | All | Gas | No furnace replacement | Average Existing and Code | 0 | Conventional | HVAC | Low Income - Multi Family LI | Low Income | RET Only | 0 | Residential Households | Home | 20 | None | 0 | 0 | 0 | SCG Data Request 2022 | 0 | 2022 | 0 | 0 | 2022 | 0 | 0 | SCG Data Request 2022 | HE Wall Furnace Replacement ¦ PG&E ¦ All | HE Wall Furnace Replacement | 0.12392 | 1 | 0.94385 | RASS 2019 | 0 | 0 | 1 | 0
LI-HVAC-53.2 | Low Income ¦ Efficient HE Wall Furnace Replacement ¦ PG&E ¦ All | Low Income ¦ Efficient HE Wall Furnace Replacement | PG&E ¦ All | PG&E | All | Gas | HE wall furnace replacement | Efficient | 0 | Conventional | HVAC | Low Income - Multi Family LI | Low Income | RET Only | 0 | Residential Households | Home | 20 | None | 0 | 0 | -53.8823 | SCG Data Request 2022 | 2400 | 2022 | 0 | 0 | 2022 | 0 | 0 | SCG Data Request 2022 | HE Wall Furnace Replacement ¦ PG&E ¦ All | HE Wall Furnace Replacement | 0.12392 | 1 | 0.056148 | RASS 2019 | 0 | 0 | 1 | 0
LI-HVAC-52.3 | Low Income ¦ Average Existing and Code Wall Furnace No Replacement ¦ SCG ¦ All | Low Income ¦ Average Existing and Code Wall Furnace No Replacement | SCG ¦ All | SCG | All | Gas | No furnace replacement | Average Existing and Code | 0 | Conventional | HVAC | Low Income - Single Family LI | Low Income | RET Only | 0 | Residential Households | Home | 20 | None | 0 | 0 | 0 | SCG Data Request 2022 | 0 | 2022 | 0 | 0 | 2022 | 0 | 0 | SCG Data Request 2022 | HE Wall Furnace Replacement ¦ SCG ¦ All | HE Wall Furnace Replacement | 0.1193 | 1 | 0.9916 | RASS 2019 | 0 | 0 | 1 | 0
LI-HVAC-53.3 | Low Income ¦ Efficient HE Wall Furnace Replacement ¦ SCG ¦ All | Low Income ¦ Efficient HE Wall Furnace Replacement | SCG ¦ All | SCG | All | Gas | HE wall furnace replacement | Efficient | 0 | Conventional | HVAC | Low Income - Single Family LI | Low Income | RET Only | 0 | Residential Households | Home | 20 | None | 0 | 0 | -53.9119 | SCG Data Request 2022 | 2400 | 2022 | 0 | 0 | 2022 | 0 | 0 | SCG Data Request 2022 | HE Wall Furnace Replacement ¦ SCG ¦ All | HE Wall Furnace Replacement | 0.1193 | 1 | 0.0084041 | RASS 2019 | 0 | 0 | 1 | 0
LI-HVAC-52.4 | Low Income ¦ Average Existing and Code Wall Furnace No Replacement ¦ SCG ¦ All | Low Income ¦ Average Existing and Code Wall Furnace No Replacement | SCG ¦ All | SCG | All | Gas | No furnace replacement | Average Existing and Code | 0 | Conventional | HVAC | Low Income - Multi Family LI | Low Income | RET Only | 0 | Residential Households | Home | 20 | None | 0 | 0 | 0 | SCG Data Request 2022 | 0 | 2022 | 0 | 0 | 2022 | 0 | 0 | SCG Data Request 2022 | HE Wall Furnace Replacement ¦ SCG ¦ All | HE Wall Furnace Replacement | 0.12392 | 1 | 0.94385 | RASS 2019 | 0 | 0 | 1 | 0
LI-HVAC-53.4 | Low Income ¦ Efficient HE Wall Furnace Replacement ¦ SCG ¦ All | Low Income ¦ Efficient HE Wall Furnace Replacement | SCG ¦ All | SCG | All | Gas | HE wall furnace replacement | Efficient | 0 | Conventional | HVAC | Low Income - Multi Family LI | Low Income | RET Only | 0 | Residential Households | Home | 20 | None | 0 | 0 | -53.8823 | SCG Data Request 2022 | 2400 | 2022 | 0 | 0 | 2022 | 0 | 0 | SCG Data Request 2022 | HE Wall Furnace Replacement ¦ SCG ¦ All | HE Wall Furnace Replacement | 0.12392 | 1 | 0.056148 | RASS 2019 | 0 | 0 | 1 | 0
LI-HVAC-52.5 | Low Income ¦ Average Existing and Code Wall Furnace No Replacement ¦ SDG&E ¦ All | Low Income ¦ Average Existing and Code Wall Furnace No Replacement | SDG&E ¦ All | SDG&E | All | Gas | No furnace replacement | Average Existing and Code | 0 | Conventional | HVAC | Low Income - Single Family LI | Low Income | RET Only | 0 | Residential Households | Home | 20 | None | 0 | 0 | 0 | SCG Data Request 2022 | 0 | 2022 | 0 | 0 | 2022 | 0 | 0 | SCG Data Request 2022 | HE Wall Furnace Replacement ¦ SDG&E ¦ All | HE Wall Furnace Replacement | 0.1193 | 1 | 0.9916 | RASS 2019 | 0 | 0 | 1 | 0
LI-HVAC-53.5 | Low Income ¦ Efficient HE Wall Furnace Replacement ¦ SDG&E ¦ All | Low Income ¦ Efficient HE Wall Furnace Replacement | SDG&E ¦ All | SDG&E | All | Gas | HE wall furnace replacement | Efficient | 0 | Conventional | HVAC | Low Income - Single Family LI | Low Income | RET Only | 0 | Residential Households | Home | 20 | None | 0 | 0 | -53.9119 | SCG Data Request 2022 | 2400 | 2022 | 0 | 0 | 2022 | 0 | 0 | SCG Data Request 2022 | HE Wall Furnace Replacement ¦ SDG&E ¦ All | HE Wall Furnace Replacement | 0.1193 | 1 | 0.0084041 | RASS 2019 | 0 | 0 | 1 | 0
LI-HVAC-52.6 | Low Income ¦ Average Existing and Code Wall Furnace No Replacement ¦ SDG&E ¦ All | Low Income ¦ Average Existing and Code Wall Furnace No Replacement | SDG&E ¦ All | SDG&E | All | Gas | No furnace replacement | Average Existing and Code | 0 | Conventional | HVAC | Low Income - Multi Family LI | Low Income | RET Only | 0 | Residential Households | Home | 20 | None | 0 | 0 | 0 | SCG Data Request 2022 | 0 | 2022 | 0 | 0 | 2022 | 0 | 0 | SCG Data Request 2022 | HE Wall Furnace Replacement ¦ SDG&E ¦ All | HE Wall Furnace Replacement | 0.12392 | 1 | 0.94385 | RASS 2019 | 0 | 0 | 1 | 0
LI-HVAC-53.6 | Low Income ¦ Efficient HE Wall Furnace Replacement ¦ SDG&E ¦ All | Low Income ¦ Efficient HE Wall Furnace Replacement | SDG&E ¦ All | SDG&E | All | Gas | HE wall furnace replacement | Efficient | 0 | Conventional | HVAC | Low Income - Multi Family LI | Low Income | RET Only | 0 | Residential Households | Home | 20 | None | 0 | 0 | -53.8823 | SCG Data Request 2022 | 2400 | 2022 | 0 | 0 | 2022 | 0 | 0 | SCG Data Request 2022 | HE Wall Furnace Replacement ¦ SDG&E ¦ All | HE Wall Furnace Replacement | 0.12392 | 1 | 0.056148 | RASS 2019 | 0 | 0 | 1 | 0
LI-HVAC-66.1 | Low Income ¦ Average Existing and Code Air Filter Replacement ¦ PG&E ¦ All | Low Income ¦ Average Existing and Code Air Filter Replacement | PG&E ¦ All | PG&E | All | Electric | No Air Filter Replacement | Average Existing and Code | 0 | Conventional | HVAC | Low Income - Single Family LI | Low Income | RET Only | 0 | Residential Households | Each | 1 | DEER:HVAC_Eff_AC | 0 | 0 | 0 | SCE Data request 2022 | 0 | 2022 | 0 | 0 | 2022 | 0 | 0 | SCE Data request 2022 | Air Filter Replacement ¦ PG&E ¦ All | Air Filter Replacement | 0.40288 | 1 | 0.63749 | RASS 2019 | 0 | 0 | 1 | 0
LI-HVAC-67.1 | Low Income ¦ Efficient Air Filter Replacement ¦ PG&E ¦ All | Low Income ¦ Efficient Air Filter Replacement | PG&E ¦ All | PG&E | All | Electric | Air Filter Replacement | Efficient | 0 | Conventional | HVAC | Low Income - Single Family LI | Low Income | RET Only | 0 | Residential Households | Each | 1 | DEER:HVAC_Eff_AC | -8.0416 | -0.0033917 | 0 | SCE Data request 2022 | 5.17 | 2022 | 0 | 10 | 2022 | 0 | 0 | SCE Data request 2022 | Air Filter Replacement ¦ PG&E ¦ All | Air Filter Replacement | 0.40288 | 1 | 0.36251 | RASS 2019 | 0 | 0 | 1 | 0
LI-HVAC-66.2 | Low Income ¦ Average Existing and Code Air Filter Replacement ¦ PG&E ¦ All | Low Income ¦ Average Existing and Code Air Filter Replacement | PG&E ¦ All | PG&E | All | Electric | No Air Filter Replacement | Average Existing and Code | 0 | Conventional | HVAC | Low Income - Multi Family LI | Low Income | RET Only | 0 | Residential Households | Each | 1 | DEER:HVAC_Eff_AC | 0 | 0 | 0 | SCE Data request 2022 | 0 | 2022 | 0 | 0 | 2022 | 0 | 0 | SCE Data request 2022 | Air Filter Replacement ¦ PG&E ¦ All | Air Filter Replacement | 0.29225 | 1 | 0.67163 | RASS 2019 | 0 | 0 | 1 | 0
LI-HVAC-67.2 | Low Income ¦ Efficient Air Filter Replacement ¦ PG&E ¦ All | Low Income ¦ Efficient Air Filter Replacement | PG&E ¦ All | PG&E | All | Electric | Air Filter Replacement | Efficient | 0 | Conventional | HVAC | Low Income - Multi Family LI | Low Income | RET Only | 0 | Residential Households | Each | 1 | DEER:HVAC_Eff_AC | -8.0416 | -0.0033917 | 0 | SCE Data request 2022 | 5.17 | 2022 | 0 | 10 | 2022 | 0 | 0 | SCE Data request 2022 | Air Filter Replacement ¦ PG&E ¦ All | Air Filter Replacement | 0.29225 | 1 | 0.32837 | RASS 2019 | 0 | 0 | 1 | 0
LI-HVAC-66.3 | Low Income ¦ Average Existing and Code Air Filter Replacement ¦ SCE ¦ All | Low Income ¦ Average Existing and Code Air Filter Replacement | SCE ¦ All | SCE | All | Electric | No Air Filter Replacement | Average Existing and Code | 0 | Conventional | HVAC | Low Income - Single Family LI | Low Income | RET Only | 0 | Residential Households | Each | 1 | DEER:HVAC_Eff_AC | 0 | 0 | 0 | SCE Data request 2022 | 0 | 2022 | 0 | 0 | 2022 | 0 | 0 | SCE Data request 2022 | Air Filter Replacement ¦ SCE ¦ All | Air Filter Replacement | 0.40288 | 1 | 0.63749 | RASS 2019 | 0 | 0 | 1 | 0
LI-HVAC-67.3 | Low Income ¦ Efficient Air Filter Replacement ¦ SCE ¦ All | Low Income ¦ Efficient Air Filter Replacement | SCE ¦ All | SCE | All | Electric | Air Filter Replacement | Efficient | 0 | Conventional | HVAC | Low Income - Single Family LI | Low Income | RET Only | 0 | Residential Households | Each | 1 | DEER:HVAC_Eff_AC | -8.0416 | -0.0033917 | 0 | SCE Data request 2022 | 5.17 | 2022 | 0 | 10 | 2022 | 0 | 0 | SCE Data request 2022 | Air Filter Replacement ¦ SCE ¦ All | Air Filter Replacement | 0.40288 | 1 | 0.36251 | RASS 2019 | 0 | 0 | 1 | 0
LI-HVAC-66.4 | Low Income ¦ Average Existing and Code Air Filter Replacement ¦ SCE ¦ All | Low Income ¦ Average Existing and Code Air Filter Replacement | SCE ¦ All | SCE | All | Electric | No Air Filter Replacement | Average Existing and Code | 0 | Conventional | HVAC | Low Income - Multi Family LI | Low Income | RET Only | 0 | Residential Households | Each | 1 | DEER:HVAC_Eff_AC | 0 | 0 | 0 | SCE Data request 2022 | 0 | 2022 | 0 | 0 | 2022 | 0 | 0 | SCE Data request 2022 | Air Filter Replacement ¦ SCE ¦ All | Air Filter Replacement | 0.29225 | 1 | 0.67163 | RASS 2019 | 0 | 0 | 1 | 0
LI-HVAC-67.4 | Low Income ¦ Efficient Air Filter Replacement ¦ SCE ¦ All | Low Income ¦ Efficient Air Filter Replacement | SCE ¦ All | SCE | All | Electric | Air Filter Replacement | Efficient | 0 | Conventional | HVAC | Low Income - Multi Family LI | Low Income | RET Only | 0 | Residential Households | Each | 1 | DEER:HVAC_Eff_AC | -8.0416 | -0.0033917 | 0 | SCE Data request 2022 | 5.17 | 2022 | 0 | 10 | 2022 | 0 | 0 | SCE Data request 2022 | Air Filter Replacement ¦ SCE ¦ All | Air Filter Replacement | 0.29225 | 1 | 0.32837 | RASS 2019 | 0 | 0 | 1 | 0
LI-HVAC-66.5 | Low Income ¦ Average Existing and Code Air Filter Replacement ¦ SDG&E ¦ All | Low Income ¦ Average Existing and Code Air Filter Replacement | SDG&E ¦ All | SDG&E | All | Electric | No Air Filter Replacement | Average Existing and Code | 0 | Conventional | HVAC | Low Income - Single Family LI | Low Income | RET Only | 0 | Residential Households | Each | 1 | DEER:HVAC_Eff_AC | 0 | 0 | 0 | SCE Data request 2022 | 0 | 2022 | 0 | 0 | 2022 | 0 | 0 | SCE Data request 2022 | Air Filter Replacement ¦ SDG&E ¦ All | Air Filter Replacement | 0.40288 | 1 | 0.63749 | RASS 2019 | 0 | 0 | 1 | 0
LI-HVAC-67.5 | Low Income ¦ Efficient Air Filter Replacement ¦ SDG&E ¦ All | Low Income ¦ Efficient Air Filter Replacement | SDG&E ¦ All | SDG&E | All | Electric | Air Filter Replacement | Efficient | 0 | Conventional | HVAC | Low Income - Single Family LI | Low Income | RET Only | 0 | Residential Households | Each | 1 | DEER:HVAC_Eff_AC | -8.0416 | -0.0033917 | 0 | SCE Data request 2022 | 5.17 | 2022 | 0 | 10 | 2022 | 0 | 0 | SCE Data request 2022 | Air Filter Replacement ¦ SDG&E ¦ All | Air Filter Replacement | 0.40288 | 1 | 0.36251 | RASS 2019 | 0 | 0 | 1 | 0
LI-HVAC-66.6 | Low Income ¦ Average Existing and Code Air Filter Replacement ¦ SDG&E ¦ All | Low Income ¦ Average Existing and Code Air Filter Replacement | SDG&E ¦ All | SDG&E | All | Electric | No Air Filter Replacement | Average Existing and Code | 0 | Conventional | HVAC | Low Income - Multi Family LI | Low Income | RET Only | 0 | Residential Households | Each | 1 | DEER:HVAC_Eff_AC | 0 | 0 | 0 | SCE Data request 2022 | 0 | 2022 | 0 | 0 | 2022 | 0 | 0 | SCE Data request 2022 | Air Filter Replacement ¦ SDG&E ¦ All | Air Filter Replacement | 0.29225 | 1 | 0.67163 | RASS 2019 | 0 | 0 | 1 | 0
LI-HVAC-67.6 | Low Income ¦ Efficient Air Filter Replacement ¦ SDG&E ¦ All | Low Income ¦ Efficient Air Filter Replacement | SDG&E ¦ All | SDG&E | All | Electric | Air Filter Replacement | Efficient | 0 | Conventional | HVAC | Low Income - Multi Family LI | Low Income | RET Only | 0 | Residential Households | Each | 1 | DEER:HVAC_Eff_AC | -8.0416 | -0.0033917 | 0 | SCE Data request 2022 | 5.17 | 2022 | 0 | 10 | 2022 | 0 | 0 | SCE Data request 2022 | Air Filter Replacement ¦ SDG&E ¦ All | Air Filter Replacement | 0.29225 | 1 | 0.32837 | RASS 2019 | 0 | 0 | 1 | 0
LI-HVAC-70.1 | Low Income ¦ Average Existing and Code No Evaporator Maintenance ¦ PG&E ¦ All | Low Income ¦ Average Existing and Code No Evaporator Maintenance | PG&E ¦ All | PG&E | All | Electric | No Evaporator Maintenance | Average Existing and Code | 0 | Conventional | HVAC | Low Income - Single Family LI | Low Income | RET Only | 0 | Residential Households | Home | 3 | DEER:HVAC_Eff_AC | 0 | 0 | 0 | SCE Data Request 2022 | 0 | 2022 | 0 | 0 | 2022 | 0 | 0 | SCE Data request 2022 | Evaporator Maintenance ¦ PG&E ¦ All | Evaporator Maintenance | 0.52984 | 1 | 0.58105 | RASS 2019 | 0 | 0 | 1 | 0
LI-HVAC-71.1 | Low Income ¦ Efficient Evaporator Maintenance ¦ PG&E ¦ All | Low Income ¦ Efficient Evaporator Maintenance | PG&E ¦ All | PG&E | All | Electric | Evaporator Maintenance | Efficient | 0 | Conventional | HVAC | Low Income - Single Family LI | Low Income | RET Only | 0 | Residential Households | House | 3 | DEER:HVAC_Eff_AC | -282.8407 | -0.2065 | 27.6703 | SCE Data Request 2022 | 320 | 2022 | 0 | 125 | 2022 | 0 | 0 | SCE Data request 2022 | Evaporator Maintenance ¦ PG&E ¦ All | Evaporator Maintenance | 0.52984 | 1 | 0.41895 | RASS 2019 | 0 | 0 | 1 | 0
LI-HVAC-70.2 | Low Income ¦ Average Existing and Code No Evaporator Maintenance ¦ PG&E ¦ All | Low Income ¦ Average Existing and Code No Evaporator Maintenance | PG&E ¦ All | PG&E | All | Electric | No Evaporator Maintenance | Average Existing and Code | 0 | Conventional | HVAC | Low Income - Multi Family LI | Low Income | RET Only | 0 | Residential Households | Home | 3 | DEER:HVAC_Eff_AC | 0 | 0 | 0 | SCE Data Request 2022 | 0 | 2022 | 0 | 0 | 2022 | 0 | 0 | SCE Data request 2022 | Evaporator Maintenance ¦ PG&E ¦ All | Evaporator Maintenance | 0.43264 | 1 | 0.7226 | RASS 2019 | 0 | 0 | 1 | 0
LI-HVAC-71.2 | Low Income ¦ Efficient Evaporator Maintenance ¦ PG&E ¦ All | Low Income ¦ Efficient Evaporator Maintenance | PG&E ¦ All | PG&E | All | Electric | Evaporator Maintenance | Efficient | 0 | Conventional | HVAC | Low Income - Multi Family LI | Low Income | RET Only | 0 | Residential Households | House | 3 | DEER:HVAC_Eff_AC | -282.8407 | -0.2065 | 27.6703 | SCE Data Request 2022 | 320 | 2022 | 0 | 125 | 2022 | 0 | 0 | SCE Data request 2022 | Evaporator Maintenance ¦ PG&E ¦ All | Evaporator Maintenance | 0.43264 | 1 | 0.2774 | RASS 2019 | 0 | 0 | 1 | 0
LI-HVAC-70.3 | Low Income ¦ Average Existing and Code No Evaporator Maintenance ¦ SCE ¦ All | Low Income ¦ Average Existing and Code No Evaporator Maintenance | SCE ¦ All | SCE | All | Electric | No Evaporator Maintenance | Average Existing and Code | 0 | Conventional | HVAC | Low Income - Single Family LI | Low Income | RET Only | 0 | Residential Households | Home | 3 | DEER:HVAC_Eff_AC | 0 | 0 | 0 | SCE Data Request 2022 | 0 | 2022 | 0 | 0 | 2022 | 0 | 0 | SCE Data request 2022 | Evaporator Maintenance ¦ SCE ¦ All | Evaporator Maintenance | 0.52984 | 1 | 0.58105 | RASS 2019 | 0 | 0 | 1 | 0
LI-HVAC-71.3 | Low Income ¦ Efficient Evaporator Maintenance ¦ SCE ¦ All | Low Income ¦ Efficient Evaporator Maintenance | SCE ¦ All | SCE | All | Electric | Evaporator Maintenance | Efficient | 0 | Conventional | HVAC | Low Income - Single Family LI | Low Income | RET Only | 0 | Residential Households | House | 3 | DEER:HVAC_Eff_AC | -282.8407 | -0.2065 | 0 | SCE Data Request 2022 | 320 | 2022 | 0 | 125 | 2022 | 0 | 0 | SCE Data request 2022 | Evaporator Maintenance ¦ SCE ¦ All | Evaporator Maintenance | 0.52984 | 1 | 0.41895 | RASS 2019 | 0 | 0 | 1 | 0
LI-HVAC-70.4 | Low Income ¦ Average Existing and Code No Evaporator Maintenance ¦ SCE ¦ All | Low Income ¦ Average Existing and Code No Evaporator Maintenance | SCE ¦ All | SCE | All | Electric | No Evaporator Maintenance | Average Existing and Code | 0 | Conventional | HVAC | Low Income - Multi Family LI | Low Income | RET Only | 0 | Residential Households | Home | 3 | DEER:HVAC_Eff_AC | 0 | 0 | 0 | SCE Data Request 2022 | 0 | 2022 | 0 | 0 | 2022 | 0 | 0 | SCE Data request 2022 | Evaporator Maintenance ¦ SCE ¦ All | Evaporator Maintenance | 0.43264 | 1 | 0.7226 | RASS 2019 | 0 | 0 | 1 | 0
LI-HVAC-71.4 | Low Income ¦ Efficient Evaporator Maintenance ¦ SCE ¦ All | Low Income ¦ Efficient Evaporator Maintenance | SCE ¦ All | SCE | All | Electric | Evaporator Maintenance | Efficient | 0 | Conventional | HVAC | Low Income - Multi Family LI | Low Income | RET Only | 0 | Residential Households | House | 3 | DEER:HVAC_Eff_AC | -282.8407 | -0.2065 | 0 | SCE Data Request 2022 | 320 | 2022 | 0 | 125 | 2022 | 0 | 0 | SCE Data request 2022 | Evaporator Maintenance ¦ SCE ¦ All | Evaporator Maintenance | 0.43264 | 1 | 0.2774 | RASS 2019 | 0 | 0 | 1 | 0
LI-HVAC-70.5 | Low Income ¦ Average Existing and Code No Evaporator Maintenance ¦ SDG&E ¦ All | Low Income ¦ Average Existing and Code No Evaporator Maintenance | SDG&E ¦ All | SDG&E | All | Electric | No Evaporator Maintenance | Average Existing and Code | 0 | Conventional | HVAC | Low Income - Single Family LI | Low Income | RET Only | 0 | Residential Households | Home | 3 | DEER:HVAC_Eff_AC | 0 | 0 | 0 | SCE Data Request 2022 | 0 | 2022 | 0 | 0 | 2022 | 0 | 0 | SCE Data request 2022 | Evaporator Maintenance ¦ SDG&E ¦ All | Evaporator Maintenance | 0.52984 | 1 | 0.58105 | RASS 2019 | 0 | 0 | 1 | 0
LI-HVAC-71.5 | Low Income ¦ Efficient Evaporator Maintenance ¦ SDG&E ¦ All | Low Income ¦ Efficient Evaporator Maintenance | SDG&E ¦ All | SDG&E | All | Electric | Evaporator Maintenance | Efficient | 0 | Conventional | HVAC | Low Income - Single Family LI | Low Income | RET Only | 0 | Residential Households | House | 3 | DEER:HVAC_Eff_AC | -282.8407 | -0.2065 | 27.6703 | SCE Data Request 2022 | 320 | 2022 | 0 | 125 | 2022 | 0 | 0 | SCE Data request 2022 | Evaporator Maintenance ¦ SDG&E ¦ All | Evaporator Maintenance | 0.52984 | 1 | 0.41895 | RASS 2019 | 0 | 0 | 1 | 0
LI-HVAC-70.6 | Low Income ¦ Average Existing and Code No Evaporator Maintenance ¦ SDG&E ¦ All | Low Income ¦ Average Existing and Code No Evaporator Maintenance | SDG&E ¦ All | SDG&E | All | Electric | No Evaporator Maintenance | Average Existing and Code | 0 | Conventional | HVAC | Low Income - Multi Family LI | Low Income | RET Only | 0 | Residential Households | Home | 3 | DEER:HVAC_Eff_AC | 0 | 0 | 0 | SCE Data Request 2022 | 0 | 2022 | 0 | 0 | 2022 | 0 | 0 | SCE Data request 2022 | Evaporator Maintenance ¦ SDG&E ¦ All | Evaporator Maintenance | 0.43264 | 1 | 0.7226 | RASS 2019 | 0 | 0 | 1 | 0
LI-HVAC-71.6 | Low Income ¦ Efficient Evaporator Maintenance ¦ SDG&E ¦ All | Low Income ¦ Efficient Evaporator Maintenance | SDG&E ¦ All | SDG&E | All | Electric | Evaporator Maintenance | Efficient | 0 | Conventional | HVAC | Low Income - Multi Family LI | Low Income | RET Only | 0 | Residential Households | House | 3 | DEER:HVAC_Eff_AC | -282.8407 | -0.2065 | 27.6703 | SCE Data Request 2022 | 320 | 2022 | 0 | 125 | 2022 | 0 | 0 | SCE Data request 2022 | Evaporator Maintenance ¦ SDG&E ¦ All | Evaporator Maintenance | 0.43264 | 1 | 0.2774 | RASS 2019 | 0 | 0 | 1 | 0
LI-LIGHTING-01.1 | Low Income ¦ Average Existing and Code Exterior Hard Wired LED Fixtures ¦ PG&E ¦ All | Low Income ¦ Average Existing and Code Exterior Hard Wired LED Fixtures | PG&E ¦ All | PG&E | All | Electric | Exterior Hard Wired LED Fixtures | Average Existing and Code | 0 | Conventional | Lighting | Low Income - Single Family LI | Low Income | ROB Only | 0 | Residential Households | Fixture | 16 | DEER:Indoor_CFL_Ltg | 0 | 0 | 0 | 0 | 0 | 2022 | 0 | 0 | 2021 | 0 | 0 | 0 | Exterior Hard Wired LED Fixtures ¦ PG&E ¦ All | Exterior Hard Wired LED Fixtures | 0.24639 | 1 | 0.040794 | MICS - Navigant 2015 | 0 | 0 | 1 | 0
LI-LIGHTING-02.1 | Low Income ¦ Efficient Exterior Hard Wired LED Fixtures ¦ PG&E ¦ All | Low Income ¦ Efficient Exterior Hard Wired LED Fixtures | PG&E ¦ All | PG&E | All | Electric | Exterior Hard Wired LED Fixtures | Efficient | 0 | Conventional | Lighting | Low Income - Single Family LI | Low Income | ROB Only | 0 | Residential Households | Fixture | 16 | DEER:Indoor_CFL_Ltg | -5.143 | -0.0006168 | 0 | PGE IOU Annual Report | 55.5159 | 2022 | 0 | 0 | 2021 | 0 | 0 | PGE IOU Annual Report | Exterior Hard Wired LED Fixtures ¦ PG&E ¦ All | Exterior Hard Wired LED Fixtures | 0.24639 | 1 | 0.95921 | MICS - Navigant 2015 | 0 | 0 | 1 | 0
LI-LIGHTING-01.2 | Low Income ¦ Average Existing and Code Exterior Hard Wired LED Fixtures ¦ PG&E ¦ All | Low Income ¦ Average Existing and Code Exterior Hard Wired LED Fixtures | PG&E ¦ All | PG&E | All | Electric | Exterior Hard Wired LED Fixtures | Average Existing and Code | 0 | Conventional | Lighting | Low Income - Multi Family LI | Low Income | ROB Only | 0 | Residential Households | Fixture | 16 | DEER:Indoor_CFL_Ltg | 0 | 0 | 0 | 0 | 0 | 2022 | 0 | 0 | 2021 | 0 | 0 | 0 | Exterior Hard Wired LED Fixtures ¦ PG&E ¦ All | Exterior Hard Wired LED Fixtures | 0.15115 | 1 | 0.067871 | MICS - Navigant 2015 | 0 | 0 | 1 | 0
LI-LIGHTING-02.2 | Low Income ¦ Efficient Exterior Hard Wired LED Fixtures ¦ PG&E ¦ All | Low Income ¦ Efficient Exterior Hard Wired LED Fixtures | PG&E ¦ All | PG&E | All | Electric | Exterior Hard Wired LED Fixtures | Efficient | 0 | Conventional | Lighting | Low Income - Multi Family LI | Low Income | ROB Only | 0 | Residential Households | Fixture | 16 | DEER:Indoor_CFL_Ltg | -5.143 | -0.0006168 | 0 | PGE IOU Annual Report | 55.5159 | 2022 | 0 | 0 | 2021 | 0 | 0 | PGE IOU Annual Report | Exterior Hard Wired LED Fixtures ¦ PG&E ¦ All | Exterior Hard Wired LED Fixtures | 0.15115 | 1 | 0.93213 | MICS - Navigant 2015 | 0 | 0 | 1 | 0
LI-LIGHTING-01.3 | Low Income ¦ Average Existing and Code Exterior Hard Wired LED Fixtures ¦ SCE ¦ All | Low Income ¦ Average Existing and Code Exterior Hard Wired LED Fixtures | SCE ¦ All | SCE | All | Electric | Exterior Hard Wired LED Fixtures | Average Existing and Code | 0 | Conventional | Lighting | Low Income - Single Family LI | Low Income | ROB Only | 0 | Residential Households | Fixture | 16 | DEER:Indoor_CFL_Ltg | 0 | 0 | 0 | 0 | 0 | 2022 | 0 | 0 | 2021 | 0 | 0 | 0 | Exterior Hard Wired LED Fixtures ¦ SCE ¦ All | Exterior Hard Wired LED Fixtures | 0.24639 | 1 | 0.040794 | MICS - Navigant 2015 | 0 | 0 | 1 | 0
LI-LIGHTING-02.3 | Low Income ¦ Efficient Exterior Hard Wired LED Fixtures ¦ SCE ¦ All | Low Income ¦ Efficient Exterior Hard Wired LED Fixtures | SCE ¦ All | SCE | All | Electric | Exterior Hard Wired LED Fixtures | Efficient | 0 | Conventional | Lighting | Low Income - Single Family LI | Low Income | ROB Only | 0 | Residential Households | Fixture | 16 | DEER:Indoor_CFL_Ltg | -14.6047 | -0.0006168 | 0 | SCE Data Request 2022 | 96 | 2022 | 0 | 0 | 2021 | 0 | 0 | SCE Data Request 2022 | Exterior Hard Wired LED Fixtures ¦ SCE ¦ All | Exterior Hard Wired LED Fixtures | 0.24639 | 1 | 0.95921 | MICS - Navigant 2015 | 0 | 0 | 1 | 0
LI-LIGHTING-01.4 | Low Income ¦ Average Existing and Code Exterior Hard Wired LED Fixtures ¦ SCE ¦ All | Low Income ¦ Average Existing and Code Exterior Hard Wired LED Fixtures | SCE ¦ All | SCE | All | Electric | Exterior Hard Wired LED Fixtures | Average Existing and Code | 0 | Conventional | Lighting | Low Income - Multi Family LI | Low Income | ROB Only | 0 | Residential Households | Fixture | 16 | DEER:Indoor_CFL_Ltg | 0 | 0 | 0 | 0 | 0 | 2022 | 0 | 0 | 2021 | 0 | 0 | 0 | Exterior Hard Wired LED Fixtures ¦ SCE ¦ All | Exterior Hard Wired LED Fixtures | 0.15115 | 1 | 0.067871 | MICS - Navigant 2015 | 0 | 0 | 1 | 0
LI-LIGHTING-02.4 | Low Income ¦ Efficient Exterior Hard Wired LED Fixtures ¦ SCE ¦ All | Low Income ¦ Efficient Exterior Hard Wired LED Fixtures | SCE ¦ All | SCE | All | Electric | Exterior Hard Wired LED Fixtures | Efficient | 0 | Conventional | Lighting | Low Income - Multi Family LI | Low Income | ROB Only | 0 | Residential Households | Fixture | 16 | DEER:Indoor_CFL_Ltg | -14.6047 | -0.0006168 | 0 | SCE Data Request 2022 | 96 | 2022 | 0 | 0 | 2021 | 0 | 0 | SCE Data Request 2022 | Exterior Hard Wired LED Fixtures ¦ SCE ¦ All | Exterior Hard Wired LED Fixtures | 0.15115 | 1 | 0.93213 | MICS - Navigant 2015 | 0 | 0 | 1 | 0
LI-LIGHTING-01.5 | Low Income ¦ Average Existing and Code Exterior Hard Wired LED Fixtures ¦ SDG&E ¦ All | Low Income ¦ Average Existing and Code Exterior Hard Wired LED Fixtures | SDG&E ¦ All | SDG&E | All | Electric | Exterior Hard Wired LED Fixtures | Average Existing and Code | 0 | Conventional | Lighting | Low Income - Single Family LI | Low Income | ROB Only | 0 | Residential Households | Fixture | 16 | DEER:Indoor_CFL_Ltg | 0 | 0 | 0 | 0 | 0 | 2022 | 0 | 0 | 2021 | 0 | 0 | 0 | Exterior Hard Wired LED Fixtures ¦ SDG&E ¦ All | Exterior Hard Wired LED Fixtures | 0.24639 | 1 | 0.040794 | MICS - Navigant 2015 | 0 | 0 | 1 | 0
LI-LIGHTING-02.5 | Low Income ¦ Efficient Exterior Hard Wired LED Fixtures ¦ SDG&E ¦ All | Low Income ¦ Efficient Exterior Hard Wired LED Fixtures | SDG&E ¦ All | SDG&E | All | Electric | Exterior Hard Wired LED Fixtures | Efficient | 0 | Conventional | Lighting | Low Income - Single Family LI | Low Income | ROB Only | 0 | Residential Households | Fixture | 16 | DEER:Indoor_CFL_Ltg | -5.14 | -0.0006168 | 0 | SDG&E Data Request 2022 | 70 | 2022 | 0 | 0 | 2021 | 0 | 0 | SDG&E Data Request 2022 | Exterior Hard Wired LED Fixtures ¦ SDG&E ¦ All | Exterior Hard Wired LED Fixtures | 0.24639 | 1 | 0.95921 | MICS - Navigant 2015 | 0 | 0 | 1 | 0
LI-LIGHTING-01.6 | Low Income ¦ Average Existing and Code Exterior Hard Wired LED Fixtures ¦ SDG&E ¦ All | Low Income ¦ Average Existing and Code Exterior Hard Wired LED Fixtures | SDG&E ¦ All | SDG&E | All | Electric | Exterior Hard Wired LED Fixtures | Average Existing and Code | 0 | Conventional | Lighting | Low Income - Multi Family LI | Low Income | ROB Only | 0 | Residential Households | Fixture | 16 | DEER:Indoor_CFL_Ltg | 0 | 0 | 0 | 0 | 0 | 2022 | 0 | 0 | 2021 | 0 | 0 | 0 | Exterior Hard Wired LED Fixtures ¦ SDG&E ¦ All | Exterior Hard Wired LED Fixtures | 0.15115 | 1 | 0.067871 | MICS - Navigant 2015 | 0 | 0 | 1 | 0
LI-LIGHTING-02.6 | Low Income ¦ Efficient Exterior Hard Wired LED Fixtures ¦ SDG&E ¦ All | Low Income ¦ Efficient Exterior Hard Wired LED Fixtures | SDG&E ¦ All | SDG&E | All | Electric | Exterior Hard Wired LED Fixtures | Efficient | 0 | Conventional | Lighting | Low Income - Multi Family LI | Low Income | ROB Only | 0 | Residential Households | Fixture | 16 | DEER:Indoor_CFL_Ltg | -5.14 | -0.0006168 | 0 | SDG&E Data Request 2022 | 70 | 2022 | 0 | 0 | 2021 | 0 | 0 | SDG&E Data Request 2022 | Exterior Hard Wired LED Fixtures ¦ SDG&E ¦ All | Exterior Hard Wired LED Fixtures | 0.15115 | 1 | 0.93213 | MICS - Navigant 2015 | 0 | 0 | 1 | 0
LI-LIGHTING-03.1 | Low Income ¦ Average Existing and Code LED A-lamp Bulbs ¦ PG&E ¦ All | Low Income ¦ Average Existing and Code LED A-lamp Bulbs | PG&E ¦ All | PG&E | All | Electric | LED A‐lamp Bulbs | Average Existing and Code | 0 | Conventional | Lighting | Low Income - Single Family LI | Low Income | ROB Only | 0 | Residential Households | Lamp | 16 | DEER:Indoor_CFL_Ltg | 0 | 0 | 0 | 0 | 0 | 2022 | 0 | 0 | 2022 | 0 | 0 | 0 | LED A‐lamp Bulbs ¦ PG&E ¦ All | LED A‐lamp Bulbs | 22.0749 | 1 | 0.023692 | MICS - Navigant 2015 | 0 | 0 | 1 | 0
LI-LIGHTING-04.1 | Low Income ¦ Efficient LED A-lamp Bulbs ¦ PG&E ¦ All | Low Income ¦ Efficient LED A-lamp Bulbs | PG&E ¦ All | PG&E | All | Electric | LED A‐lamp Bulbs | Efficient | 0 | Conventional | Lighting | Low Income - Single Family LI | Low Income | ROB Only | 0 | Residential Households | Lamp | 16 | DEER:Indoor_CFL_Ltg | -9.603 | -0.000236 | 0.0227 | PG&E IOU Annual Report | 3.222 | 2022 | 0 | 5 | 2022 | 0 | 0 | PGE Annual IOU Report | LED A‐lamp Bulbs ¦ PG&E ¦ All | LED A‐lamp Bulbs | 22.0749 | 1 | 0.97631 | MICS - Navigant 2015 | 0 | 0 | 1 | 0
LI-LIGHTING-03.2 | Low Income ¦ Average Existing and Code LED A-lamp Bulbs ¦ PG&E ¦ All | Low Income ¦ Average Existing and Code LED A-lamp Bulbs | PG&E ¦ All | PG&E | All | Electric | LED A‐lamp Bulbs | Average Existing and Code | 0 | Conventional | Lighting | Low Income - Multi Family LI | Low Income | ROB Only | 0 | Residential Households | Lamp | 16 | DEER:Indoor_CFL_Ltg | 0 | 0 | 0 | 0 | 0 | 2022 | 0 | 0 | 2022 | 0 | 0 | 0 | LED A‐lamp Bulbs ¦ PG&E ¦ All | LED A‐lamp Bulbs | 12.6517 | 1 | 0.041401 | MICS - Navigant 2015 | 0 | 0 | 1 | 0
LI-LIGHTING-04.2 | Low Income ¦ Efficient LED A-lamp Bulbs ¦ PG&E ¦ All | Low Income ¦ Efficient LED A-lamp Bulbs | PG&E ¦ All | PG&E | All | Electric | LED A‐lamp Bulbs | Efficient | 0 | Conventional | Lighting | Low Income - Multi Family LI | Low Income | ROB Only | 0 | Residential Households | Lamp | 16 | DEER:Indoor_CFL_Ltg | -9.603 | -0.000236 | 0.0227 | PG&E IOU Annual Report | 3.222 | 2022 | 0 | 5 | 2022 | 0 | 0 | PGE Annual IOU Report | LED A‐lamp Bulbs ¦ PG&E ¦ All | LED A‐lamp Bulbs | 12.6517 | 1 | 0.9586 | MICS - Navigant 2015 | 0 | 0 | 1 | 0
LI-LIGHTING-03.3 | Low Income ¦ Average Existing and Code LED A-lamp Bulbs ¦ SCE ¦ All | Low Income ¦ Average Existing and Code LED A-lamp Bulbs | SCE ¦ All | SCE | All | Electric | LED A‐lamp Bulbs | Average Existing and Code | 0 | Conventional | Lighting | Low Income - Single Family LI | Low Income | ROB Only | 0 | Residential Households | Lamp | 16 | DEER:Indoor_CFL_Ltg | 0 | 0 | 0 | 0 | 0 | 2022 | 0 | 0 | 2022 | 0 | 0 | 0 | LED A‐lamp Bulbs ¦ SCE ¦ All | LED A‐lamp Bulbs | 22.0749 | 1 | 0.023692 | MICS - Navigant 2015 | 0 | 0 | 1 | 0
LI-LIGHTING-04.3 | Low Income ¦ Efficient LED A-lamp Bulbs ¦ SCE ¦ All | Low Income ¦ Efficient LED A-lamp Bulbs | SCE ¦ All | SCE | All | Electric | LED A‐lamp Bulbs | Efficient | 0 | Conventional | Lighting | Low Income - Single Family LI | Low Income | ROB Only | 0 | Residential Households | Lamp | 16 | DEER:Indoor_CFL_Ltg | -5.8615 | -0.0002452 | 0.03135 | PG&E and SDG&E average | 3.57 | 2022 | 0 | 5 | 2022 | 0 | 0 | SCE Data Request 2022 | LED A‐lamp Bulbs ¦ SCE ¦ All | LED A‐lamp Bulbs | 22.0749 | 1 | 0.97631 | MICS - Navigant 2015 | 0 | 0 | 1 | 0
LI-LIGHTING-03.4 | Low Income ¦ Average Existing and Code LED A-lamp Bulbs ¦ SCE ¦ All | Low Income ¦ Average Existing and Code LED A-lamp Bulbs | SCE ¦ All | SCE | All | Electric | LED A‐lamp Bulbs | Average Existing and Code | 0 | Conventional | Lighting | Low Income - Multi Family LI | Low Income | ROB Only | 0 | Residential Households | Lamp | 16 | DEER:Indoor_CFL_Ltg | 0 | 0 | 0 | 0 | 0 | 2022 | 0 | 0 | 2022 | 0 | 0 | 0 | LED A‐lamp Bulbs ¦ SCE ¦ All | LED A‐lamp Bulbs | 12.6517 | 1 | 0.041401 | MICS - Navigant 2015 | 0 | 0 | 1 | 0
LI-LIGHTING-04.4 | Low Income ¦ Efficient LED A-lamp Bulbs ¦ SCE ¦ All | Low Income ¦ Efficient LED A-lamp Bulbs | SCE ¦ All | SCE | All | Electric | LED A‐lamp Bulbs | Efficient | 0 | Conventional | Lighting | Low Income - Multi Family LI | Low Income | ROB Only | 0 | Residential Households | Lamp | 16 | DEER:Indoor_CFL_Ltg | -5.8615 | -0.0002452 | 0.03135 | PG&E and SDG&E average | 3.57 | 2022 | 0 | 5 | 2022 | 0 | 0 | SCE Data Request 2022 | LED A‐lamp Bulbs ¦ SCE ¦ All | LED A‐lamp Bulbs | 12.6517 | 1 | 0.9586 | MICS - Navigant 2015 | 0 | 0 | 1 | 0
LI-LIGHTING-03.5 | Low Income ¦ Average Existing and Code LED A-lamp Bulbs ¦ SDG&E ¦ All | Low Income ¦ Average Existing and Code LED A-lamp Bulbs | SDG&E ¦ All | SDG&E | All | Electric | LED A‐lamp Bulbs | Average Existing and Code | 0 | Conventional | Lighting | Low Income - Single Family LI | Low Income | ROB Only | 0 | Residential Households | Lamp | 16 | DEER:Indoor_CFL_Ltg | 0 | 0 | 0 | 0 | 0 | 2022 | 0 | 0 | 2022 | 0 | 0 | 0 | LED A‐lamp Bulbs ¦ SDG&E ¦ All | LED A‐lamp Bulbs | 22.0749 | 1 | 0.023692 | MICS - Navigant 2015 | 0 | 0 | 1 | 0
LI-LIGHTING-04.5 | Low Income ¦ Efficient LED A-lamp Bulbs ¦ SDG&E ¦ All | Low Income ¦ Efficient LED A-lamp Bulbs | SDG&E ¦ All | SDG&E | All | Electric | LED A‐lamp Bulbs | Efficient | 0 | Conventional | Lighting | Low Income - Single Family LI | Low Income | ROB Only | 0 | Residential Households | Lamp | 16 | DEER:Indoor_CFL_Ltg | -2.12 | -0.0002544 | 0.04 | SDG&E Data Request 2022 | 5 | 2022 | 0 | 5 | 2022 | 0 | 0 | SDG&E Data Request 2022 | LED A‐lamp Bulbs ¦ SDG&E ¦ All | LED A‐lamp Bulbs | 22.0749 | 1 | 0.97631 | MICS - Navigant 2015 | 0 | 0 | 1 | 0
LI-LIGHTING-03.6 | Low Income ¦ Average Existing and Code LED A-lamp Bulbs ¦ SDG&E ¦ All | Low Income ¦ Average Existing and Code LED A-lamp Bulbs | SDG&E ¦ All | SDG&E | All | Electric | LED A‐lamp Bulbs | Average Existing and Code | 0 | Conventional | Lighting | Low Income - Multi Family LI | Low Income | ROB Only | 0 | Residential Households | Lamp | 16 | DEER:Indoor_CFL_Ltg | 0 | 0 | 0 | 0 | 0 | 2022 | 0 | 0 | 2022 | 0 | 0 | 0 | LED A‐lamp Bulbs ¦ SDG&E ¦ All | LED A‐lamp Bulbs | 12.6517 | 1 | 0.041401 | MICS - Navigant 2015 | 0 | 0 | 1 | 0
LI-LIGHTING-04.6 | Low Income ¦ Efficient LED A-lamp Bulbs ¦ SDG&E ¦ All | Low Income ¦ Efficient LED A-lamp Bulbs | SDG&E ¦ All | SDG&E | All | Electric | LED A‐lamp Bulbs | Efficient | 0 | Conventional | Lighting | Low Income - Multi Family LI | Low Income | ROB Only | 0 | Residential Households | Lamp | 16 | DEER:Indoor_CFL_Ltg | -2.12 | -0.0002544 | 0.04 | SDG&E Data Request 2022 | 5 | 2022 | 0 | 5 | 2022 | 0 | 0 | SDG&E Data Request 2022 | LED A‐lamp Bulbs ¦ SDG&E ¦ All | LED A‐lamp Bulbs | 12.6517 | 1 | 0.9586 | MICS - Navigant 2015 | 0 | 0 | 1 | 0
LI-LIGHTING-05.1 | Low Income ¦ Average Existing and Code LED Reflector Bulbs ¦ PG&E ¦ All | Low Income ¦ Average Existing and Code LED Reflector Bulbs | PG&E ¦ All | PG&E | All | Electric | LED Reflector Bulbs | Average Existing and Code | 0 | Conventional | Lighting | Low Income - Single Family LI | Low Income | ROB Only | 0 | Residential Households | Lamp | 16 | DEER:Indoor_CFL_Ltg | 0 | 0 | 0 | 0 | 0 | 2022 | 0 | 0 | 2022 | 0 | 0 | 0 | LED Reflector Bulbs ¦ PG&E ¦ All | LED Reflector Bulbs | 6.0486 | 1 | 0.14149 | MICS - Navigant 2015 | 0 | 0 | 1 | 0
LI-LIGHTING-06.1 | Low Income ¦ Efficient LED Reflector Bulbs ¦ PG&E ¦ All | Low Income ¦ Efficient LED Reflector Bulbs | PG&E ¦ All | PG&E | All | Electric | LED Reflector Bulbs | Efficient | 0 | Conventional | Lighting | Low Income - Single Family LI | Low Income | ROB Only | 0 | Residential Households | Lamp | 16 | DEER:Indoor_CFL_Ltg | -11.361 | -0.00027 | 0.238 | PGE IOU ANNUAL REPORT | 2.4531 | 2022 | 0 | 5.9972 | 2022 | 0 | 0 | PGE IOU ANNUAL REPORT | LED Reflector Bulbs ¦ PG&E ¦ All | LED Reflector Bulbs | 6.0486 | 1 | 0.85851 | MICS - Navigant 2015 | 0 | 0 | 1 | 0
LI-LIGHTING-05.2 | Low Income ¦ Average Existing and Code LED Reflector Bulbs ¦ PG&E ¦ All | Low Income ¦ Average Existing and Code LED Reflector Bulbs | PG&E ¦ All | PG&E | All | Electric | LED Reflector Bulbs | Average Existing and Code | 0 | Conventional | Lighting | Low Income - Multi Family LI | Low Income | ROB Only | 0 | Residential Households | Lamp | 16 | DEER:Indoor_CFL_Ltg | 0 | 0 | 0 | 0 | 0 | 2022 | 0 | 0 | 2022 | 0 | 0 | 0 | LED Reflector Bulbs ¦ PG&E ¦ All | LED Reflector Bulbs | 1.8228 | 1 | 0.49399 | MICS - Navigant 2015 | 0 | 0 | 1 | 0
LI-LIGHTING-06.2 | Low Income ¦ Efficient LED Reflector Bulbs ¦ PG&E ¦ All | Low Income ¦ Efficient LED Reflector Bulbs | PG&E ¦ All | PG&E | All | Electric | LED Reflector Bulbs | Efficient | 0 | Conventional | Lighting | Low Income - Multi Family LI | Low Income | ROB Only | 0 | Residential Households | Lamp | 16 | DEER:Indoor_CFL_Ltg | -11.361 | -0.00027 | 0.238 | PGE IOU ANNUAL REPORT | 2.4531 | 2022 | 0 | 5.9972 | 2022 | 0 | 0 | PGE IOU ANNUAL REPORT | LED Reflector Bulbs ¦ PG&E ¦ All | LED Reflector Bulbs | 1.8228 | 1 | 0.50601 | MICS - Navigant 2015 | 0 | 0 | 1 | 0
LI-LIGHTING-05.3 | Low Income ¦ Average Existing and Code LED Reflector Bulbs ¦ SCE ¦ All | Low Income ¦ Average Existing and Code LED Reflector Bulbs | SCE ¦ All | SCE | All | Electric | LED Reflector Bulbs | Average Existing and Code | 0 | Conventional | Lighting | Low Income - Single Family LI | Low Income | ROB Only | 0 | Residential Households | Lamp | 16 | DEER:Indoor_CFL_Ltg | 0 | 0 | 0 | 0 | 0 | 2022 | 0 | 0 | 2022 | 0 | 0 | 0 | LED Reflector Bulbs ¦ SCE ¦ All | LED Reflector Bulbs | 6.0486 | 1 | 0.14149 | MICS - Navigant 2015 | 0 | 0 | 1 | 0
LI-LIGHTING-06.3 | Low Income ¦ Efficient LED Reflector Bulbs ¦ SCE ¦ All | Low Income ¦ Efficient LED Reflector Bulbs | SCE ¦ All | SCE | All | Electric | LED Reflector Bulbs | Efficient | 0 | Conventional | Lighting | Low Income - Single Family LI | Low Income | ROB Only | 0 | Residential Households | Lamp | 16 | DEER:Indoor_CFL_Ltg | -14.2441 | -0.0017296 | 0.26272 | SCE Data Request 2022 | 3.57 | 2022 | 0 | 5 | 2022 | 0 | 0 | SCE Data Request 2022 | LED Reflector Bulbs ¦ SCE ¦ All | LED Reflector Bulbs | 6.0486 | 1 | 0.85851 | MICS - Navigant 2015 | 0 | 0 | 1 | 0
LI-LIGHTING-05.4 | Low Income ¦ Average Existing and Code LED Reflector Bulbs ¦ SCE ¦ All | Low Income ¦ Average Existing and Code LED Reflector Bulbs | SCE ¦ All | SCE | All | Electric | LED Reflector Bulbs | Average Existing and Code | 0 | Conventional | Lighting | Low Income - Multi Family LI | Low Income | ROB Only | 0 | Residential Households | Lamp | 16 | DEER:Indoor_CFL_Ltg | 0 | 0 | 0 | 0 | 0 | 2022 | 0 | 0 | 2022 | 0 | 0 | 0 | LED Reflector Bulbs ¦ SCE ¦ All | LED Reflector Bulbs | 1.8228 | 1 | 0.49399 | MICS - Navigant 2015 | 0 | 0 | 1 | 0
LI-LIGHTING-06.4 | Low Income ¦ Efficient LED Reflector Bulbs ¦ SCE ¦ All | Low Income ¦ Efficient LED Reflector Bulbs | SCE ¦ All | SCE | All | Electric | LED Reflector Bulbs | Efficient | 0 | Conventional | Lighting | Low Income - Multi Family LI | Low Income | ROB Only | 0 | Residential Households | Lamp | 16 | DEER:Indoor_CFL_Ltg | -14.2441 | -0.0017296 | 0.26272 | SCE Data Request 2022 | 3.57 | 2022 | 0 | 5 | 2022 | 0 | 0 | SCE Data Request 2022 | LED Reflector Bulbs ¦ SCE ¦ All | LED Reflector Bulbs | 1.8228 | 1 | 0.50601 | MICS - Navigant 2015 | 0 | 0 | 1 | 0
LI-LIGHTING-05.5 | Low Income ¦ Average Existing and Code LED Reflector Bulbs ¦ SDG&E ¦ All | Low Income ¦ Average Existing and Code LED Reflector Bulbs | SDG&E ¦ All | SDG&E | All | Electric | LED Reflector Bulbs | Average Existing and Code | 0 | Conventional | Lighting | Low Income - Single Family LI | Low Income | ROB Only | 0 | Residential Households | Lamp | 16 | DEER:Indoor_CFL_Ltg | 0 | 0 | 0 | 0 | 0 | 2022 | 0 | 0 | 2022 | 0 | 0 | 0 | LED Reflector Bulbs ¦ SDG&E ¦ All | LED Reflector Bulbs | 6.0486 | 1 | 0.14149 | MICS - Navigant 2015 | 0 | 0 | 1 | 0
LI-LIGHTING-06.5 | Low Income ¦ Efficient LED Reflector Bulbs ¦ SDG&E ¦ All | Low Income ¦ Efficient LED Reflector Bulbs | SDG&E ¦ All | SDG&E | All | Electric | LED Reflector Bulbs | Efficient | 0 | Conventional | Lighting | Low Income - Single Family LI | Low Income | ROB Only | 0 | Residential Households | Lamp | 16 | DEER:Indoor_CFL_Ltg | -12.8026 | -0.00099981 | 0.25036 | SCE and PG&E Values | 3.0116 | 2022 | 0 | 5.4986 | 2022 | 0 | 0 | SCE and PG&E Values | LED Reflector Bulbs ¦ SDG&E ¦ All | LED Reflector Bulbs | 6.0486 | 1 | 0.85851 | MICS - Navigant 2015 | 0 | 0 | 1 | 0
LI-LIGHTING-05.6 | Low Income ¦ Average Existing and Code LED Reflector Bulbs ¦ SDG&E ¦ All | Low Income ¦ Average Existing and Code LED Reflector Bulbs | SDG&E ¦ All | SDG&E | All | Electric | LED Reflector Bulbs | Average Existing and Code | 0 | Conventional | Lighting | Low Income - Multi Family LI | Low Income | ROB Only | 0 | Residential Households | Lamp | 16 | DEER:Indoor_CFL_Ltg | 0 | 0 | 0 | 0 | 0 | 2022 | 0 | 0 | 2022 | 0 | 0 | 0 | LED Reflector Bulbs ¦ SDG&E ¦ All | LED Reflector Bulbs | 1.8228 | 1 | 0.49399 | MICS - Navigant 2015 | 0 | 0 | 1 | 0
LI-LIGHTING-06.6 | Low Income ¦ Efficient LED Reflector Bulbs ¦ SDG&E ¦ All | Low Income ¦ Efficient LED Reflector Bulbs | SDG&E ¦ All | SDG&E | All | Electric | LED Reflector Bulbs | Efficient | 0 | Conventional | Lighting | Low Income - Multi Family LI | Low Income | ROB Only | 0 | Residential Households | Lamp | 16 | DEER:Indoor_CFL_Ltg | -12.8026 | -0.00099981 | 0.25036 | SCE and PG&E Values | 3.0116 | 2022 | 0 | 5.4986 | 2022 | 0 | 0 | SCE and PG&E Values | LED Reflector Bulbs ¦ SDG&E ¦ All | LED Reflector Bulbs | 1.8228 | 1 | 0.50601 | MICS - Navigant 2015 | 0 | 0 | 1 | 0
LI-LIGHTING-07.1 | Low Income ¦ Average Existing and Code Interior Hard Wired LED Fixtures ¦ PG&E ¦ All | Low Income ¦ Average Existing and Code Interior Hard Wired LED Fixtures | PG&E ¦ All | PG&E | All | Electric | Standard Interior Hardwired LED Fixture | Average Existing and Code | 0 | Conventional | Lighting | Low Income - Single Family LI | Low Income | ROB Only | 0 | Residential Households | Each | 16 | DEER:Indoor_CFL_Ltg | 0 | 0 | 0 | 0 | 0 | 2022 | 0 | 0 | 2022 | 0 | 0 | 0 | Interior Hardwired LED Fixture ¦ PG&E ¦ All | Interior Hardwired LED Fixture | 1.2565 | 1 | 0.032424 | MICS - Navigant 2015 | 0 | 0 | 1 | 0
LI-LIGHTING-08.1 | Low Income ¦ Efficient Interior Hard Wired LED Fixtures ¦ PG&E ¦ All | Low Income ¦ Efficient Interior Hard Wired LED Fixtures | PG&E ¦ All | PG&E | All | Electric | Efficient Interior Hardwired LED Fixture | Efficient | 0 | Conventional | Lighting | Low Income - Single Family LI | Low Income | ROB Only | 0 | Residential Households | Fixture | 16 | DEER:Indoor_CFL_Ltg | -69.6222 | -0.0084164 | 1.5704 | PGE Data Request and IOU Monthly Report | 18.3216 | 2022 | 0 | 32.7698 | 2022 | 0 | 0 | PGE Data Request and IOU Monthly Report | Interior Hardwired LED Fixture ¦ PG&E ¦ All | Interior Hardwired LED Fixture | 1.2565 | 1 | 0.96758 | MICS - Navigant 2015 | 0 | 0 | 1 | 0
LI-LIGHTING-07.2 | Low Income ¦ Average Existing and Code Interior Hard Wired LED Fixtures ¦ PG&E ¦ All | Low Income ¦ Average Existing and Code Interior Hard Wired LED Fixtures | PG&E ¦ All | PG&E | All | Electric | Standard Interior Hardwired LED Fixture | Average Existing and Code | 0 | Conventional | Lighting | Low Income - Multi Family LI | Low Income | ROB Only | 0 | Residential Households | Each | 16 | DEER:Indoor_CFL_Ltg | 0 | 0 | 0 | 0 | 0 | 2022 | 0 | 0 | 2022 | 0 | 0 | 0 | Interior Hardwired LED Fixture ¦ PG&E ¦ All | Interior Hardwired LED Fixture | 0.75205 | 1 | 0.046988 | MICS - Navigant 2015 | 0 | 0 | 1 | 0
LI-LIGHTING-08.2 | Low Income ¦ Efficient Interior Hard Wired LED Fixtures ¦ PG&E ¦ All | Low Income ¦ Efficient Interior Hard Wired LED Fixtures | PG&E ¦ All | PG&E | All | Electric | Efficient Interior Hardwired LED Fixture | Efficient | 0 | Conventional | Lighting | Low Income - Multi Family LI | Low Income | ROB Only | 0 | Residential Households | Fixture | 16 | DEER:Indoor_CFL_Ltg | -69.6222 | -0.0084164 | 1.5704 | PGE Data Request and IOU Monthly Report | 18.3216 | 2022 | 0 | 32.7698 | 2022 | 0 | 0 | PGE Data Request and IOU Monthly Report | Interior Hardwired LED Fixture ¦ PG&E ¦ All | Interior Hardwired LED Fixture | 0.75205 | 1 | 0.95301 | MICS - Navigant 2015 | 0 | 0 | 1 | 0
LI-LIGHTING-07.3 | Low Income ¦ Average Existing and Code Interior Hard Wired LED Fixtures ¦ SCE ¦ All | Low Income ¦ Average Existing and Code Interior Hard Wired LED Fixtures | SCE ¦ All | SCE | All | Electric | Standard Interior Hardwired LED Fixture | Average Existing and Code | 0 | Conventional | Lighting | Low Income - Single Family LI | Low Income | ROB Only | 0 | Residential Households | Each | 16 | DEER:Indoor_CFL_Ltg | 0 | 0 | 0 | 0 | 0 | 2022 | 0 | 0 | 2022 | 0 | 0 | 0 | Interior Hardwired LED Fixture ¦ SCE ¦ All | Interior Hardwired LED Fixture | 1.2565 | 1 | 0.032424 | MICS - Navigant 2015 | 0 | 0 | 1 | 0
LI-LIGHTING-08.3 | Low Income ¦ Efficient Interior Hard Wired LED Fixtures ¦ SCE ¦ All | Low Income ¦ Efficient Interior Hard Wired LED Fixtures | SCE ¦ All | SCE | All | Electric | Efficient Interior Hardwired LED Fixture | Efficient | 0 | Conventional | Lighting | Low Income - Single Family LI | Low Income | ROB Only | 0 | Residential Households | Fixture | 16 | DEER:Indoor_CFL_Ltg | -36.9261 | -0.004462 | 0.82522 | Average of SDG&E and PG&E | 34.2759 | 2022 | 0 | 32.7698 | 2022 | 0 | 0 | Average of SDG&E and PG&E | Interior Hardwired LED Fixture ¦ SCE ¦ All | Interior Hardwired LED Fixture | 1.2565 | 1 | 0.96758 | MICS - Navigant 2015 | 0 | 0 | 1 | 0
LI-LIGHTING-07.4 | Low Income ¦ Average Existing and Code Interior Hard Wired LED Fixtures ¦ SCE ¦ All | Low Income ¦ Average Existing and Code Interior Hard Wired LED Fixtures | SCE ¦ All | SCE | All | Electric | Standard Interior Hardwired LED Fixture | Average Existing and Code | 0 | Conventional | Lighting | Low Income - Multi Family LI | Low Income | ROB Only | 0 | Residential Households | Each | 16 | DEER:Indoor_CFL_Ltg | 0 | 0 | 0 | 0 | 0 | 2022 | 0 | 0 | 2022 | 0 | 0 | 0 | Interior Hardwired LED Fixture ¦ SCE ¦ All | Interior Hardwired LED Fixture | 0.75205 | 1 | 0.046988 | MICS - Navigant 2015 | 0 | 0 | 1 | 0
LI-LIGHTING-08.4 | Low Income ¦ Efficient Interior Hard Wired LED Fixtures ¦ SCE ¦ All | Low Income ¦ Efficient Interior Hard Wired LED Fixtures | SCE ¦ All | SCE | All | Electric | Efficient Interior Hardwired LED Fixture | Efficient | 0 | Conventional | Lighting | Low Income - Multi Family LI | Low Income | ROB Only | 0 | Residential Households | Fixture | 16 | DEER:Indoor_CFL_Ltg | -36.9261 | -0.004462 | 0.82522 | Average of SDG&E and PG&E | 34.2759 | 2022 | 0 | 32.7698 | 2022 | 0 | 0 | Average of SDG&E and PG&E | Interior Hardwired LED Fixture ¦ SCE ¦ All | Interior Hardwired LED Fixture | 0.75205 | 1 | 0.95301 | MICS - Navigant 2015 | 0 | 0 | 1 | 0
LI-LIGHTING-07.5 | Low Income ¦ Average Existing and Code Interior Hard Wired LED Fixtures ¦ SDG&E ¦ All | Low Income ¦ Average Existing and Code Interior Hard Wired LED Fixtures | SDG&E ¦ All | SDG&E | All | Electric | Standard Interior Hardwired LED Fixture | Average Existing and Code | 0 | Conventional | Lighting | Low Income - Single Family LI | Low Income | ROB Only | 0 | Residential Households | Each | 16 | DEER:Indoor_CFL_Ltg | 0 | 0 | 0 | 0 | 0 | 2022 | 0 | 0 | 2022 | 0 | 0 | 0 | Interior Hardwired LED Fixture ¦ SDG&E ¦ All | Interior Hardwired LED Fixture | 1.2565 | 1 | 0.032424 | MICS - Navigant 2015 | 0 | 0 | 1 | 0
LI-LIGHTING-08.5 | Low Income ¦ Efficient Interior Hard Wired LED Fixtures ¦ SDG&E ¦ All | Low Income ¦ Efficient Interior Hard Wired LED Fixtures | SDG&E ¦ All | SDG&E | All | Electric | Efficient Interior Hardwired LED Fixture | Efficient | 0 | Conventional | Lighting | Low Income - Single Family LI | Low Income | ROB Only | 0 | Residential Households | Fixture | 16 | DEER:Indoor_CFL_Ltg | -4.23 | -0.0005076 | 0.08 | SDG&E Data request 2022 | 50.2302 | 2022 | 0 | 32.7698 | 2022 | 0 | 0 | SDG&E Data request 2022 | Interior Hardwired LED Fixture ¦ SDG&E ¦ All | Interior Hardwired LED Fixture | 1.2565 | 1 | 0.96758 | MICS - Navigant 2015 | 0 | 0 | 1 | 0
LI-LIGHTING-07.6 | Low Income ¦ Average Existing and Code Interior Hard Wired LED Fixtures ¦ SDG&E ¦ All | Low Income ¦ Average Existing and Code Interior Hard Wired LED Fixtures | SDG&E ¦ All | SDG&E | All | Electric | Standard Interior Hardwired LED Fixture | Average Existing and Code | 0 | Conventional | Lighting | Low Income - Multi Family LI | Low Income | ROB Only | 0 | Residential Households | Each | 16 | DEER:Indoor_CFL_Ltg | 0 | 0 | 0 | 0 | 0 | 2022 | 0 | 0 | 2022 | 0 | 0 | 0 | Interior Hardwired LED Fixture ¦ SDG&E ¦ All | Interior Hardwired LED Fixture | 0.75205 | 1 | 0.046988 | MICS - Navigant 2015 | 0 | 0 | 1 | 0
LI-LIGHTING-08.6 | Low Income ¦ Efficient Interior Hard Wired LED Fixtures ¦ SDG&E ¦ All | Low Income ¦ Efficient Interior Hard Wired LED Fixtures | SDG&E ¦ All | SDG&E | All | Electric | Efficient Interior Hardwired LED Fixture | Efficient | 0 | Conventional | Lighting | Low Income - Multi Family LI | Low Income | ROB Only | 0 | Residential Households | Fixture | 16 | DEER:Indoor_CFL_Ltg | -4.23 | -0.0005076 | 0.08 | SDG&E Data request 2022 | 50.2302 | 2022 | 0 | 32.7698 | 2022 | 0 | 0 | SDG&E Data request 2022 | Interior Hardwired LED Fixture ¦ SDG&E ¦ All | Interior Hardwired LED Fixture | 0.75205 | 1 | 0.95301 | MICS - Navigant 2015 | 0 | 0 | 1 | 0
LI-LIGHTING-09.1 | Low Income ¦ Average Existing and Code Occupancy Sensor ¦ PG&E ¦ All | Low Income ¦ Average Existing and Code Occupancy Sensor | PG&E ¦ All | PG&E | All | Electric | Occupancy Sensor | Average Existing and Code | 0 | Conventional | Lighting | Low Income - Single Family LI | Low Income | RET Only | 0 | Residential Households | Sensor | 8 | DEER:Indoor_CFL_Ltg | 0 | 0 | 0 | 0 | 0 | 2022 | 0 | 0 | 2022 | 0 | 0 | 0 | Occupancy Sensor ¦ PG&E ¦ All | Occupancy Sensor | 2 | 1 | 0.86464 | MICS 2021 (CLASS Web Tool - DNV GL 2012) | 0 | 0 | 1 | 0
LI-LIGHTING-10.1 | Low Income ¦ Efficient Occupancy Sensor ¦ PG&E ¦ All | Low Income ¦ Efficient Occupancy Sensor | PG&E ¦ All | PG&E | All | Electric | Occupancy Sensor | Efficient | 0 | Conventional | Lighting | Low Income - Single Family LI | Low Income | RET Only | 0 | Residential Households | Sensor | 8 | DEER:Indoor_CFL_Ltg | -30.5653 | -0.055046 | 0 | PGE Data Request 2022 and IOU monthly report | 72.8389 | 2022 | 0 | 27.7497 | 2022 | 0 | 0 | PGE Data Request 2022 and IOU monthly report | Occupancy Sensor ¦ PG&E ¦ All | Occupancy Sensor | 2 | 1 | 0.13536 | MICS 2021 (CLASS Web Tool - DNV GL 2012) | 0 | 0 | 1 | 0
LI-LIGHTING-09.2 | Low Income ¦ Average Existing and Code Occupancy Sensor ¦ PG&E ¦ All | Low Income ¦ Average Existing and Code Occupancy Sensor | PG&E ¦ All | PG&E | All | Electric | Occupancy Sensor | Average Existing and Code | 0 | Conventional | Lighting | Low Income - Multi Family LI | Low Income | RET Only | 0 | Residential Households | Sensor | 8 | DEER:Indoor_CFL_Ltg | 0 | 0 | 0 | 0 | 0 | 2022 | 0 | 0 | 2022 | 0 | 0 | 0 | Occupancy Sensor ¦ PG&E ¦ All | Occupancy Sensor | 1 | 1 | 0.73236 | MICS 2021 (CLASS Web Tool - DNV GL 2012) | 0 | 0 | 1 | 0
LI-LIGHTING-10.2 | Low Income ¦ Efficient Occupancy Sensor ¦ PG&E ¦ All | Low Income ¦ Efficient Occupancy Sensor | PG&E ¦ All | PG&E | All | Electric | Occupancy Sensor | Efficient | 0 | Conventional | Lighting | Low Income - Multi Family LI | Low Income | RET Only | 0 | Residential Households | Sensor | 8 | DEER:Indoor_CFL_Ltg | -30.5653 | -0.055046 | 0 | PGE Data Request 2022 and IOU monthly report | 72.8389 | 2022 | 0 | 27.7497 | 2022 | 0 | 0 | PGE Data Request 2022 and IOU monthly report | Occupancy Sensor ¦ PG&E ¦ All | Occupancy Sensor | 1 | 1 | 0.26764 | MICS 2021 (CLASS Web Tool - DNV GL 2012) | 0 | 0 | 1 | 0
LI-LIGHTING-09.3 | Low Income ¦ Average Existing and Code Occupancy Sensor ¦ SCE ¦ All | Low Income ¦ Average Existing and Code Occupancy Sensor | SCE ¦ All | SCE | All | Electric | Occupancy Sensor | Average Existing and Code | 0 | Conventional | Lighting | Low Income - Single Family LI | Low Income | RET Only | 0 | Residential Households | Sensor | 8 | DEER:Indoor_CFL_Ltg | 0 | 0 | 0 | 0 | 0 | 2022 | 0 | 0 | 2022 | 0 | 0 | 0 | Occupancy Sensor ¦ SCE ¦ All | Occupancy Sensor | 2 | 1 | 0.86464 | MICS 2021 (CLASS Web Tool - DNV GL 2012) | 0 | 0 | 1 | 0
LI-LIGHTING-10.3 | Low Income ¦ Efficient Occupancy Sensor ¦ SCE ¦ All | Low Income ¦ Efficient Occupancy Sensor | SCE ¦ All | SCE | All | Electric | Occupancy Sensor | Efficient | 0 | Conventional | Lighting | Low Income - Single Family LI | Low Income | RET Only | 0 | Residential Households | Sensor | 8 | DEER:Indoor_CFL_Ltg | -30.5653 | -0.055046 | 0 | PGE Data Request 2022 and IOU monthly report | 72.8389 | 2022 | 0 | 27.7497 | 2022 | 0 | 0 | PGE Data Request 2022 and IOU monthly report | Occupancy Sensor ¦ SCE ¦ All | Occupancy Sensor | 2 | 1 | 0.13536 | MICS 2021 (CLASS Web Tool - DNV GL 2012) | 0 | 0 | 1 | 0
LI-LIGHTING-09.4 | Low Income ¦ Average Existing and Code Occupancy Sensor ¦ SCE ¦ All | Low Income ¦ Average Existing and Code Occupancy Sensor | SCE ¦ All | SCE | All | Electric | Occupancy Sensor | Average Existing and Code | 0 | Conventional | Lighting | Low Income - Multi Family LI | Low Income | RET Only | 0 | Residential Households | Sensor | 8 | DEER:Indoor_CFL_Ltg | 0 | 0 | 0 | 0 | 0 | 2022 | 0 | 0 | 2022 | 0 | 0 | 0 | Occupancy Sensor ¦ SCE ¦ All | Occupancy Sensor | 1 | 1 | 0.73236 | MICS 2021 (CLASS Web Tool - DNV GL 2012) | 0 | 0 | 1 | 0
LI-LIGHTING-10.4 | Low Income ¦ Efficient Occupancy Sensor ¦ SCE ¦ All | Low Income ¦ Efficient Occupancy Sensor | SCE ¦ All | SCE | All | Electric | Occupancy Sensor | Efficient | 0 | Conventional | Lighting | Low Income - Multi Family LI | Low Income | RET Only | 0 | Residential Households | Sensor | 8 | DEER:Indoor_CFL_Ltg | -30.5653 | -0.055046 | 0 | PGE Data Request 2022 and IOU monthly report | 72.8389 | 2022 | 0 | 27.7497 | 2022 | 0 | 0 | PGE Data Request 2022 and IOU monthly report | Occupancy Sensor ¦ SCE ¦ All | Occupancy Sensor | 1 | 1 | 0.26764 | MICS 2021 (CLASS Web Tool - DNV GL 2012) | 0 | 0 | 1 | 0
LI-LIGHTING-09.5 | Low Income ¦ Average Existing and Code Occupancy Sensor ¦ SDG&E ¦ All | Low Income ¦ Average Existing and Code Occupancy Sensor | SDG&E ¦ All | SDG&E | All | Electric | Occupancy Sensor | Average Existing and Code | 0 | Conventional | Lighting | Low Income - Single Family LI | Low Income | RET Only | 0 | Residential Households | Sensor | 8 | DEER:Indoor_CFL_Ltg | 0 | 0 | 0 | 0 | 0 | 2022 | 0 | 0 | 2022 | 0 | 0 | 0 | Occupancy Sensor ¦ SDG&E ¦ All | Occupancy Sensor | 2 | 1 | 0.86464 | MICS 2021 (CLASS Web Tool - DNV GL 2012) | 0 | 0 | 1 | 0
LI-LIGHTING-10.5 | Low Income ¦ Efficient Occupancy Sensor ¦ SDG&E ¦ All | Low Income ¦ Efficient Occupancy Sensor | SDG&E ¦ All | SDG&E | All | Electric | Occupancy Sensor | Efficient | 0 | Conventional | Lighting | Low Income - Single Family LI | Low Income | RET Only | 0 | Residential Households | Sensor | 8 | DEER:Indoor_CFL_Ltg | -30.5653 | -0.055046 | 0 | PGE Data Request 2022 and IOU monthly report | 72.8389 | 2022 | 0 | 27.7497 | 2022 | 0 | 0 | PGE Data Request 2022 and IOU monthly report | Occupancy Sensor ¦ SDG&E ¦ All | Occupancy Sensor | 2 | 1 | 0.13536 | MICS 2021 (CLASS Web Tool - DNV GL 2012) | 0 | 0 | 1 | 0
LI-LIGHTING-09.6 | Low Income ¦ Average Existing and Code Occupancy Sensor ¦ SDG&E ¦ All | Low Income ¦ Average Existing and Code Occupancy Sensor | SDG&E ¦ All | SDG&E | All | Electric | Occupancy Sensor | Average Existing and Code | 0 | Conventional | Lighting | Low Income - Multi Family LI | Low Income | RET Only | 0 | Residential Households | Sensor | 8 | DEER:Indoor_CFL_Ltg | 0 | 0 | 0 | 0 | 0 | 2022 | 0 | 0 | 2022 | 0 | 0 | 0 | Occupancy Sensor ¦ SDG&E ¦ All | Occupancy Sensor | 1 | 1 | 0.73236 | MICS 2021 (CLASS Web Tool - DNV GL 2012) | 0 | 0 | 1 | 0
LI-LIGHTING-10.6 | Low Income ¦ Efficient Occupancy Sensor ¦ SDG&E ¦ All | Low Income ¦ Efficient Occupancy Sensor | SDG&E ¦ All | SDG&E | All | Electric | Occupancy Sensor | Efficient | 0 | Conventional | Lighting | Low Income - Multi Family LI | Low Income | RET Only | 0 | Residential Households | Sensor | 8 | DEER:Indoor_CFL_Ltg | -30.5653 | -0.055046 | 0 | PGE Data Request 2022 and IOU monthly report | 72.8389 | 2022 | 0 | 27.7497 | 2022 | 0 | 0 | PGE Data Request 2022 and IOU monthly report | Occupancy Sensor ¦ SDG&E ¦ All | Occupancy Sensor | 1 | 1 | 0.26764 | MICS 2021 (CLASS Web Tool - DNV GL 2012) | 0 | 0 | 1 | 0
LI-WATERHEAT-01.1 | Low Income ¦ Average Existing and Code Electric Shower ¦ PG&E ¦ All | Low Income ¦ Average Existing and Code Electric Shower | PG&E ¦ All | PG&E | All | Electric | Basic Showerhead and Valve | Average Existing and Code | 0 | Conventional | WaterHeat | Low Income - Single Family LI | Low Income | RET Only | 0 | Residential Households | Each | 10 | DEER:Res_ClothesDishWasher | 0 | 0 | 0 | SDG&E ESA 2022 Measure | 0 | 2022 | 0 | 0 | 2022 | 0 | 0 | 0 | Electric Low‐Flow Showerhead or Combined Showerhead TSV ¦ PG&E ¦ All | Electric Low‐Flow Showerhead or Combined Showerhead TSV | 0.050885 | 1 | 0.32576 | RASS 2019 | 0 | 0 | 1 | 0
LI-WATERHEAT-02.1 | Low Income ¦ Efficient Electric Low‐Flow Showerhead or Combined Showerhead TSV ¦ PG&E ¦ All | Low Income ¦ Efficient Electric Low‐Flow Showerhead or Combined Showerhead TSV | PG&E ¦ All | PG&E | All | Electric | Low-Flow Showerhead and Thermostatic Valve | Efficient | 0 | Conventional | WaterHeat | Low Income - Single Family LI | Low Income | RET Only | 0 | Residential Households | Each | 10 | DEER:Res_ClothesDishWasher | -17.301 | -0.0032541 | 0 | SDG&E and SCE average | 50.75 | 2022 | 0 | 0 | 2022 | 0 | 0 | SCE and SDG&E average | Electric Low‐Flow Showerhead or Combined Showerhead TSV ¦ PG&E ¦ All | Electric Low‐Flow Showerhead or Combined Showerhead TSV | 0.050885 | 1 | 0.67424 | RASS 2019 | 0 | 0 | 1 | 0
LI-WATERHEAT-01.2 | Low Income ¦ Average Existing and Code Electric Shower ¦ PG&E ¦ All | Low Income ¦ Average Existing and Code Electric Shower | PG&E ¦ All | PG&E | All | Electric | Basic Showerhead and Valve | Average Existing and Code | 0 | Conventional | WaterHeat | Low Income - Multi Family LI | Low Income | RET Only | 0 | Residential Households | Each | 10 | DEER:Res_ClothesDishWasher | 0 | 0 | 0 | SDG&E ESA 2022 Measure | 0 | 2022 | 0 | 0 | 2022 | 0 | 0 | 0 | Electric Low‐Flow Showerhead or Combined Showerhead TSV ¦ PG&E ¦ All | Electric Low‐Flow Showerhead or Combined Showerhead TSV | 0.11883 | 1 | 0.6179 | RASS 2019 | 0 | 0 | 1 | 0
LI-WATERHEAT-02.2 | Low Income ¦ Efficient Electric Low‐Flow Showerhead or Combined Showerhead TSV ¦ PG&E ¦ All | Low Income ¦ Efficient Electric Low‐Flow Showerhead or Combined Showerhead TSV | PG&E ¦ All | PG&E | All | Electric | Low-Flow Showerhead and Thermostatic Valve | Efficient | 0 | Conventional | WaterHeat | Low Income - Multi Family LI | Low Income | RET Only | 0 | Residential Households | Each | 10 | DEER:Res_ClothesDishWasher | -17.301 | -0.0032541 | 0 | SDG&E and SCE average | 50.75 | 2022 | 0 | 0 | 2022 | 0 | 0 | SCE and SDG&E average | Electric Low‐Flow Showerhead or Combined Showerhead TSV ¦ PG&E ¦ All | Electric Low‐Flow Showerhead or Combined Showerhead TSV | 0.11883 | 1 | 0.3821 | RASS 2019 | 0 | 0 | 1 | 0
LI-WATERHEAT-01.3 | Low Income ¦ Average Existing and Code Electric Shower ¦ SCE ¦ All | Low Income ¦ Average Existing and Code Electric Shower | SCE ¦ All | SCE | All | Electric | Basic Showerhead and Valve | Average Existing and Code | 0 | Conventional | WaterHeat | Low Income - Single Family LI | Low Income | RET Only | 0 | Residential Households | Each | 10 | DEER:Res_ClothesDishWasher | 0 | 0 | 0 | SDG&E ESA 2022 Measure | 0 | 2022 | 0 | 0 | 2022 | 0 | 0 | 0 | Electric Low‐Flow Showerhead or Combined Showerhead TSV ¦ SCE ¦ All | Electric Low‐Flow Showerhead or Combined Showerhead TSV | 0.050885 | 1 | 0.32576 | RASS 2019 | 0 | 0 | 1 | 0
LI-WATERHEAT-02.3 | Low Income ¦ Efficient Electric Low‐Flow Showerhead or Combined Showerhead TSV ¦ SCE ¦ All | Low Income ¦ Efficient Electric Low‐Flow Showerhead or Combined Showerhead TSV | SCE ¦ All | SCE | All | Electric | Low-Flow Showerhead and Thermostatic Valve | Efficient | 0 | Conventional | WaterHeat | Low Income - Single Family LI | Low Income | RET Only | 0 | Residential Households | Each | 10 | DEER:Res_ClothesDishWasher | -26.775 | -0.0054125 | 0 | SCE Data request 2022 | 40 | 2022 | 0 | 0 | 2022 | 0 | 0 | SCE Data Request 2022 | Electric Low‐Flow Showerhead or Combined Showerhead TSV ¦ SCE ¦ All | Electric Low‐Flow Showerhead or Combined Showerhead TSV | 0.050885 | 1 | 0.67424 | RASS 2019 | 0 | 0 | 1 | 0
LI-WATERHEAT-01.4 | Low Income ¦ Average Existing and Code Electric Shower ¦ SCE ¦ All | Low Income ¦ Average Existing and Code Electric Shower | SCE ¦ All | SCE | All | Electric | Basic Showerhead and Valve | Average Existing and Code | 0 | Conventional | WaterHeat | Low Income - Multi Family LI | Low Income | RET Only | 0 | Residential Households | Each | 10 | DEER:Res_ClothesDishWasher | 0 | 0 | 0 | SDG&E ESA 2022 Measure | 0 | 2022 | 0 | 0 | 2022 | 0 | 0 | 0 | Electric Low‐Flow Showerhead or Combined Showerhead TSV ¦ SCE ¦ All | Electric Low‐Flow Showerhead or Combined Showerhead TSV | 0.11883 | 1 | 0.6179 | RASS 2019 | 0 | 0 | 1 | 0
LI-WATERHEAT-02.4 | Low Income ¦ Efficient Electric Low‐Flow Showerhead or Combined Showerhead TSV ¦ SCE ¦ All | Low Income ¦ Efficient Electric Low‐Flow Showerhead or Combined Showerhead TSV | SCE ¦ All | SCE | All | Electric | Low-Flow Showerhead and Thermostatic Valve | Efficient | 0 | Conventional | WaterHeat | Low Income - Multi Family LI | Low Income | RET Only | 0 | Residential Households | Each | 10 | DEER:Res_ClothesDishWasher | -26.775 | -0.0054125 | 0 | SCE Data request 2022 | 40 | 2022 | 0 | 0 | 2022 | 0 | 0 | SCE Data Request 2022 | Electric Low‐Flow Showerhead or Combined Showerhead TSV ¦ SCE ¦ All | Electric Low‐Flow Showerhead or Combined Showerhead TSV | 0.11883 | 1 | 0.3821 | RASS 2019 | 0 | 0 | 1 | 0
LI-WATERHEAT-01.5 | Low Income ¦ Average Existing and Code Electric Shower ¦ SDG&E ¦ All | Low Income ¦ Average Existing and Code Electric Shower | SDG&E ¦ All | SDG&E | All | Electric | Basic Showerhead and Valve | Average Existing and Code | 0 | Conventional | WaterHeat | Low Income - Single Family LI | Low Income | RET Only | 0 | Residential Households | Each | 10 | DEER:Res_ClothesDishWasher | 0 | 0 | 0 | SDG&E ESA 2022 Measure | 0 | 2022 | 0 | 0 | 2022 | 0 | 0 | 0 | Electric Low‐Flow Showerhead or Combined Showerhead TSV ¦ SDG&E ¦ All | Electric Low‐Flow Showerhead or Combined Showerhead TSV | 0.050885 | 1 | 0.32576 | RASS 2019 | 0 | 0 | 1 | 0
LI-WATERHEAT-02.5 | Low Income ¦ Efficient Electric Low‐Flow Showerhead or Combined Showerhead TSV ¦ SDG&E ¦ All | Low Income ¦ Efficient Electric Low‐Flow Showerhead or Combined Showerhead TSV | SDG&E ¦ All | SDG&E | All | Electric | Low-Flow Showerhead and Thermostatic Valve | Efficient | 0 | Conventional | WaterHeat | Low Income - Single Family LI | Low Income | RET Only | 0 | Residential Households | Each | 10 | DEER:Res_ClothesDishWasher | -7.827 | -0.0010958 | 0 | SDG&E IOU Monthly report | 61.5 | 2022 | 0 | 0 | 2022 | 0 | 0 | SDG&E Data request 2022 | Electric Low‐Flow Showerhead or Combined Showerhead TSV ¦ SDG&E ¦ All | Electric Low‐Flow Showerhead or Combined Showerhead TSV | 0.050885 | 1 | 0.67424 | RASS 2019 | 0 | 0 | 1 | 0
LI-WATERHEAT-01.6 | Low Income ¦ Average Existing and Code Electric Shower ¦ SDG&E ¦ All | Low Income ¦ Average Existing and Code Electric Shower | SDG&E ¦ All | SDG&E | All | Electric | Basic Showerhead and Valve | Average Existing and Code | 0 | Conventional | WaterHeat | Low Income - Multi Family LI | Low Income | RET Only | 0 | Residential Households | Each | 10 | DEER:Res_ClothesDishWasher | 0 | 0 | 0 | SDG&E ESA 2022 Measure | 0 | 2022 | 0 | 0 | 2022 | 0 | 0 | 0 | Electric Low‐Flow Showerhead or Combined Showerhead TSV ¦ SDG&E ¦ All | Electric Low‐Flow Showerhead or Combined Showerhead TSV | 0.11883 | 1 | 0.6179 | RASS 2019 | 0 | 0 | 1 | 0
LI-WATERHEAT-02.6 | Low Income ¦ Efficient Electric Low‐Flow Showerhead or Combined Showerhead TSV ¦ SDG&E ¦ All | Low Income ¦ Efficient Electric Low‐Flow Showerhead or Combined Showerhead TSV | SDG&E ¦ All | SDG&E | All | Electric | Low-Flow Showerhead and Thermostatic Valve | Efficient | 0 | Conventional | WaterHeat | Low Income - Multi Family LI | Low Income | RET Only | 0 | Residential Households | Each | 10 | DEER:Res_ClothesDishWasher | -7.827 | -0.0010958 | 0 | SDG&E IOU Monthly report | 61.5 | 2022 | 0 | 0 | 2022 | 0 | 0 | SDG&E Data request 2022 | Electric Low‐Flow Showerhead or Combined Showerhead TSV ¦ SDG&E ¦ All | Electric Low‐Flow Showerhead or Combined Showerhead TSV | 0.11883 | 1 | 0.3821 | RASS 2019 | 0 | 0 | 1 | 0
LI-WATERHEAT-03.1 | Low Income ¦ Average Existing and Code Electric Other Hot Water ¦ PG&E ¦ All | Low Income ¦ Average Existing and Code Electric Other Hot Water | PG&E ¦ All | PG&E | All | Electric | Basic Water Heating Items | Average Existing and Code | 0 | Conventional | WaterHeat | Low Income - Single Family LI | Low Income | RET Only | 0 | Residential Households | Home | 8.2 | DEER:Res_ClothesDishWasher | 0 | 0 | 0 | 0 | 0 | 2022 | 0 | 0 | 2022 | 0 | 0 | 0 | Electric Other Hot Water ¦ PG&E ¦ All | Electric Other Hot Water | 0.050822 | 1 | 0.48463 | RASS 2019 | 0 | 0 | 1 | 0
LI-WATERHEAT-04.1 | Low Income ¦ Efficient Electric Other Hot Water ¦ PG&E ¦ All | Low Income ¦ Efficient Electric Other Hot Water | PG&E ¦ All | PG&E | All | Electric | Efficient Water Heating Items | Efficient | 0 | Conventional | WaterHeat | Low Income - Single Family LI | Low Income | RET Only | 0 | Residential Households | Home | 8.2 | DEER:Res_ClothesDishWasher | -5.5523 | -0.00077733 | 0 | IOU Monthly Report PG&E | 88.9147 | 2022 | 0 | 0 | 2022 | 0 | 0 | PG&E IOU Monthly Report | Electric Other Hot Water ¦ PG&E ¦ All | Electric Other Hot Water | 0.050822 | 1 | 0.51537 | RASS 2019 | 0 | 0 | 1 | 0
LI-WATERHEAT-03.2 | Low Income ¦ Average Existing and Code Electric Other Hot Water ¦ PG&E ¦ All | Low Income ¦ Average Existing and Code Electric Other Hot Water | PG&E ¦ All | PG&E | All | Electric | Basic Water Heating Items | Average Existing and Code | 0 | Conventional | WaterHeat | Low Income - Multi Family LI | Low Income | RET Only | 0 | Residential Households | Home | 8.2 | DEER:Res_ClothesDishWasher | 0 | 0 | 0 | 0 | 0 | 2022 | 0 | 0 | 2022 | 0 | 0 | 0 | Electric Other Hot Water ¦ PG&E ¦ All | Electric Other Hot Water | 0.1237 | 1 | 0.69242 | RASS 2019 | 0 | 0 | 1 | 0
LI-WATERHEAT-04.2 | Low Income ¦ Efficient Electric Other Hot Water ¦ PG&E ¦ All | Low Income ¦ Efficient Electric Other Hot Water | PG&E ¦ All | PG&E | All | Electric | Efficient Water Heating Items | Efficient | 0 | Conventional | WaterHeat | Low Income - Multi Family LI | Low Income | RET Only | 0 | Residential Households | Home | 8.2 | DEER:Res_ClothesDishWasher | -5.5523 | -0.00077733 | 0 | IOU Monthly Report PG&E | 88.9147 | 2022 | 0 | 0 | 2022 | 0 | 0 | PG&E IOU Monthly Report | Electric Other Hot Water ¦ PG&E ¦ All | Electric Other Hot Water | 0.1237 | 1 | 0.30758 | RASS 2019 | 0 | 0 | 1 | 0
LI-WATERHEAT-03.3 | Low Income ¦ Average Existing and Code Electric Other Hot Water ¦ SCE ¦ All | Low Income ¦ Average Existing and Code Electric Other Hot Water | SCE ¦ All | SCE | All | Electric | Basic Water Heating Items | Average Existing and Code | 0 | Conventional | WaterHeat | Low Income - Single Family LI | Low Income | RET Only | 0 | Residential Households | Home | 10 | DEER:Res_ClothesDishWasher | 0 | 0 | 0 | 0 | 0 | 2022 | 0 | 0 | 2022 | 0 | 0 | 0 | Electric Other Hot Water ¦ SCE ¦ All | Electric Other Hot Water | 0.050822 | 1 | 0.48463 | RASS 2019 | 0 | 0 | 1 | 0
LI-WATERHEAT-04.3 | Low Income ¦ Efficient Electric Other Hot Water ¦ SCE ¦ All | Low Income ¦ Efficient Electric Other Hot Water | SCE ¦ All | SCE | All | Electric | Efficient Water Heating Items | Efficient | 0 | Conventional | WaterHeat | Low Income - Single Family LI | Low Income | RET Only | 0 | Residential Households | Home | 10 | DEER:Res_ClothesDishWasher | -6.0394 | -0.00084552 | 0 | Average SDG&E and PG&E | 86.604 | 2022 | 0 | 0 | 2022 | 0 | 0 | SCE Data Request | Electric Other Hot Water ¦ SCE ¦ All | Electric Other Hot Water | 0.050822 | 1 | 0.51537 | RASS 2019 | 0 | 0 | 1 | 0
LI-WATERHEAT-03.4 | Low Income ¦ Average Existing and Code Electric Other Hot Water ¦ SCE ¦ All | Low Income ¦ Average Existing and Code Electric Other Hot Water | SCE ¦ All | SCE | All | Electric | Basic Water Heating Items | Average Existing and Code | 0 | Conventional | WaterHeat | Low Income - Multi Family LI | Low Income | RET Only | 0 | Residential Households | Home | 10 | DEER:Res_ClothesDishWasher | 0 | 0 | 0 | 0 | 0 | 2022 | 0 | 0 | 2022 | 0 | 0 | 0 | Electric Other Hot Water ¦ SCE ¦ All | Electric Other Hot Water | 0.1237 | 1 | 0.69242 | RASS 2019 | 0 | 0 | 1 | 0
LI-WATERHEAT-04.4 | Low Income ¦ Efficient Electric Other Hot Water ¦ SCE ¦ All | Low Income ¦ Efficient Electric Other Hot Water | SCE ¦ All | SCE | All | Electric | Efficient Water Heating Items | Efficient | 0 | Conventional | WaterHeat | Low Income - Multi Family LI | Low Income | RET Only | 0 | Residential Households | Home | 10 | DEER:Res_ClothesDishWasher | -6.0394 | -0.00084552 | 0 | Average SDG&E and PG&E | 86.604 | 2022 | 0 | 0 | 2022 | 0 | 0 | SCE Data Request | Electric Other Hot Water ¦ SCE ¦ All | Electric Other Hot Water | 0.1237 | 1 | 0.30758 | RASS 2019 | 0 | 0 | 1 | 0
LI-WATERHEAT-03.5 | Low Income ¦ Average Existing and Code Electric Other Hot Water ¦ SDG&E ¦ All | Low Income ¦ Average Existing and Code Electric Other Hot Water | SDG&E ¦ All | SDG&E | All | Electric | Basic Water Heating Items | Average Existing and Code | 0 | Conventional | WaterHeat | Low Income - Single Family LI | Low Income | RET Only | 0 | Residential Households | Home | 9.1 | DEER:Res_ClothesDishWasher | 0 | 0 | 0 | 0 | 0 | 2022 | 0 | 0 | 2022 | 0 | 0 | 0 | Electric Other Hot Water ¦ SDG&E ¦ All | Electric Other Hot Water | 0.050822 | 1 | 0.48463 | RASS 2019 | 0 | 0 | 1 | 0
LI-WATERHEAT-04.5 | Low Income ¦ Efficient Electric Other Hot Water ¦ SDG&E ¦ All | Low Income ¦ Efficient Electric Other Hot Water | SDG&E ¦ All | SDG&E | All | Electric | Efficient Water Heating Items | Efficient | 0 | Conventional | WaterHeat | Low Income - Single Family LI | Low Income | RET Only | 0 | Residential Households | Home | 9.1 | DEER:Res_ClothesDishWasher | -6.5265 | -0.00091371 | 0 | IOU Monthly Report SDG&E | 84.2933 | 2022 | 0 | 0 | 2022 | 0 | 0 | SDG&E IOU Monthly report | Electric Other Hot Water ¦ SDG&E ¦ All | Electric Other Hot Water | 0.050822 | 1 | 0.51537 | RASS 2019 | 0 | 0 | 1 | 0
LI-WATERHEAT-03.6 | Low Income ¦ Average Existing and Code Electric Other Hot Water ¦ SDG&E ¦ All | Low Income ¦ Average Existing and Code Electric Other Hot Water | SDG&E ¦ All | SDG&E | All | Electric | Basic Water Heating Items | Average Existing and Code | 0 | Conventional | WaterHeat | Low Income - Multi Family LI | Low Income | RET Only | 0 | Residential Households | Home | 9.1 | DEER:Res_ClothesDishWasher | 0 | 0 | 0 | 0 | 0 | 2022 | 0 | 0 | 2022 | 0 | 0 | 0 | Electric Other Hot Water ¦ SDG&E ¦ All | Electric Other Hot Water | 0.1237 | 1 | 0.69242 | RASS 2019 | 0 | 0 | 1 | 0
LI-WATERHEAT-04.6 | Low Income ¦ Efficient Electric Other Hot Water ¦ SDG&E ¦ All | Low Income ¦ Efficient Electric Other Hot Water | SDG&E ¦ All | SDG&E | All | Electric | Efficient Water Heating Items | Efficient | 0 | Conventional | WaterHeat | Low Income - Multi Family LI | Low Income | RET Only | 0 | Residential Households | Home | 9.1 | DEER:Res_ClothesDishWasher | -6.5265 | -0.00091371 | 0 | IOU Monthly Report SDG&E | 84.2933 | 2022 | 0 | 0 | 2022 | 0 | 0 | SDG&E IOU Monthly report | Electric Other Hot Water ¦ SDG&E ¦ All | Electric Other Hot Water | 0.1237 | 1 | 0.30758 | RASS 2019 | 0 | 0 | 1 | 0
LI-WATERHEAT-05.1 | Low Income ¦ Average Existing and Code Electric Shower Valve ¦ PG&E ¦ All | Low Income ¦ Average Existing and Code Electric Shower Valve | PG&E ¦ All | PG&E | All | Electric | Basic Shower valve | Average Existing and Code | 0 | Conventional | WaterHeat | Low Income - Single Family LI | Low Income | RET Only | 0 | Residential Households | Each | 10 | DEER:Res_ClothesDishWasher | 0 | 0 | 0 | 0 | 0 | 2022 | 0 | 0 | 2022 | 0 | 0 | 0 | Electric Thermostatic Shower Valve ¦ PG&E ¦ All | Electric Thermostatic Shower Valve | 0.050885 | 1 | 0.32576 | MICS 2021 (RASS 2009; US Census 2010) | 0 | 0 | 1 | 0
LI-WATERHEAT-06.1 | Low Income ¦ Efficient Electric Shower Valve ¦ PG&E ¦ All | Low Income ¦ Efficient Electric Shower Valve | PG&E ¦ All | PG&E | All | Electric | Thermostatic Shower Valve | Efficient | 0 | Conventional | WaterHeat | Low Income - Single Family LI | Low Income | RET Only | 0 | Residential Households | Each | 10 | DEER:Res_ClothesDishWasher | -49.3813 | -0.0099437 | 0 | SDG&E and Sce average | 38.25 | 2022 | 0 | 0 | 2022 | 0 | 0 | SDG&E and Sce average | Electric Thermostatic Shower Valve ¦ PG&E ¦ All | Electric Thermostatic Shower Valve | 0.050885 | 1 | 0.67424 | MICS 2021 (RASS 2009; US Census 2010) | 0 | 0 | 1 | 0
LI-WATERHEAT-05.2 | Low Income ¦ Average Existing and Code Electric Shower Valve ¦ PG&E ¦ All | Low Income ¦ Average Existing and Code Electric Shower Valve | PG&E ¦ All | PG&E | All | Electric | Basic Shower valve | Average Existing and Code | 0 | Conventional | WaterHeat | Low Income - Multi Family LI | Low Income | RET Only | 0 | Residential Households | Each | 10 | DEER:Res_ClothesDishWasher | 0 | 0 | 0 | 0 | 0 | 2022 | 0 | 0 | 2022 | 0 | 0 | 0 | Electric Thermostatic Shower Valve ¦ PG&E ¦ All | Electric Thermostatic Shower Valve | 0.11883 | 1 | 0.6179 | MICS 2021 (RASS 2009; US Census 2010) | 0 | 0 | 1 | 0
LI-WATERHEAT-06.2 | Low Income ¦ Efficient Electric Shower Valve ¦ PG&E ¦ All | Low Income ¦ Efficient Electric Shower Valve | PG&E ¦ All | PG&E | All | Electric | Thermostatic Shower Valve | Efficient | 0 | Conventional | WaterHeat | Low Income - Multi Family LI | Low Income | RET Only | 0 | Residential Households | Each | 10 | DEER:Res_ClothesDishWasher | -53 | -0.01 | 0 | SDG&E Data Request 2022 | 38.25 | 2022 | 0 | 0 | 2022 | 0 | 0 | SDG&E and Sce average | Electric Thermostatic Shower Valve ¦ PG&E ¦ All | Electric Thermostatic Shower Valve | 0.11883 | 1 | 0.3821 | MICS 2021 (RASS 2009; US Census 2010) | 0 | 0 | 1 | 0
LI-WATERHEAT-05.3 | Low Income ¦ Average Existing and Code Electric Shower Valve ¦ SCE ¦ All | Low Income ¦ Average Existing and Code Electric Shower Valve | SCE ¦ All | SCE | All | Electric | Basic Shower valve | Average Existing and Code | 0 | Conventional | WaterHeat | Low Income - Single Family LI | Low Income | RET Only | 0 | Residential Households | Each | 10 | DEER:Res_ClothesDishWasher | 0 | 0 | 0 | 0 | 0 | 2022 | 0 | 0 | 2022 | 0 | 0 | 0 | Electric Thermostatic Shower Valve ¦ SCE ¦ All | Electric Thermostatic Shower Valve | 0.050885 | 1 | 0.32576 | MICS 2021 (RASS 2009; US Census 2010) | 0 | 0 | 1 | 0
LI-WATERHEAT-06.3 | Low Income ¦ Efficient Electric Shower Valve ¦ SCE ¦ All | Low Income ¦ Efficient Electric Shower Valve | SCE ¦ All | SCE | All | Electric | Thermostatic Shower Valve | Efficient | 0 | Conventional | WaterHeat | Low Income - Single Family LI | Low Income | RET Only | 0 | Residential Households | Each | 10 | DEER:Res_ClothesDishWasher | -48.7625 | -0.0098875 | 0 | SCE Data Request 2022 | 31.5 | 2022 | 0 | 0 | 2022 | 0 | 0 | SCE Data Request 2022 | Electric Thermostatic Shower Valve ¦ SCE ¦ All | Electric Thermostatic Shower Valve | 0.050885 | 1 | 0.67424 | MICS 2021 (RASS 2009; US Census 2010) | 0 | 0 | 1 | 0
LI-WATERHEAT-05.4 | Low Income ¦ Average Existing and Code Electric Shower Valve ¦ SCE ¦ All | Low Income ¦ Average Existing and Code Electric Shower Valve | SCE ¦ All | SCE | All | Electric | Basic Shower valve | Average Existing and Code | 0 | Conventional | WaterHeat | Low Income - Multi Family LI | Low Income | RET Only | 0 | Residential Households | Each | 10 | DEER:Res_ClothesDishWasher | 0 | 0 | 0 | 0 | 0 | 2022 | 0 | 0 | 2022 | 0 | 0 | 0 | Electric Thermostatic Shower Valve ¦ SCE ¦ All | Electric Thermostatic Shower Valve | 0.11883 | 1 | 0.6179 | MICS 2021 (RASS 2009; US Census 2010) | 0 | 0 | 1 | 0
LI-WATERHEAT-06.4 | Low Income ¦ Efficient Electric Shower Valve ¦ SCE ¦ All | Low Income ¦ Efficient Electric Shower Valve | SCE ¦ All | SCE | All | Electric | Thermostatic Shower Valve | Efficient | 0 | Conventional | WaterHeat | Low Income - Multi Family LI | Low Income | RET Only | 0 | Residential Households | Each | 10 | DEER:Res_ClothesDishWasher | -53 | -0.01 | 0 | SDG&E Data Request 2022 | 31.5 | 2022 | 0 | 0 | 2022 | 0 | 0 | SCE Data Request 2022 | Electric Thermostatic Shower Valve ¦ SCE ¦ All | Electric Thermostatic Shower Valve | 0.11883 | 1 | 0.3821 | MICS 2021 (RASS 2009; US Census 2010) | 0 | 0 | 1 | 0
LI-WATERHEAT-05.5 | Low Income ¦ Average Existing and Code Electric Shower Valve ¦ SDG&E ¦ All | Low Income ¦ Average Existing and Code Electric Shower Valve | SDG&E ¦ All | SDG&E | All | Electric | Basic Shower valve | Average Existing and Code | 0 | Conventional | WaterHeat | Low Income - Single Family LI | Low Income | RET Only | 0 | Residential Households | Each | 10 | DEER:Res_ClothesDishWasher | 0 | 0 | 0 | 0 | 0 | 2022 | 0 | 0 | 2022 | 0 | 0 | 0 | Electric Thermostatic Shower Valve ¦ SDG&E ¦ All | Electric Thermostatic Shower Valve | 0.050885 | 1 | 0.32576 | MICS 2021 (RASS 2009; US Census 2010) | 0 | 0 | 1 | 0
LI-WATERHEAT-06.5 | Low Income ¦ Efficient Electric Shower Valve ¦ SDG&E ¦ All | Low Income ¦ Efficient Electric Shower Valve | SDG&E ¦ All | SDG&E | All | Electric | Thermostatic Shower Valve | Efficient | 0 | Conventional | WaterHeat | Low Income - Single Family LI | Low Income | RET Only | 0 | Residential Households | Each | 10 | DEER:Res_ClothesDishWasher | -48.7625 | -0.0098875 | 0 | SCE Data Request 2022 | 45 | 2022 | 0 | 0 | 2022 | 0 | 0 | SDG&E Data Request 2022 | Electric Thermostatic Shower Valve ¦ SDG&E ¦ All | Electric Thermostatic Shower Valve | 0.050885 | 1 | 0.67424 | MICS 2021 (RASS 2009; US Census 2010) | 0 | 0 | 1 | 0
LI-WATERHEAT-05.6 | Low Income ¦ Average Existing and Code Electric Shower Valve ¦ SDG&E ¦ All | Low Income ¦ Average Existing and Code Electric Shower Valve | SDG&E ¦ All | SDG&E | All | Electric | Basic Shower valve | Average Existing and Code | 0 | Conventional | WaterHeat | Low Income - Multi Family LI | Low Income | RET Only | 0 | Residential Households | Each | 10 | DEER:Res_ClothesDishWasher | 0 | 0 | 0 | 0 | 0 | 2022 | 0 | 0 | 2022 | 0 | 0 | 0 | Electric Thermostatic Shower Valve ¦ SDG&E ¦ All | Electric Thermostatic Shower Valve | 0.11883 | 1 | 0.6179 | MICS 2021 (RASS 2009; US Census 2010) | 0 | 0 | 1 | 0
LI-WATERHEAT-06.6 | Low Income ¦ Efficient Electric Shower Valve ¦ SDG&E ¦ All | Low Income ¦ Efficient Electric Shower Valve | SDG&E ¦ All | SDG&E | All | Electric | Thermostatic Shower Valve | Efficient | 0 | Conventional | WaterHeat | Low Income - Multi Family LI | Low Income | RET Only | 0 | Residential Households | Each | 10 | DEER:Res_ClothesDishWasher | -53 | -0.01 | 0 | SDG&E Data Request 2022 | 45 | 2022 | 0 | 0 | 2022 | 0 | 0 | SDG&E Data Request 2022 | Electric Thermostatic Shower Valve ¦ SDG&E ¦ All | Electric Thermostatic Shower Valve | 0.11883 | 1 | 0.3821 | MICS 2021 (RASS 2009; US Census 2010) | 0 | 0 | 1 | 0
LI-WATERHEAT-07.1 | Low Income ¦ Average Existing and Code Electric Tub Spout / Tub diverter ¦ PG&E ¦ All | Low Income ¦ Average Existing and Code Electric Tub Spout / Tub diverter | PG&E ¦ All | PG&E | All | Electric | Basic Tub Spout | Average Existing and Code | 0 | Conventional | WaterHeat | Low Income - Single Family LI | Low Income | RET Only | 0 | Residential Households | Each | 8 | DEER:Res_ClothesDishWasher | 0 | 0 | 0 | PG&E Data request 2022 | 0 | 2022 | 0 | 0 | 2022 | 0 | 0 | PG&E Data request 2022 | Electric Thermostatic Tub Spout / Tub diverter ¦ PG&E ¦ All | Electric Thermostatic Tub Spout / Tub diverter | 0.050885 | 1 | 0.32576 | MICS 2021 (RASS 2009; US Census 2010) | 0 | 0 | 1 | 0
LI-WATERHEAT-08.1 | Low Income ¦ Efficient Electric Thermostatic Tub Spout / Tub diverter ¦ PG&E ¦ All | Low Income ¦ Efficient Electric Thermostatic Tub Spout / Tub diverter | PG&E ¦ All | PG&E | All | Electric | Thermostatic Tub Spout / Tub diverter | Efficient | 0 | Conventional | WaterHeat | Low Income - Single Family LI | Low Income | RET Only | 0 | Residential Households | Each | 8 | DEER:Res_ClothesDishWasher | -0.12963 | 0 | 0 | PG&E Data request 2022 | 91.3928 | 2022 | 0 | 0 | 2022 | 0 | 0 | PG&E Data request 2022 | Electric Thermostatic Tub Spout / Tub diverter ¦ PG&E ¦ All | Electric Thermostatic Tub Spout / Tub diverter | 0.050885 | 1 | 0.67424 | MICS 2021 (RASS 2009; US Census 2010) | 0 | 0 | 1 | 0
LI-WATERHEAT-07.2 | Low Income ¦ Average Existing and Code Electric Tub Spout / Tub diverter ¦ PG&E ¦ All | Low Income ¦ Average Existing and Code Electric Tub Spout / Tub diverter | PG&E ¦ All | PG&E | All | Electric | Basic Tub Spout | Average Existing and Code | 0 | Conventional | WaterHeat | Low Income - Multi Family LI | Low Income | RET Only | 0 | Residential Households | Each | 8 | DEER:Res_ClothesDishWasher | 0 | 0 | 0 | PG&E Data request 2022 | 0 | 2022 | 0 | 0 | 2022 | 0 | 0 | PG&E Data request 2022 | Electric Thermostatic Tub Spout / Tub diverter ¦ PG&E ¦ All | Electric Thermostatic Tub Spout / Tub diverter | 0.11883 | 1 | 0.6179 | MICS 2021 (RASS 2009; US Census 2010) | 0 | 0 | 1 | 0
LI-WATERHEAT-08.2 | Low Income ¦ Efficient Electric Thermostatic Tub Spout / Tub diverter ¦ PG&E ¦ All | Low Income ¦ Efficient Electric Thermostatic Tub Spout / Tub diverter | PG&E ¦ All | PG&E | All | Electric | Thermostatic Tub Spout / Tub diverter | Efficient | 0 | Conventional | WaterHeat | Low Income - Multi Family LI | Low Income | RET Only | 0 | Residential Households | Each | 8 | DEER:Res_ClothesDishWasher | -0.12963 | 0 | 0 | PG&E Data request 2022 | 91.3928 | 2022 | 0 | 0 | 2022 | 0 | 0 | PG&E Data request 2022 | Electric Thermostatic Tub Spout / Tub diverter ¦ PG&E ¦ All | Electric Thermostatic Tub Spout / Tub diverter | 0.11883 | 1 | 0.3821 | MICS 2021 (RASS 2009; US Census 2010) | 0 | 0 | 1 | 0
LI-WATERHEAT-07.3 | Low Income ¦ Average Existing and Code Electric Tub Spout / Tub diverter ¦ SCE ¦ All | Low Income ¦ Average Existing and Code Electric Tub Spout / Tub diverter | SCE ¦ All | SCE | All | Electric | Basic Tub Spout | Average Existing and Code | 0 | Conventional | WaterHeat | Low Income - Single Family LI | Low Income | RET Only | 0 | Residential Households | Each | 8 | DEER:Res_ClothesDishWasher | 0 | 0 | 0 | PG&E Data request 2022 | 0 | 2022 | 0 | 0 | 2022 | 0 | 0 | PG&E Data request 2022 | Electric Thermostatic Tub Spout / Tub diverter ¦ SCE ¦ All | Electric Thermostatic Tub Spout / Tub diverter | 0.050885 | 1 | 0.32576 | MICS 2021 (RASS 2009; US Census 2010) | 0 | 0 | 1 | 0
LI-WATERHEAT-08.3 | Low Income ¦ Efficient Electric Thermostatic Tub Spout / Tub diverter ¦ SCE ¦ All | Low Income ¦ Efficient Electric Thermostatic Tub Spout / Tub diverter | SCE ¦ All | SCE | All | Electric | Thermostatic Tub Spout / Tub diverter | Efficient | 0 | Conventional | WaterHeat | Low Income - Single Family LI | Low Income | RET Only | 0 | Residential Households | Each | 8 | DEER:Res_ClothesDishWasher | -0.12963 | 0 | 0 | PG&E Data request 2022 | 91.3928 | 2022 | 0 | 0 | 2022 | 0 | 0 | PG&E Data request 2022 | Electric Thermostatic Tub Spout / Tub diverter ¦ SCE ¦ All | Electric Thermostatic Tub Spout / Tub diverter | 0.050885 | 1 | 0.67424 | MICS 2021 (RASS 2009; US Census 2010) | 0 | 0 | 1 | 0
LI-WATERHEAT-07.4 | Low Income ¦ Average Existing and Code Electric Tub Spout / Tub diverter ¦ SCE ¦ All | Low Income ¦ Average Existing and Code Electric Tub Spout / Tub diverter | SCE ¦ All | SCE | All | Electric | Basic Tub Spout | Average Existing and Code | 0 | Conventional | WaterHeat | Low Income - Multi Family LI | Low Income | RET Only | 0 | Residential Households | Each | 8 | DEER:Res_ClothesDishWasher | 0 | 0 | 0 | PG&E Data request 2022 | 0 | 2022 | 0 | 0 | 2022 | 0 | 0 | PG&E Data request 2022 | Electric Thermostatic Tub Spout / Tub diverter ¦ SCE ¦ All | Electric Thermostatic Tub Spout / Tub diverter | 0.11883 | 1 | 0.6179 | MICS 2021 (RASS 2009; US Census 2010) | 0 | 0 | 1 | 0
LI-WATERHEAT-08.4 | Low Income ¦ Efficient Electric Thermostatic Tub Spout / Tub diverter ¦ SCE ¦ All | Low Income ¦ Efficient Electric Thermostatic Tub Spout / Tub diverter | SCE ¦ All | SCE | All | Electric | Thermostatic Tub Spout / Tub diverter | Efficient | 0 | Conventional | WaterHeat | Low Income - Multi Family LI | Low Income | RET Only | 0 | Residential Households | Each | 8 | DEER:Res_ClothesDishWasher | -0.12963 | 0 | 0 | PG&E Data request 2022 | 91.3928 | 2022 | 0 | 0 | 2022 | 0 | 0 | PG&E Data request 2022 | Electric Thermostatic Tub Spout / Tub diverter ¦ SCE ¦ All | Electric Thermostatic Tub Spout / Tub diverter | 0.11883 | 1 | 0.3821 | MICS 2021 (RASS 2009; US Census 2010) | 0 | 0 | 1 | 0
LI-WATERHEAT-07.5 | Low Income ¦ Average Existing and Code Electric Tub Spout / Tub diverter ¦ SDG&E ¦ All | Low Income ¦ Average Existing and Code Electric Tub Spout / Tub diverter | SDG&E ¦ All | SDG&E | All | Electric | Basic Tub Spout | Average Existing and Code | 0 | Conventional | WaterHeat | Low Income - Single Family LI | Low Income | RET Only | 0 | Residential Households | Each | 8 | DEER:Res_ClothesDishWasher | 0 | 0 | 0 | PG&E Data request 2022 | 0 | 2022 | 0 | 0 | 2022 | 0 | 0 | PG&E Data request 2022 | Electric Thermostatic Tub Spout / Tub diverter ¦ SDG&E ¦ All | Electric Thermostatic Tub Spout / Tub diverter | 0.050885 | 1 | 0.32576 | MICS 2021 (RASS 2009; US Census 2010) | 0 | 0 | 1 | 0
LI-WATERHEAT-08.5 | Low Income ¦ Efficient Electric Thermostatic Tub Spout / Tub diverter ¦ SDG&E ¦ All | Low Income ¦ Efficient Electric Thermostatic Tub Spout / Tub diverter | SDG&E ¦ All | SDG&E | All | Electric | Thermostatic Tub Spout / Tub diverter | Efficient | 0 | Conventional | WaterHeat | Low Income - Single Family LI | Low Income | RET Only | 0 | Residential Households | Each | 8 | DEER:Res_ClothesDishWasher | -0.12963 | 0 | 0 | PG&E Data request 2022 | 91.3928 | 2022 | 0 | 0 | 2022 | 0 | 0 | PG&E Data request 2022 | Electric Thermostatic Tub Spout / Tub diverter ¦ SDG&E ¦ All | Electric Thermostatic Tub Spout / Tub diverter | 0.050885 | 1 | 0.67424 | MICS 2021 (RASS 2009; US Census 2010) | 0 | 0 | 1 | 0
LI-WATERHEAT-07.6 | Low Income ¦ Average Existing and Code Electric Tub Spout / Tub diverter ¦ SDG&E ¦ All | Low Income ¦ Average Existing and Code Electric Tub Spout / Tub diverter | SDG&E ¦ All | SDG&E | All | Electric | Basic Tub Spout | Average Existing and Code | 0 | Conventional | WaterHeat | Low Income - Multi Family LI | Low Income | RET Only | 0 | Residential Households | Each | 8 | DEER:Res_ClothesDishWasher | 0 | 0 | 0 | PG&E Data request 2022 | 0 | 2022 | 0 | 0 | 2022 | 0 | 0 | PG&E Data request 2022 | Electric Thermostatic Tub Spout / Tub diverter ¦ SDG&E ¦ All | Electric Thermostatic Tub Spout / Tub diverter | 0.11883 | 1 | 0.6179 | MICS 2021 (RASS 2009; US Census 2010) | 0 | 0 | 1 | 0
LI-WATERHEAT-08.6 | Low Income ¦ Efficient Electric Thermostatic Tub Spout / Tub diverter ¦ SDG&E ¦ All | Low Income ¦ Efficient Electric Thermostatic Tub Spout / Tub diverter | SDG&E ¦ All | SDG&E | All | Electric | Thermostatic Tub Spout / Tub diverter | Efficient | 0 | Conventional | WaterHeat | Low Income - Multi Family LI | Low Income | RET Only | 0 | Residential Households | Each | 8 | DEER:Res_ClothesDishWasher | -0.12963 | 0 | 0 | PG&E Data request 2022 | 91.3928 | 2022 | 0 | 0 | 2022 | 0 | 0 | PG&E Data request 2022 | Electric Thermostatic Tub Spout / Tub diverter ¦ SDG&E ¦ All | Electric Thermostatic Tub Spout / Tub diverter | 0.11883 | 1 | 0.3821 | MICS 2021 (RASS 2009; US Census 2010) | 0 | 0 | 1 | 0
LI-WATERHEAT-09.1 | Low Income ¦ Average Existing and Code Electric Water Heater Pipe Insulation ¦ PG&E ¦ All | Low Income ¦ Average Existing and Code Electric Water Heater Pipe Insulation | PG&E ¦ All | PG&E | All | Electric | No Pipe Wrap | Average Existing and Code | 0 | Conventional | WaterHeat | Low Income - Single Family LI | Low Income | RET Only | 0 | Residential Households | Home | 7 | DEER:Res_ClothesDishWasher | 0 | 0 | 0 | 0 | 0 | 2022 | 0 | 0 | 2022 | 0 | 0 | IOU MONTHLY REPORT SCE | Electric Water Heater Pipe Insulation ¦ PG&E ¦ All | Electric Water Heater Pipe Insulation | 0.051246 | 1 | 0.89421 | Guidehouse 2021 Assumption | 0 | 0 | 1 | 0
LI-WATERHEAT-10.1 | Low Income ¦ Efficient Electric Water Heater Pipe Insulation ¦ PG&E ¦ All | Low Income ¦ Efficient Electric Water Heater Pipe Insulation | PG&E ¦ All | PG&E | All | Electric | Pipe Insulation Wrap | Efficient | 0 | Conventional | WaterHeat | Low Income - Single Family LI | Low Income | RET Only | 0 | Residential Households | Home | 7.1882 | DEER:Res_ClothesDishWasher | -3.692 | -0.00024906 | 0 | PG&E Data Request 2022 | 8.0635 | 2022 | 0 | 20.7271 | 2022 | 0 | 0 | PG&E Data Request 2022 | Electric Water Heater Pipe Insulation ¦ PG&E ¦ All | Electric Water Heater Pipe Insulation | 0.051246 | 1 | 0.10579 | Guidehouse 2021 Assumption | 0 | 0 | 1 | 0
LI-WATERHEAT-09.2 | Low Income ¦ Average Existing and Code Electric Water Heater Pipe Insulation ¦ PG&E ¦ All | Low Income ¦ Average Existing and Code Electric Water Heater Pipe Insulation | PG&E ¦ All | PG&E | All | Electric | No Pipe Wrap | Average Existing and Code | 0 | Conventional | WaterHeat | Low Income - Multi Family LI | Low Income | RET Only | 0 | Residential Households | Home | 7 | DEER:Res_ClothesDishWasher | 0 | 0 | 0 | 0 | 0 | 2022 | 0 | 0 | 2022 | 0 | 0 | IOU MONTHLY REPORT SCE | Electric Water Heater Pipe Insulation ¦ PG&E ¦ All | Electric Water Heater Pipe Insulation | 0.12863 | 1 | 0.89421 | Guidehouse 2021 Assumption | 0 | 0 | 1 | 0
LI-WATERHEAT-10.2 | Low Income ¦ Efficient Electric Water Heater Pipe Insulation ¦ PG&E ¦ All | Low Income ¦ Efficient Electric Water Heater Pipe Insulation | PG&E ¦ All | PG&E | All | Electric | Pipe Insulation Wrap | Efficient | 0 | Conventional | WaterHeat | Low Income - Multi Family LI | Low Income | RET Only | 0 | Residential Households | Home | 7.1882 | DEER:Res_ClothesDishWasher | -3.692 | -0.00024906 | 0 | PG&E Data Request 2022 | 8.0635 | 2022 | 0 | 20.7271 | 2022 | 0 | 0 | PG&E Data Request 2022 | Electric Water Heater Pipe Insulation ¦ PG&E ¦ All | Electric Water Heater Pipe Insulation | 0.12863 | 1 | 0.10579 | Guidehouse 2021 Assumption | 0 | 0 | 1 | 0
LI-WATERHEAT-09.3 | Low Income ¦ Average Existing and Code Electric Water Heater Pipe Insulation ¦ SCE ¦ All | Low Income ¦ Average Existing and Code Electric Water Heater Pipe Insulation | SCE ¦ All | SCE | All | Electric | No Pipe Wrap | Average Existing and Code | 0 | Conventional | WaterHeat | Low Income - Single Family LI | Low Income | RET Only | 0 | Residential Households | Home | 7 | DEER:Res_ClothesDishWasher | 0 | 0 | 0 | 0 | 0 | 2022 | 0 | 0 | 2022 | 0 | 0 | IOU MONTHLY REPORT SCE | Electric Water Heater Pipe Insulation ¦ SCE ¦ All | Electric Water Heater Pipe Insulation | 0.051246 | 1 | 0.89421 | Guidehouse 2021 Assumption | 0 | 0 | 1 | 0
LI-WATERHEAT-10.3 | Low Income ¦ Efficient Electric Water Heater Pipe Insulation ¦ SCE ¦ All | Low Income ¦ Efficient Electric Water Heater Pipe Insulation | SCE ¦ All | SCE | All | Electric | Pipe Insulation Wrap | Efficient | 0 | Conventional | WaterHeat | Low Income - Single Family LI | Low Income | RET Only | 0 | Residential Households | Home | 7 | DEER:Res_ClothesDishWasher | -47 | -0.00561 | 0 | SCE IOU Monthly report | 33.5 | 2022 | 0 | 0 | 2022 | 0 | 0 | SCE IOU Monthly report | Electric Water Heater Pipe Insulation ¦ SCE ¦ All | Electric Water Heater Pipe Insulation | 0.051246 | 1 | 0.10579 | Guidehouse 2021 Assumption | 0 | 0 | 1 | 0
LI-WATERHEAT-09.4 | Low Income ¦ Average Existing and Code Electric Water Heater Pipe Insulation ¦ SCE ¦ All | Low Income ¦ Average Existing and Code Electric Water Heater Pipe Insulation | SCE ¦ All | SCE | All | Electric | No Pipe Wrap | Average Existing and Code | 0 | Conventional | WaterHeat | Low Income - Multi Family LI | Low Income | RET Only | 0 | Residential Households | Home | 7 | DEER:Res_ClothesDishWasher | 0 | 0 | 0 | 0 | 0 | 2022 | 0 | 0 | 2022 | 0 | 0 | IOU MONTHLY REPORT SCE | Electric Water Heater Pipe Insulation ¦ SCE ¦ All | Electric Water Heater Pipe Insulation | 0.12863 | 1 | 0.89421 | Guidehouse 2021 Assumption | 0 | 0 | 1 | 0
LI-WATERHEAT-10.4 | Low Income ¦ Efficient Electric Water Heater Pipe Insulation ¦ SCE ¦ All | Low Income ¦ Efficient Electric Water Heater Pipe Insulation | SCE ¦ All | SCE | All | Electric | Pipe Insulation Wrap | Efficient | 0 | Conventional | WaterHeat | Low Income - Multi Family LI | Low Income | RET Only | 0 | Residential Households | Home | 7 | DEER:Res_ClothesDishWasher | -47 | -0.00561 | 0 | SCE IOU Monthly report | 33.5 | 2022 | 0 | 0 | 2022 | 0 | 0 | SCE IOU Monthly report | Electric Water Heater Pipe Insulation ¦ SCE ¦ All | Electric Water Heater Pipe Insulation | 0.12863 | 1 | 0.10579 | Guidehouse 2021 Assumption | 0 | 0 | 1 | 0
LI-WATERHEAT-09.5 | Low Income ¦ Average Existing and Code Electric Water Heater Pipe Insulation ¦ SDG&E ¦ All | Low Income ¦ Average Existing and Code Electric Water Heater Pipe Insulation | SDG&E ¦ All | SDG&E | All | Electric | No Pipe Wrap | Average Existing and Code | 0 | Conventional | WaterHeat | Low Income - Single Family LI | Low Income | RET Only | 0 | Residential Households | Home | 7 | DEER:Res_ClothesDishWasher | 0 | 0 | 0 | 0 | 0 | 2022 | 0 | 0 | 2022 | 0 | 0 | IOU MONTHLY REPORT SCE | Electric Water Heater Pipe Insulation ¦ SDG&E ¦ All | Electric Water Heater Pipe Insulation | 0.051246 | 1 | 0.89421 | Guidehouse 2021 Assumption | 0 | 0 | 1 | 0
LI-WATERHEAT-10.5 | Low Income ¦ Efficient Electric Water Heater Pipe Insulation ¦ SDG&E ¦ All | Low Income ¦ Efficient Electric Water Heater Pipe Insulation | SDG&E ¦ All | SDG&E | All | Electric | Pipe Insulation Wrap | Efficient | 0 | Conventional | WaterHeat | Low Income - Single Family LI | Low Income | RET Only | 0 | Residential Households | Home | 7.0941 | DEER:Res_ClothesDishWasher | -25.346 | -0.0029295 | 0 | Average of other IOUs | 20.7817 | 2022 | 0 | 10.3635 | 2022 | 0 | 0 | Average of other IOUs | Electric Water Heater Pipe Insulation ¦ SDG&E ¦ All | Electric Water Heater Pipe Insulation | 0.051246 | 1 | 0.10579 | Guidehouse 2021 Assumption | 0 | 0 | 1 | 0
LI-WATERHEAT-09.6 | Low Income ¦ Average Existing and Code Electric Water Heater Pipe Insulation ¦ SDG&E ¦ All | Low Income ¦ Average Existing and Code Electric Water Heater Pipe Insulation | SDG&E ¦ All | SDG&E | All | Electric | No Pipe Wrap | Average Existing and Code | 0 | Conventional | WaterHeat | Low Income - Multi Family LI | Low Income | RET Only | 0 | Residential Households | Home | 7 | DEER:Res_ClothesDishWasher | 0 | 0 | 0 | 0 | 0 | 2022 | 0 | 0 | 2022 | 0 | 0 | IOU MONTHLY REPORT SCE | Electric Water Heater Pipe Insulation ¦ SDG&E ¦ All | Electric Water Heater Pipe Insulation | 0.12863 | 1 | 0.89421 | Guidehouse 2021 Assumption | 0 | 0 | 1 | 0
LI-WATERHEAT-10.6 | Low Income ¦ Efficient Electric Water Heater Pipe Insulation ¦ SDG&E ¦ All | Low Income ¦ Efficient Electric Water Heater Pipe Insulation | SDG&E ¦ All | SDG&E | All | Electric | Pipe Insulation Wrap | Efficient | 0 | Conventional | WaterHeat | Low Income - Multi Family LI | Low Income | RET Only | 0 | Residential Households | Home | 7.0941 | DEER:Res_ClothesDishWasher | -25.346 | -0.0029295 | 0 | Average of other IOUs | 20.7817 | 2022 | 0 | 10.3635 | 2022 | 0 | 0 | Average of other IOUs | Electric Water Heater Pipe Insulation ¦ SDG&E ¦ All | Electric Water Heater Pipe Insulation | 0.12863 | 1 | 0.10579 | Guidehouse 2021 Assumption | 0 | 0 | 1 | 0
LI-WATERHEAT-11.1 | Low Income ¦ Average Existing and Code Electric Water Heater Timer ¦ PG&E ¦ All | Low Income ¦ Average Existing and Code Electric Water Heater Timer | PG&E ¦ All | PG&E | All | Electric | Water Heater Timer | Average Existing and Code | 0 | Conventional | WaterHeat | Low Income - Single Family LI | Low Income | RET Only | 0 | Residential Households | House | 10 | DEER:Res_ClothesDishWasher | 0 | 0 | 0 | LIHEAP and Manufacturer Website | 0 | 2020 | 0 | 0 | 2020 | 0 | 0 | LIHEAP and Manufacturer Website | Electric Water Heater Timer ¦ PG&E ¦ All | Electric Water Heater Timer | 0.051246 | 0.76453 | 1 | Guidehouse 2021 Assumption | 0 | 0 | 1 | 0
LI-WATERHEAT-12.1 | Low Income ¦ Efficient Electric Water Heater Timer ¦ PG&E ¦ All | Low Income ¦ Efficient Electric Water Heater Timer | PG&E ¦ All | PG&E | All | Electric | Water Heater Timer | Efficient | 0 | Conventional | WaterHeat | Low Income - Single Family LI | Low Income | RET Only | 0 | Residential Households | House | 10 | DEER:Res_ClothesDishWasher | -950 | -0.015 | 0 | LIHEAP and Manufacturer Website | 75 | 2020 | 0 | 62 | 2020 | 0 | 0 | LIHEAP and Manufacturer Website | Electric Water Heater Timer ¦ PG&E ¦ All | Electric Water Heater Timer | 0.051246 | 0.76453 | 0 | Guidehouse 2021 Assumption | 0 | 0 | 1 | 0
LI-WATERHEAT-11.2 | Low Income ¦ Average Existing and Code Electric Water Heater Timer ¦ PG&E ¦ All | Low Income ¦ Average Existing and Code Electric Water Heater Timer | PG&E ¦ All | PG&E | All | Electric | Water Heater Timer | Average Existing and Code | 0 | Conventional | WaterHeat | Low Income - Multi Family LI | Low Income | RET Only | 0 | Residential Households | House | 10 | DEER:Res_ClothesDishWasher | 0 | 0 | 0 | LIHEAP and Manufacturer Website | 0 | 2020 | 0 | 0 | 2020 | 0 | 0 | LIHEAP and Manufacturer Website | Electric Water Heater Timer ¦ PG&E ¦ All | Electric Water Heater Timer | 0.12863 | 0.76453 | 1 | Guidehouse 2021 Assumption | 0 | 0 | 1 | 0
LI-WATERHEAT-12.2 | Low Income ¦ Efficient Electric Water Heater Timer ¦ PG&E ¦ All | Low Income ¦ Efficient Electric Water Heater Timer | PG&E ¦ All | PG&E | All | Electric | Water Heater Timer | Efficient | 0 | Conventional | WaterHeat | Low Income - Multi Family LI | Low Income | RET Only | 0 | Residential Households | House | 10 | DEER:Res_ClothesDishWasher | -950 | -0.015 | 0 | LIHEAP and Manufacturer Website | 75 | 2020 | 0 | 62 | 2020 | 0 | 0 | LIHEAP and Manufacturer Website | Electric Water Heater Timer ¦ PG&E ¦ All | Electric Water Heater Timer | 0.12863 | 0.76453 | 0 | Guidehouse 2021 Assumption | 0 | 0 | 1 | 0
LI-WATERHEAT-11.3 | Low Income ¦ Average Existing and Code Electric Water Heater Timer ¦ SCE ¦ All | Low Income ¦ Average Existing and Code Electric Water Heater Timer | SCE ¦ All | SCE | All | Electric | Water Heater Timer | Average Existing and Code | 0 | Conventional | WaterHeat | Low Income - Single Family LI | Low Income | RET Only | 0 | Residential Households | House | 10 | DEER:Res_ClothesDishWasher | 0 | 0 | 0 | LIHEAP and Manufacturer Website | 0 | 2020 | 0 | 0 | 2020 | 0 | 0 | LIHEAP and Manufacturer Website | Electric Water Heater Timer ¦ SCE ¦ All | Electric Water Heater Timer | 0.051246 | 0.76453 | 1 | Guidehouse 2021 Assumption | 0 | 0 | 1 | 0
LI-WATERHEAT-12.3 | Low Income ¦ Efficient Electric Water Heater Timer ¦ SCE ¦ All | Low Income ¦ Efficient Electric Water Heater Timer | SCE ¦ All | SCE | All | Electric | Water Heater Timer | Efficient | 0 | Conventional | WaterHeat | Low Income - Single Family LI | Low Income | RET Only | 0 | Residential Households | House | 10 | DEER:Res_ClothesDishWasher | -950 | -0.015 | 0 | LIHEAP and Manufacturer Website | 75 | 2020 | 0 | 62 | 2020 | 0 | 0 | LIHEAP and Manufacturer Website | Electric Water Heater Timer ¦ SCE ¦ All | Electric Water Heater Timer | 0.051246 | 0.76453 | 0 | Guidehouse 2021 Assumption | 0 | 0 | 1 | 0
LI-WATERHEAT-11.4 | Low Income ¦ Average Existing and Code Electric Water Heater Timer ¦ SCE ¦ All | Low Income ¦ Average Existing and Code Electric Water Heater Timer | SCE ¦ All | SCE | All | Electric | Water Heater Timer | Average Existing and Code | 0 | Conventional | WaterHeat | Low Income - Multi Family LI | Low Income | RET Only | 0 | Residential Households | House | 10 | DEER:Res_ClothesDishWasher | 0 | 0 | 0 | LIHEAP and Manufacturer Website | 0 | 2020 | 0 | 0 | 2020 | 0 | 0 | LIHEAP and Manufacturer Website | Electric Water Heater Timer ¦ SCE ¦ All | Electric Water Heater Timer | 0.12863 | 0.76453 | 1 | Guidehouse 2021 Assumption | 0 | 0 | 1 | 0
LI-WATERHEAT-12.4 | Low Income ¦ Efficient Electric Water Heater Timer ¦ SCE ¦ All | Low Income ¦ Efficient Electric Water Heater Timer | SCE ¦ All | SCE | All | Electric | Water Heater Timer | Efficient | 0 | Conventional | WaterHeat | Low Income - Multi Family LI | Low Income | RET Only | 0 | Residential Households | House | 10 | DEER:Res_ClothesDishWasher | -950 | -0.015 | 0 | LIHEAP and Manufacturer Website | 75 | 2020 | 0 | 62 | 2020 | 0 | 0 | LIHEAP and Manufacturer Website | Electric Water Heater Timer ¦ SCE ¦ All | Electric Water Heater Timer | 0.12863 | 0.76453 | 0 | Guidehouse 2021 Assumption | 0 | 0 | 1 | 0
LI-WATERHEAT-11.5 | Low Income ¦ Average Existing and Code Electric Water Heater Timer ¦ SDG&E ¦ All | Low Income ¦ Average Existing and Code Electric Water Heater Timer | SDG&E ¦ All | SDG&E | All | Electric | Water Heater Timer | Average Existing and Code | 0 | Conventional | WaterHeat | Low Income - Single Family LI | Low Income | RET Only | 0 | Residential Households | House | 10 | DEER:Res_ClothesDishWasher | 0 | 0 | 0 | LIHEAP and Manufacturer Website | 0 | 2020 | 0 | 0 | 2020 | 0 | 0 | LIHEAP and Manufacturer Website | Electric Water Heater Timer ¦ SDG&E ¦ All | Electric Water Heater Timer | 0.051246 | 0.76453 | 1 | Guidehouse 2021 Assumption | 0 | 0 | 1 | 0
LI-WATERHEAT-12.5 | Low Income ¦ Efficient Electric Water Heater Timer ¦ SDG&E ¦ All | Low Income ¦ Efficient Electric Water Heater Timer | SDG&E ¦ All | SDG&E | All | Electric | Water Heater Timer | Efficient | 0 | Conventional | WaterHeat | Low Income - Single Family LI | Low Income | RET Only | 0 | Residential Households | House | 10 | DEER:Res_ClothesDishWasher | -950 | -0.015 | 0 | LIHEAP and Manufacturer Website | 75 | 2020 | 0 | 62 | 2020 | 0 | 0 | LIHEAP and Manufacturer Website | Electric Water Heater Timer ¦ SDG&E ¦ All | Electric Water Heater Timer | 0.051246 | 0.76453 | 0 | Guidehouse 2021 Assumption | 0 | 0 | 1 | 0
LI-WATERHEAT-11.6 | Low Income ¦ Average Existing and Code Electric Water Heater Timer ¦ SDG&E ¦ All | Low Income ¦ Average Existing and Code Electric Water Heater Timer | SDG&E ¦ All | SDG&E | All | Electric | Water Heater Timer | Average Existing and Code | 0 | Conventional | WaterHeat | Low Income - Multi Family LI | Low Income | RET Only | 0 | Residential Households | House | 10 | DEER:Res_ClothesDishWasher | 0 | 0 | 0 | LIHEAP and Manufacturer Website | 0 | 2020 | 0 | 0 | 2020 | 0 | 0 | LIHEAP and Manufacturer Website | Electric Water Heater Timer ¦ SDG&E ¦ All | Electric Water Heater Timer | 0.12863 | 0.76453 | 1 | Guidehouse 2021 Assumption | 0 | 0 | 1 | 0
LI-WATERHEAT-12.6 | Low Income ¦ Efficient Electric Water Heater Timer ¦ SDG&E ¦ All | Low Income ¦ Efficient Electric Water Heater Timer | SDG&E ¦ All | SDG&E | All | Electric | Water Heater Timer | Efficient | 0 | Conventional | WaterHeat | Low Income - Multi Family LI | Low Income | RET Only | 0 | Residential Households | House | 10 | DEER:Res_ClothesDishWasher | -950 | -0.015 | 0 | LIHEAP and Manufacturer Website | 75 | 2020 | 0 | 62 | 2020 | 0 | 0 | LIHEAP and Manufacturer Website | Electric Water Heater Timer ¦ SDG&E ¦ All | Electric Water Heater Timer | 0.12863 | 0.76453 | 0 | Guidehouse 2021 Assumption | 0 | 0 | 1 | 0
LI-WATERHEAT-13.1 | Low Income ¦ Average Existing and Code Electric Faucet Aerators ¦ PG&E ¦ All | Low Income ¦ Average Existing and Code Electric Faucet Aerators | PG&E ¦ All | PG&E | All | Electric | No Faucet Aerator | Average Existing and Code | 0 | Conventional | WaterHeat | Low Income - Single Family LI | Low Income | RET Only | 0 | Residential Households | Each | 10 | DEER:Res_ClothesDishWasher | 0 | 0 | 0 | SDG&E Data Request 2022 | 0 | 2022 | 0 | 0 | 2022 | 0 | 0 | SDG&E Data Request 2022 | Electric Faucet Aerators ¦ PG&E ¦ All | Electric Faucet Aerators | 0.050822 | 1 | 0.48463 | RASS 2019 | 0 | 0 | 1 | 0
LI-WATERHEAT-14.1 | Low Income ¦ Efficient Electric Faucet Aerators ¦ PG&E ¦ All | Low Income ¦ Efficient Electric Faucet Aerators | PG&E ¦ All | PG&E | All | Electric | Efficient Faucet Aerator | Efficient | 0 | Conventional | WaterHeat | Low Income - Single Family LI | Low Income | RET Only | 0 | Residential Households | Aerator | 10 | DEER:Res_ClothesDishWasher | -114.015 | -0.015962 | 0 | SDG&E Data Request 2022 | 6 | 2022 | 0 | 0 | 2022 | 0 | 0 | SDG&E Data Request 2022 | Electric Faucet Aerators ¦ PG&E ¦ All | Electric Faucet Aerators | 0.050822 | 1 | 0.51537 | RASS 2019 | 0 | 0 | 1 | 0
LI-WATERHEAT-13.2 | Low Income ¦ Average Existing and Code Electric Faucet Aerators ¦ PG&E ¦ All | Low Income ¦ Average Existing and Code Electric Faucet Aerators | PG&E ¦ All | PG&E | All | Electric | No Faucet Aerator | Average Existing and Code | 0 | Conventional | WaterHeat | Low Income - Multi Family LI | Low Income | RET Only | 0 | Residential Households | Each | 10 | DEER:Res_ClothesDishWasher | 0 | 0 | 0 | SDG&E Data Request 2022 | 0 | 2022 | 0 | 0 | 2022 | 0 | 0 | SDG&E Data Request 2022 | Electric Faucet Aerators ¦ PG&E ¦ All | Electric Faucet Aerators | 0.1237 | 1 | 0.69242 | RASS 2019 | 0 | 0 | 1 | 0
LI-WATERHEAT-14.2 | Low Income ¦ Efficient Electric Faucet Aerators ¦ PG&E ¦ All | Low Income ¦ Efficient Electric Faucet Aerators | PG&E ¦ All | PG&E | All | Electric | Efficient Faucet Aerator | Efficient | 0 | Conventional | WaterHeat | Low Income - Multi Family LI | Low Income | RET Only | 0 | Residential Households | Aerator | 10 | DEER:Res_ClothesDishWasher | -95.025 | -0.013303 | 0 | SDG&E Data Request 2022 | 6 | 2022 | 0 | 0 | 2022 | 0 | 0 | SDG&E Data Request 2022 | Electric Faucet Aerators ¦ PG&E ¦ All | Electric Faucet Aerators | 0.1237 | 1 | 0.30758 | RASS 2019 | 0 | 0 | 1 | 0
LI-WATERHEAT-13.3 | Low Income ¦ Average Existing and Code Electric Faucet Aerators ¦ SCE ¦ All | Low Income ¦ Average Existing and Code Electric Faucet Aerators | SCE ¦ All | SCE | All | Electric | No Faucet Aerator | Average Existing and Code | 0 | Conventional | WaterHeat | Low Income - Single Family LI | Low Income | RET Only | 0 | Residential Households | Each | 10 | DEER:Res_ClothesDishWasher | 0 | 0 | 0 | SDG&E Data Request 2022 | 0 | 2022 | 0 | 0 | 2022 | 0 | 0 | SDG&E Data Request 2022 | Electric Faucet Aerators ¦ SCE ¦ All | Electric Faucet Aerators | 0.050822 | 1 | 0.48463 | RASS 2019 | 0 | 0 | 1 | 0
LI-WATERHEAT-14.3 | Low Income ¦ Efficient Electric Faucet Aerators ¦ SCE ¦ All | Low Income ¦ Efficient Electric Faucet Aerators | SCE ¦ All | SCE | All | Electric | Efficient Faucet Aerator | Efficient | 0 | Conventional | WaterHeat | Low Income - Single Family LI | Low Income | RET Only | 0 | Residential Households | Aerator | 10 | DEER:Res_ClothesDishWasher | -114.015 | -0.015962 | 0 | SDG&E Data Request 2022 | 6 | 2022 | 0 | 0 | 2022 | 0 | 0 | SDG&E Data Request 2022 | Electric Faucet Aerators ¦ SCE ¦ All | Electric Faucet Aerators | 0.050822 | 1 | 0.51537 | RASS 2019 | 0 | 0 | 1 | 0
LI-WATERHEAT-13.4 | Low Income ¦ Average Existing and Code Electric Faucet Aerators ¦ SCE ¦ All | Low Income ¦ Average Existing and Code Electric Faucet Aerators | SCE ¦ All | SCE | All | Electric | No Faucet Aerator | Average Existing and Code | 0 | Conventional | WaterHeat | Low Income - Multi Family LI | Low Income | RET Only | 0 | Residential Households | Each | 10 | DEER:Res_ClothesDishWasher | 0 | 0 | 0 | SDG&E Data Request 2022 | 0 | 2022 | 0 | 0 | 2022 | 0 | 0 | SDG&E Data Request 2022 | Electric Faucet Aerators ¦ SCE ¦ All | Electric Faucet Aerators | 0.1237 | 1 | 0.69242 | RASS 2019 | 0 | 0 | 1 | 0
LI-WATERHEAT-14.4 | Low Income ¦ Efficient Electric Faucet Aerators ¦ SCE ¦ All | Low Income ¦ Efficient Electric Faucet Aerators | SCE ¦ All | SCE | All | Electric | Efficient Faucet Aerator | Efficient | 0 | Conventional | WaterHeat | Low Income - Multi Family LI | Low Income | RET Only | 0 | Residential Households | Aerator | 10 | DEER:Res_ClothesDishWasher | -95.025 | -0.013303 | 0 | SDG&E Data Request 2022 | 6 | 2022 | 0 | 0 | 2022 | 0 | 0 | SDG&E Data Request 2022 | Electric Faucet Aerators ¦ SCE ¦ All | Electric Faucet Aerators | 0.1237 | 1 | 0.30758 | RASS 2019 | 0 | 0 | 1 | 0
LI-WATERHEAT-13.5 | Low Income ¦ Average Existing and Code Electric Faucet Aerators ¦ SDG&E ¦ All | Low Income ¦ Average Existing and Code Electric Faucet Aerators | SDG&E ¦ All | SDG&E | All | Electric | No Faucet Aerator | Average Existing and Code | 0 | Conventional | WaterHeat | Low Income - Single Family LI | Low Income | RET Only | 0 | Residential Households | Each | 10 | DEER:Res_ClothesDishWasher | 0 | 0 | 0 | SDG&E Data Request 2022 | 0 | 2022 | 0 | 0 | 2022 | 0 | 0 | SDG&E Data Request 2022 | Electric Faucet Aerators ¦ SDG&E ¦ All | Electric Faucet Aerators | 0.050822 | 1 | 0.48463 | RASS 2019 | 0 | 0 | 1 | 0
LI-WATERHEAT-14.5 | Low Income ¦ Efficient Electric Faucet Aerators ¦ SDG&E ¦ All | Low Income ¦ Efficient Electric Faucet Aerators | SDG&E ¦ All | SDG&E | All | Electric | Efficient Faucet Aerator | Efficient | 0 | Conventional | WaterHeat | Low Income - Single Family LI | Low Income | RET Only | 0 | Residential Households | Aerator | 10 | DEER:Res_ClothesDishWasher | -114.015 | -0.015962 | 0 | SDG&E Data Request 2022 | 6 | 2022 | 0 | 0 | 2022 | 0 | 0 | SDG&E Data Request 2022 | Electric Faucet Aerators ¦ SDG&E ¦ All | Electric Faucet Aerators | 0.050822 | 1 | 0.51537 | RASS 2019 | 0 | 0 | 1 | 0
LI-WATERHEAT-13.6 | Low Income ¦ Average Existing and Code Electric Faucet Aerators ¦ SDG&E ¦ All | Low Income ¦ Average Existing and Code Electric Faucet Aerators | SDG&E ¦ All | SDG&E | All | Electric | No Faucet Aerator | Average Existing and Code | 0 | Conventional | WaterHeat | Low Income - Multi Family LI | Low Income | RET Only | 0 | Residential Households | Each | 10 | DEER:Res_ClothesDishWasher | 0 | 0 | 0 | SDG&E Data Request 2022 | 0 | 2022 | 0 | 0 | 2022 | 0 | 0 | SDG&E Data Request 2022 | Electric Faucet Aerators ¦ SDG&E ¦ All | Electric Faucet Aerators | 0.1237 | 1 | 0.69242 | RASS 2019 | 0 | 0 | 1 | 0
LI-WATERHEAT-14.6 | Low Income ¦ Efficient Electric Faucet Aerators ¦ SDG&E ¦ All | Low Income ¦ Efficient Electric Faucet Aerators | SDG&E ¦ All | SDG&E | All | Electric | Efficient Faucet Aerator | Efficient | 0 | Conventional | WaterHeat | Low Income - Multi Family LI | Low Income | RET Only | 0 | Residential Households | Aerator | 10 | DEER:Res_ClothesDishWasher | -95.025 | -0.013303 | 0 | SDG&E Data Request 2022 | 6 | 2022 | 0 | 0 | 2022 | 0 | 0 | SDG&E Data Request 2022 | Electric Faucet Aerators ¦ SDG&E ¦ All | Electric Faucet Aerators | 0.1237 | 1 | 0.30758 | RASS 2019 | 0 | 0 | 1 | 0
LI-WATERHEAT-45.1 | Low Income ¦ Average Existing and Code Gas Faucet Aerators ¦ PG&E ¦ All | Low Income ¦ Average Existing and Code Gas Faucet Aerators | PG&E ¦ All | PG&E | All | Gas | No Faucet Aerator | Average Existing and Code | 0 | Conventional | WaterHeat | Low Income - Single Family LI | Low Income | RET Only | 0 | Residential Households | Each | 10 | None | 0 | 0 | 0 | SDG&E ESA 2022 Measure | 0 | 2022 | 0 | 0 | 2022 | 0 | 0 | SDG&E ESA 2022 Measure | Gas Faucet Aerators ¦ PG&E ¦ All | Gas Faucet Aerators | 0.90232 | 1 | 0.49751 | RASS 2019 | 0 | 0 | 1 | 0
LI-WATERHEAT-46.1 | Low Income ¦ Efficient Gas Faucet Aerators ¦ PG&E ¦ All | Low Income ¦ Efficient Gas Faucet Aerators | PG&E ¦ All | PG&E | All | Gas | Efficient Faucet Aerator | Efficient | 0 | Conventional | WaterHeat | Low Income - Single Family LI | Low Income | RET Only | 0 | Residential Households | Aerator | 10 | None | 0 | 0 | -4.95 | SDG&E ESA 2022 Measure | 6 | 2022 | 0 | 0 | 2022 | 0 | 0 | SDG&E ESA 2022 Measure | Gas Faucet Aerators ¦ PG&E ¦ All | Gas Faucet Aerators | 0.90232 | 1 | 0.50249 | RASS 2019 | 0 | 0 | 1 | 0
LI-WATERHEAT-45.2 | Low Income ¦ Average Existing and Code Gas Faucet Aerators ¦ PG&E ¦ All | Low Income ¦ Average Existing and Code Gas Faucet Aerators | PG&E ¦ All | PG&E | All | Gas | No Faucet Aerator | Average Existing and Code | 0 | Conventional | WaterHeat | Low Income - Multi Family LI | Low Income | RET Only | 0 | Residential Households | Each | 10 | None | 0 | 0 | 0 | SDG&E ESA 2022 Measure | 0 | 2022 | 0 | 0 | 2022 | 0 | 0 | SDG&E ESA 2022 Measure | Gas Faucet Aerators ¦ PG&E ¦ All | Gas Faucet Aerators | 0.7989 | 1 | 0.56431 | RASS 2019 | 0 | 0 | 1 | 0
LI-WATERHEAT-46.2 | Low Income ¦ Efficient Gas Faucet Aerators ¦ PG&E ¦ All | Low Income ¦ Efficient Gas Faucet Aerators | PG&E ¦ All | PG&E | All | Gas | Efficient Faucet Aerator | Efficient | 0 | Conventional | WaterHeat | Low Income - Multi Family LI | Low Income | RET Only | 0 | Residential Households | Aerator | 10 | None | 0 | 0 | -4.13 | SDG&E ESA 2022 Measure | 6 | 2022 | 0 | 0 | 2022 | 0 | 0 | SDG&E ESA 2022 Measure | Gas Faucet Aerators ¦ PG&E ¦ All | Gas Faucet Aerators | 0.7989 | 1 | 0.43569 | RASS 2019 | 0 | 0 | 1 | 0
LI-WATERHEAT-45.3 | Low Income ¦ Average Existing and Code Gas Faucet Aerators ¦ SCG ¦ All | Low Income ¦ Average Existing and Code Gas Faucet Aerators | SCG ¦ All | SCG | All | Gas | No Faucet Aerator | Average Existing and Code | 0 | Conventional | WaterHeat | Low Income - Single Family LI | Low Income | RET Only | 0 | Residential Households | Each | 10 | None | 0 | 0 | 0 | SDG&E ESA 2022 Measure | 0 | 2022 | 0 | 0 | 2022 | 0 | 0 | SDG&E ESA 2022 Measure | Gas Faucet Aerators ¦ SCG ¦ All | Gas Faucet Aerators | 0.90232 | 1 | 0.49751 | RASS 2019 | 0 | 0 | 1 | 0
LI-WATERHEAT-46.3 | Low Income ¦ Efficient Gas Faucet Aerators ¦ SCG ¦ All | Low Income ¦ Efficient Gas Faucet Aerators | SCG ¦ All | SCG | All | Gas | Efficient Faucet Aerator | Efficient | 0 | Conventional | WaterHeat | Low Income - Single Family LI | Low Income | RET Only | 0 | Residential Households | Aerator | 10 | None | 0 | 0 | -4.95 | SDG&E ESA 2022 Measure | 6 | 2022 | 0 | 0 | 2022 | 0 | 0 | SDG&E ESA 2022 Measure | Gas Faucet Aerators ¦ SCG ¦ All | Gas Faucet Aerators | 0.90232 | 1 | 0.50249 | RASS 2019 | 0 | 0 | 1 | 0
LI-WATERHEAT-45.4 | Low Income ¦ Average Existing and Code Gas Faucet Aerators ¦ SCG ¦ All | Low Income ¦ Average Existing and Code Gas Faucet Aerators | SCG ¦ All | SCG | All | Gas | No Faucet Aerator | Average Existing and Code | 0 | Conventional | WaterHeat | Low Income - Multi Family LI | Low Income | RET Only | 0 | Residential Households | Each | 10 | None | 0 | 0 | 0 | SDG&E ESA 2022 Measure | 0 | 2022 | 0 | 0 | 2022 | 0 | 0 | SDG&E ESA 2022 Measure | Gas Faucet Aerators ¦ SCG ¦ All | Gas Faucet Aerators | 0.7989 | 1 | 0.56431 | RASS 2019 | 0 | 0 | 1 | 0
LI-WATERHEAT-46.4 | Low Income ¦ Efficient Gas Faucet Aerators ¦ SCG ¦ All | Low Income ¦ Efficient Gas Faucet Aerators | SCG ¦ All | SCG | All | Gas | Efficient Faucet Aerator | Efficient | 0 | Conventional | WaterHeat | Low Income - Multi Family LI | Low Income | RET Only | 0 | Residential Households | Aerator | 10 | None | 0 | 0 | -4.13 | SDG&E ESA 2022 Measure | 6 | 2022 | 0 | 0 | 2022 | 0 | 0 | SDG&E ESA 2022 Measure | Gas Faucet Aerators ¦ SCG ¦ All | Gas Faucet Aerators | 0.7989 | 1 | 0.43569 | RASS 2019 | 0 | 0 | 1 | 0
LI-WATERHEAT-45.5 | Low Income ¦ Average Existing and Code Gas Faucet Aerators ¦ SDG&E ¦ All | Low Income ¦ Average Existing and Code Gas Faucet Aerators | SDG&E ¦ All | SDG&E | All | Gas | No Faucet Aerator | Average Existing and Code | 0 | Conventional | WaterHeat | Low Income - Single Family LI | Low Income | RET Only | 0 | Residential Households | Each | 10 | None | 0 | 0 | 0 | SDG&E ESA 2022 Measure | 0 | 2022 | 0 | 0 | 2022 | 0 | 0 | SDG&E ESA 2022 Measure | Gas Faucet Aerators ¦ SDG&E ¦ All | Gas Faucet Aerators | 0.90232 | 1 | 0.49751 | RASS 2019 | 0 | 0 | 1 | 0
LI-WATERHEAT-46.5 | Low Income ¦ Efficient Gas Faucet Aerators ¦ SDG&E ¦ All | Low Income ¦ Efficient Gas Faucet Aerators | SDG&E ¦ All | SDG&E | All | Gas | Efficient Faucet Aerator | Efficient | 0 | Conventional | WaterHeat | Low Income - Single Family LI | Low Income | RET Only | 0 | Residential Households | Aerator | 10 | None | 0 | 0 | -4.95 | SDG&E ESA 2022 Measure | 6 | 2022 | 0 | 0 | 2022 | 0 | 0 | SDG&E ESA 2022 Measure | Gas Faucet Aerators ¦ SDG&E ¦ All | Gas Faucet Aerators | 0.90232 | 1 | 0.50249 | RASS 2019 | 0 | 0 | 1 | 0
LI-WATERHEAT-45.6 | Low Income ¦ Average Existing and Code Gas Faucet Aerators ¦ SDG&E ¦ All | Low Income ¦ Average Existing and Code Gas Faucet Aerators | SDG&E ¦ All | SDG&E | All | Gas | No Faucet Aerator | Average Existing and Code | 0 | Conventional | WaterHeat | Low Income - Multi Family LI | Low Income | RET Only | 0 | Residential Households | Each | 10 | None | 0 | 0 | 0 | SDG&E ESA 2022 Measure | 0 | 2022 | 0 | 0 | 2022 | 0 | 0 | SDG&E ESA 2022 Measure | Gas Faucet Aerators ¦ SDG&E ¦ All | Gas Faucet Aerators | 0.7989 | 1 | 0.56431 | RASS 2019 | 0 | 0 | 1 | 0
LI-WATERHEAT-46.6 | Low Income ¦ Efficient Gas Faucet Aerators ¦ SDG&E ¦ All | Low Income ¦ Efficient Gas Faucet Aerators | SDG&E ¦ All | SDG&E | All | Gas | Efficient Faucet Aerator | Efficient | 0 | Conventional | WaterHeat | Low Income - Multi Family LI | Low Income | RET Only | 0 | Residential Households | Aerator | 10 | None | 0 | 0 | -4.13 | SDG&E ESA 2022 Measure | 6 | 2022 | 0 | 0 | 2022 | 0 | 0 | SDG&E ESA 2022 Measure | Gas Faucet Aerators ¦ SDG&E ¦ All | Gas Faucet Aerators | 0.7989 | 1 | 0.43569 | RASS 2019 | 0 | 0 | 1 | 0
LI-WATERHEAT-15.1 | Low Income ¦ Average Existing and Code Gas Shower ¦ PG&E ¦ All | Low Income ¦ Average Existing and Code Gas Shower | PG&E ¦ All | PG&E | All | Gas | Basic Showerhead and Valve | Average Existing and Code | 0 | Conventional | WaterHeat | Low Income - Single Family LI | Low Income | RET Only | 0 | Residential Households | Each | 10 | None | 0 | 0 | 0 | SDG&E ESA 2022 Measure | 0 | 2022 | 0 | 0 | 2022 | 0 | 0 | SDG&E ESA 2022 Measure | Gas Low‐Flow Showerhead or Combined Showerhead TSV ¦ PG&E ¦ All | Gas Low‐Flow Showerhead or Combined Showerhead TSV | 0.89845 | 1 | 0.26256 | RASS 2019 | 0 | 0 | 1 | 0
LI-WATERHEAT-16.1 | Low Income ¦ Efficient Gas Low‐Flow Showerhead or Combined Showerhead TSV ¦ PG&E ¦ All | Low Income ¦ Efficient Gas Low‐Flow Showerhead or Combined Showerhead TSV | PG&E ¦ All | PG&E | All | Gas | Low-Flow Showerhead and Thermostatic Valve | Efficient | 0 | Conventional | WaterHeat | Low Income - Single Family LI | Low Income | RET Only | 0 | Residential Households | Each | 10 | None | 0 | 0 | -5.75 | SDG&E ESA 2022 Measure | 46 | 2022 | 0 | 0 | 2022 | 0 | 0 | SDG&E ESA 2022 Measure | Gas Low‐Flow Showerhead or Combined Showerhead TSV ¦ PG&E ¦ All | Gas Low‐Flow Showerhead or Combined Showerhead TSV | 0.89845 | 1 | 0.73744 | RASS 2019 | 0 | 0 | 1 | 0
LI-WATERHEAT-15.2 | Low Income ¦ Average Existing and Code Gas Shower ¦ PG&E ¦ All | Low Income ¦ Average Existing and Code Gas Shower | PG&E ¦ All | PG&E | All | Gas | Basic Showerhead and Valve | Average Existing and Code | 0 | Conventional | WaterHeat | Low Income - Multi Family LI | Low Income | RET Only | 0 | Residential Households | Each | 10 | None | 0 | 0 | 0 | SDG&E ESA 2022 Measure | 0 | 2022 | 0 | 0 | 2022 | 0 | 0 | SDG&E ESA 2022 Measure | Gas Low‐Flow Showerhead or Combined Showerhead TSV ¦ PG&E ¦ All | Gas Low‐Flow Showerhead or Combined Showerhead TSV | 0.82769 | 1 | 0.28174 | RASS 2019 | 0 | 0 | 1 | 0
LI-WATERHEAT-16.2 | Low Income ¦ Efficient Gas Low‐Flow Showerhead or Combined Showerhead TSV ¦ PG&E ¦ All | Low Income ¦ Efficient Gas Low‐Flow Showerhead or Combined Showerhead TSV | PG&E ¦ All | PG&E | All | Gas | Low-Flow Showerhead and Thermostatic Valve | Efficient | 0 | Conventional | WaterHeat | Low Income - Multi Family LI | Low Income | RET Only | 0 | Residential Households | Each | 10 | None | 0 | 0 | -6.4 | SDG&E ESA 2022 Measure | 46 | 2022 | 0 | 0 | 2022 | 0 | 0 | SDG&E ESA 2022 Measure | Gas Low‐Flow Showerhead or Combined Showerhead TSV ¦ PG&E ¦ All | Gas Low‐Flow Showerhead or Combined Showerhead TSV | 0.82769 | 1 | 0.71826 | RASS 2019 | 0 | 0 | 1 | 0
LI-WATERHEAT-15.3 | Low Income ¦ Average Existing and Code Gas Shower ¦ SCG ¦ All | Low Income ¦ Average Existing and Code Gas Shower | SCG ¦ All | SCG | All | Gas | Basic Showerhead and Valve | Average Existing and Code | 0 | Conventional | WaterHeat | Low Income - Single Family LI | Low Income | RET Only | 0 | Residential Households | Each | 10 | None | 0 | 0 | 0 | SDG&E ESA 2022 Measure | 0 | 2022 | 0 | 0 | 2022 | 0 | 0 | SDG&E ESA 2022 Measure | Gas Low‐Flow Showerhead or Combined Showerhead TSV ¦ SCG ¦ All | Gas Low‐Flow Showerhead or Combined Showerhead TSV | 0.89845 | 1 | 0.26256 | RASS 2019 | 0 | 0 | 1 | 0
LI-WATERHEAT-16.3 | Low Income ¦ Efficient Gas Low‐Flow Showerhead or Combined Showerhead TSV ¦ SCG ¦ All | Low Income ¦ Efficient Gas Low‐Flow Showerhead or Combined Showerhead TSV | SCG ¦ All | SCG | All | Gas | Low-Flow Showerhead and Thermostatic Valve | Efficient | 0 | Conventional | WaterHeat | Low Income - Single Family LI | Low Income | RET Only | 0 | Residential Households | Each | 10 | None | 0 | 0 | -5.75 | SDG&E ESA 2022 Measure | 46 | 2022 | 0 | 0 | 2022 | 0 | 0 | SDG&E ESA 2022 Measure | Gas Low‐Flow Showerhead or Combined Showerhead TSV ¦ SCG ¦ All | Gas Low‐Flow Showerhead or Combined Showerhead TSV | 0.89845 | 1 | 0.73744 | RASS 2019 | 0 | 0 | 1 | 0
LI-WATERHEAT-15.4 | Low Income ¦ Average Existing and Code Gas Shower ¦ SCG ¦ All | Low Income ¦ Average Existing and Code Gas Shower | SCG ¦ All | SCG | All | Gas | Basic Showerhead and Valve | Average Existing and Code | 0 | Conventional | WaterHeat | Low Income - Multi Family LI | Low Income | RET Only | 0 | Residential Households | Each | 10 | None | 0 | 0 | 0 | SDG&E ESA 2022 Measure | 0 | 2022 | 0 | 0 | 2022 | 0 | 0 | SDG&E ESA 2022 Measure | Gas Low‐Flow Showerhead or Combined Showerhead TSV ¦ SCG ¦ All | Gas Low‐Flow Showerhead or Combined Showerhead TSV | 0.82769 | 1 | 0.28174 | RASS 2019 | 0 | 0 | 1 | 0
LI-WATERHEAT-16.4 | Low Income ¦ Efficient Gas Low‐Flow Showerhead or Combined Showerhead TSV ¦ SCG ¦ All | Low Income ¦ Efficient Gas Low‐Flow Showerhead or Combined Showerhead TSV | SCG ¦ All | SCG | All | Gas | Low-Flow Showerhead and Thermostatic Valve | Efficient | 0 | Conventional | WaterHeat | Low Income - Multi Family LI | Low Income | RET Only | 0 | Residential Households | Each | 10 | None | 0 | 0 | -6.4 | SDG&E ESA 2022 Measure | 46 | 2022 | 0 | 0 | 2022 | 0 | 0 | SDG&E ESA 2022 Measure | Gas Low‐Flow Showerhead or Combined Showerhead TSV ¦ SCG ¦ All | Gas Low‐Flow Showerhead or Combined Showerhead TSV | 0.82769 | 1 | 0.71826 | RASS 2019 | 0 | 0 | 1 | 0
LI-WATERHEAT-15.5 | Low Income ¦ Average Existing and Code Gas Shower ¦ SDG&E ¦ All | Low Income ¦ Average Existing and Code Gas Shower | SDG&E ¦ All | SDG&E | All | Gas | Basic Showerhead and Valve | Average Existing and Code | 0 | Conventional | WaterHeat | Low Income - Single Family LI | Low Income | RET Only | 0 | Residential Households | Each | 10 | None | 0 | 0 | 0 | SDG&E ESA 2022 Measure | 0 | 2022 | 0 | 0 | 2022 | 0 | 0 | SDG&E ESA 2022 Measure | Gas Low‐Flow Showerhead or Combined Showerhead TSV ¦ SDG&E ¦ All | Gas Low‐Flow Showerhead or Combined Showerhead TSV | 0.89845 | 1 | 0.26256 | RASS 2019 | 0 | 0 | 1 | 0
LI-WATERHEAT-16.5 | Low Income ¦ Efficient Gas Low‐Flow Showerhead or Combined Showerhead TSV ¦ SDG&E ¦ All | Low Income ¦ Efficient Gas Low‐Flow Showerhead or Combined Showerhead TSV | SDG&E ¦ All | SDG&E | All | Gas | Low-Flow Showerhead and Thermostatic Valve | Efficient | 0 | Conventional | WaterHeat | Low Income - Single Family LI | Low Income | RET Only | 0 | Residential Households | Each | 10 | None | 0 | 0 | -5.75 | SDG&E ESA 2022 Measure | 46 | 2022 | 0 | 0 | 2022 | 0 | 0 | SDG&E ESA 2022 Measure | Gas Low‐Flow Showerhead or Combined Showerhead TSV ¦ SDG&E ¦ All | Gas Low‐Flow Showerhead or Combined Showerhead TSV | 0.89845 | 1 | 0.73744 | RASS 2019 | 0 | 0 | 1 | 0
LI-WATERHEAT-15.6 | Low Income ¦ Average Existing and Code Gas Shower ¦ SDG&E ¦ All | Low Income ¦ Average Existing and Code Gas Shower | SDG&E ¦ All | SDG&E | All | Gas | Basic Showerhead and Valve | Average Existing and Code | 0 | Conventional | WaterHeat | Low Income - Multi Family LI | Low Income | RET Only | 0 | Residential Households | Each | 10 | None | 0 | 0 | 0 | SDG&E ESA 2022 Measure | 0 | 2022 | 0 | 0 | 2022 | 0 | 0 | SDG&E ESA 2022 Measure | Gas Low‐Flow Showerhead or Combined Showerhead TSV ¦ SDG&E ¦ All | Gas Low‐Flow Showerhead or Combined Showerhead TSV | 0.82769 | 1 | 0.28174 | RASS 2019 | 0 | 0 | 1 | 0
LI-WATERHEAT-16.6 | Low Income ¦ Efficient Gas Low‐Flow Showerhead or Combined Showerhead TSV ¦ SDG&E ¦ All | Low Income ¦ Efficient Gas Low‐Flow Showerhead or Combined Showerhead TSV | SDG&E ¦ All | SDG&E | All | Gas | Low-Flow Showerhead and Thermostatic Valve | Efficient | 0 | Conventional | WaterHeat | Low Income - Multi Family LI | Low Income | RET Only | 0 | Residential Households | Each | 10 | None | 0 | 0 | -6.4 | SDG&E ESA 2022 Measure | 46 | 2022 | 0 | 0 | 2022 | 0 | 0 | SDG&E ESA 2022 Measure | Gas Low‐Flow Showerhead or Combined Showerhead TSV ¦ SDG&E ¦ All | Gas Low‐Flow Showerhead or Combined Showerhead TSV | 0.82769 | 1 | 0.71826 | RASS 2019 | 0 | 0 | 1 | 0
LI-WATERHEAT-17.1 | Low Income ¦ Average Existing and Code Gas Other Hot Water ¦ PG&E ¦ All | Low Income ¦ Average Existing and Code Gas Other Hot Water | PG&E ¦ All | PG&E | All | Gas | Basic Water Heating Items | Average Existing and Code | 0 | Conventional | WaterHeat | Low Income - Single Family LI | Low Income | RET Only | 0 | Residential Households | Home | 8.2 | None | 0 | 0 | 0 | 0 | 0 | 2022 | 0 | 0 | 2022 | 0 | 0 | 0 | Gas Other Hot Water ¦ PG&E ¦ All | Gas Other Hot Water | 0.90232 | 1 | 0.49751 | RASS 2019 | 0 | 0 | 1 | 0
LI-WATERHEAT-18.1 | Low Income ¦ Efficient Gas Other Hot Water ¦ PG&E ¦ All | Low Income ¦ Efficient Gas Other Hot Water | PG&E ¦ All | PG&E | All | Gas | Efficient Water Heating Items | Efficient | 0 | Conventional | WaterHeat | Low Income - Single Family LI | Low Income | RET Only | 0 | Residential Households | Home | 8.2 | None | 0 | 0 | -5.0773 | PG&E IOU Montly Report | 88.9147 | 2022 | 0 | 0 | 2022 | 0 | 0 | PG&E IOU Montly Report | Gas Other Hot Water ¦ PG&E ¦ All | Gas Other Hot Water | 0.90232 | 1 | 0.50249 | RASS 2019 | 0 | 0 | 1 | 0
LI-WATERHEAT-17.2 | Low Income ¦ Average Existing and Code Gas Other Hot Water ¦ PG&E ¦ All | Low Income ¦ Average Existing and Code Gas Other Hot Water | PG&E ¦ All | PG&E | All | Gas | Basic Water Heating Items | Average Existing and Code | 0 | Conventional | WaterHeat | Low Income - Multi Family LI | Low Income | RET Only | 0 | Residential Households | Home | 8.2 | None | 0 | 0 | 0 | 0 | 0 | 2022 | 0 | 0 | 2022 | 0 | 0 | 0 | Gas Other Hot Water ¦ PG&E ¦ All | Gas Other Hot Water | 0.7989 | 1 | 0.56431 | RASS 2019 | 0 | 0 | 1 | 0
LI-WATERHEAT-18.2 | Low Income ¦ Efficient Gas Other Hot Water ¦ PG&E ¦ All | Low Income ¦ Efficient Gas Other Hot Water | PG&E ¦ All | PG&E | All | Gas | Efficient Water Heating Items | Efficient | 0 | Conventional | WaterHeat | Low Income - Multi Family LI | Low Income | RET Only | 0 | Residential Households | Home | 8.2 | None | 0 | 0 | -5.0773 | PG&E IOU Montly Report | 88.9147 | 2022 | 0 | 0 | 2022 | 0 | 0 | PG&E IOU Montly Report | Gas Other Hot Water ¦ PG&E ¦ All | Gas Other Hot Water | 0.7989 | 1 | 0.43569 | RASS 2019 | 0 | 0 | 1 | 0
LI-WATERHEAT-17.3 | Low Income ¦ Average Existing and Code Gas Other Hot Water ¦ SCG ¦ All | Low Income ¦ Average Existing and Code Gas Other Hot Water | SCG ¦ All | SCG | All | Gas | Basic Water Heating Items | Average Existing and Code | 0 | Conventional | WaterHeat | Low Income - Single Family LI | Low Income | RET Only | 0 | Residential Households | Home | 10 | None | 0 | 0 | 0 | 0 | 0 | 2022 | 0 | 0 | 2022 | 0 | 0 | 0 | Gas Other Hot Water ¦ SCG ¦ All | Gas Other Hot Water | 0.90232 | 1 | 0.49751 | RASS 2019 | 0 | 0 | 1 | 0
LI-WATERHEAT-18.3 | Low Income ¦ Efficient Gas Other Hot Water ¦ SCG ¦ All | Low Income ¦ Efficient Gas Other Hot Water | SCG ¦ All | SCG | All | Gas | Efficient Water Heating Items | Efficient | 0 | Conventional | WaterHeat | Low Income - Single Family LI | Low Income | RET Only | 0 | Residential Households | Home | 10 | None | 0 | 0 | -3.159 | SCG Data Request 2022 | 62.4535 | 2022 | 0 | 0 | 2022 | 0 | 0 | SCG Data Request 2022 | Gas Other Hot Water ¦ SCG ¦ All | Gas Other Hot Water | 0.90232 | 1 | 0.50249 | RASS 2019 | 0 | 0 | 1 | 0
LI-WATERHEAT-17.4 | Low Income ¦ Average Existing and Code Gas Other Hot Water ¦ SCG ¦ All | Low Income ¦ Average Existing and Code Gas Other Hot Water | SCG ¦ All | SCG | All | Gas | Basic Water Heating Items | Average Existing and Code | 0 | Conventional | WaterHeat | Low Income - Multi Family LI | Low Income | RET Only | 0 | Residential Households | Home | 10 | None | 0 | 0 | 0 | 0 | 0 | 2022 | 0 | 0 | 2022 | 0 | 0 | 0 | Gas Other Hot Water ¦ SCG ¦ All | Gas Other Hot Water | 0.7989 | 1 | 0.56431 | RASS 2019 | 0 | 0 | 1 | 0
LI-WATERHEAT-18.4 | Low Income ¦ Efficient Gas Other Hot Water ¦ SCG ¦ All | Low Income ¦ Efficient Gas Other Hot Water | SCG ¦ All | SCG | All | Gas | Efficient Water Heating Items | Efficient | 0 | Conventional | WaterHeat | Low Income - Multi Family LI | Low Income | RET Only | 0 | Residential Households | Home | 10 | None | 0 | 0 | -3.159 | SCG Data Request 2022 | 62.4535 | 2022 | 0 | 0 | 2022 | 0 | 0 | SCG Data Request 2022 | Gas Other Hot Water ¦ SCG ¦ All | Gas Other Hot Water | 0.7989 | 1 | 0.43569 | RASS 2019 | 0 | 0 | 1 | 0
LI-WATERHEAT-17.5 | Low Income ¦ Average Existing and Code Gas Other Hot Water ¦ SDG&E ¦ All | Low Income ¦ Average Existing and Code Gas Other Hot Water | SDG&E ¦ All | SDG&E | All | Gas | Basic Water Heating Items | Average Existing and Code | 0 | Conventional | WaterHeat | Low Income - Single Family LI | Low Income | RET Only | 0 | Residential Households | Home | 10 | None | 0 | 0 | 0 | 0 | 0 | 2022 | 0 | 0 | 2022 | 0 | 0 | 0 | Gas Other Hot Water ¦ SDG&E ¦ All | Gas Other Hot Water | 0.90232 | 1 | 0.49751 | RASS 2019 | 0 | 0 | 1 | 0
LI-WATERHEAT-18.5 | Low Income ¦ Efficient Gas Other Hot Water ¦ SDG&E ¦ All | Low Income ¦ Efficient Gas Other Hot Water | SDG&E ¦ All | SDG&E | All | Gas | Efficient Water Heating Items | Efficient | 0 | Conventional | WaterHeat | Low Income - Single Family LI | Low Income | RET Only | 0 | Residential Households | Home | 10 | None | 0 | 0 | -2.8806 | SDG&E IOU Monthly report | 84.2933 | 2022 | 0 | 0 | 2022 | 0 | 0 | SDG&E IOU Monthly report | Gas Other Hot Water ¦ SDG&E ¦ All | Gas Other Hot Water | 0.90232 | 1 | 0.50249 | RASS 2019 | 0 | 0 | 1 | 0
LI-WATERHEAT-17.6 | Low Income ¦ Average Existing and Code Gas Other Hot Water ¦ SDG&E ¦ All | Low Income ¦ Average Existing and Code Gas Other Hot Water | SDG&E ¦ All | SDG&E | All | Gas | Basic Water Heating Items | Average Existing and Code | 0 | Conventional | WaterHeat | Low Income - Multi Family LI | Low Income | RET Only | 0 | Residential Households | Home | 10 | None | 0 | 0 | 0 | 0 | 0 | 2022 | 0 | 0 | 2022 | 0 | 0 | 0 | Gas Other Hot Water ¦ SDG&E ¦ All | Gas Other Hot Water | 0.7989 | 1 | 0.56431 | RASS 2019 | 0 | 0 | 1 | 0
LI-WATERHEAT-18.6 | Low Income ¦ Efficient Gas Other Hot Water ¦ SDG&E ¦ All | Low Income ¦ Efficient Gas Other Hot Water | SDG&E ¦ All | SDG&E | All | Gas | Efficient Water Heating Items | Efficient | 0 | Conventional | WaterHeat | Low Income - Multi Family LI | Low Income | RET Only | 0 | Residential Households | Home | 10 | None | 0 | 0 | -2.8806 | SDG&E IOU Monthly report | 84.2933 | 2022 | 0 | 0 | 2022 | 0 | 0 | SDG&E IOU Monthly report | Gas Other Hot Water ¦ SDG&E ¦ All | Gas Other Hot Water | 0.7989 | 1 | 0.43569 | RASS 2019 | 0 | 0 | 1 | 0
LI-WATERHEAT-19.1 | Low Income ¦ Average Existing and Code Gas Shower Valve ¦ PG&E ¦ All | Low Income ¦ Average Existing and Code Gas Shower Valve | PG&E ¦ All | PG&E | All | Gas | Basic Shower valve | Average Existing and Code | 0 | Conventional | WaterHeat | Low Income - Single Family LI | Low Income | RET Only | 0 | Residential Households | Each | 10 | None | 0 | 0 | 0 | SDG&E and SCG | 0 | 2022 | 0 | 0 | 2022 | 0 | 0 | SDG&E and SCG | Gas Thermostatic Shower Valve ¦ PG&E ¦ All | Gas Thermostatic Shower Valve | 0.89845 | 1 | 0.26256 | MICS 2021 (RASS 2009; US Census 2010) | 0 | 0 | 1 | 0
LI-WATERHEAT-20.1 | Low Income ¦ Efficient Gas Shower Valve ¦ PG&E ¦ All | Low Income ¦ Efficient Gas Shower Valve | PG&E ¦ All | PG&E | All | Gas | Thermostatic Shower Valve | Efficient | 0 | Conventional | WaterHeat | Low Income - Single Family LI | Low Income | RET Only | 0 | Residential Households | Each | 10 | None | 0 | 0 | -1.915 | Average of SCG and SDG&E | 46.3475 | 2022 | 0 | 0 | 2022 | 0 | 0 | Average of SCG and SDG&E | Gas Thermostatic Shower Valve ¦ PG&E ¦ All | Gas Thermostatic Shower Valve | 0.89845 | 1 | 0.73744 | MICS 2021 (RASS 2009; US Census 2010) | 0 | 0 | 1 | 0
LI-WATERHEAT-19.2 | Low Income ¦ Average Existing and Code Gas Shower Valve ¦ PG&E ¦ All | Low Income ¦ Average Existing and Code Gas Shower Valve | PG&E ¦ All | PG&E | All | Gas | Basic Shower valve | Average Existing and Code | 0 | Conventional | WaterHeat | Low Income - Multi Family LI | Low Income | RET Only | 0 | Residential Households | Each | 10 | None | 0 | 0 | 0 | SDG&E and SCG | 0 | 2022 | 0 | 0 | 2022 | 0 | 0 | SDG&E and SCG | Gas Thermostatic Shower Valve ¦ PG&E ¦ All | Gas Thermostatic Shower Valve | 0.82769 | 1 | 0.28174 | MICS 2021 (RASS 2009; US Census 2010) | 0 | 0 | 1 | 0
LI-WATERHEAT-20.2 | Low Income ¦ Efficient Gas Shower Valve ¦ PG&E ¦ All | Low Income ¦ Efficient Gas Shower Valve | PG&E ¦ All | PG&E | All | Gas | Thermostatic Shower Valve | Efficient | 0 | Conventional | WaterHeat | Low Income - Multi Family LI | Low Income | RET Only | 0 | Residential Households | Each | 10 | None | 0 | 0 | -2.3 | SDG&E Data Rqeust 2022 | 46.3475 | 2022 | 0 | 0 | 2022 | 0 | 0 | Average of SCG and SDG&E | Gas Thermostatic Shower Valve ¦ PG&E ¦ All | Gas Thermostatic Shower Valve | 0.82769 | 1 | 0.71826 | MICS 2021 (RASS 2009; US Census 2010) | 0 | 0 | 1 | 0
LI-WATERHEAT-19.3 | Low Income ¦ Average Existing and Code Gas Shower Valve ¦ SCG ¦ All | Low Income ¦ Average Existing and Code Gas Shower Valve | SCG ¦ All | SCG | All | Gas | Basic Shower valve | Average Existing and Code | 0 | Conventional | WaterHeat | Low Income - Single Family LI | Low Income | RET Only | 0 | Residential Households | Each | 10 | None | 0 | 0 | 0 | SDG&E and SCG | 0 | 2022 | 0 | 0 | 2022 | 0 | 0 | SDG&E and SCG | Gas Thermostatic Shower Valve ¦ SCG ¦ All | Gas Thermostatic Shower Valve | 0.89845 | 1 | 0.26256 | MICS 2021 (RASS 2009; US Census 2010) | 0 | 0 | 1 | 0
LI-WATERHEAT-20.3 | Low Income ¦ Efficient Gas Shower Valve ¦ SCG ¦ All | Low Income ¦ Efficient Gas Shower Valve | SCG ¦ All | SCG | All | Gas | Thermostatic Shower Valve | Efficient | 0 | Conventional | WaterHeat | Low Income - Single Family LI | Low Income | RET Only | 0 | Residential Households | Each | 10 | None | 0 | 0 | -1.63 | SCG Data Request 2022 | 47.695 | 2022 | 0 | 0 | 2022 | 0 | 0 | SCG Data Request 2022 | Gas Thermostatic Shower Valve ¦ SCG ¦ All | Gas Thermostatic Shower Valve | 0.89845 | 1 | 0.73744 | MICS 2021 (RASS 2009; US Census 2010) | 0 | 0 | 1 | 0
LI-WATERHEAT-19.4 | Low Income ¦ Average Existing and Code Gas Shower Valve ¦ SCG ¦ All | Low Income ¦ Average Existing and Code Gas Shower Valve | SCG ¦ All | SCG | All | Gas | Basic Shower valve | Average Existing and Code | 0 | Conventional | WaterHeat | Low Income - Multi Family LI | Low Income | RET Only | 0 | Residential Households | Each | 10 | None | 0 | 0 | 0 | SDG&E and SCG | 0 | 2022 | 0 | 0 | 2022 | 0 | 0 | SDG&E and SCG | Gas Thermostatic Shower Valve ¦ SCG ¦ All | Gas Thermostatic Shower Valve | 0.82769 | 1 | 0.28174 | MICS 2021 (RASS 2009; US Census 2010) | 0 | 0 | 1 | 0
LI-WATERHEAT-20.4 | Low Income ¦ Efficient Gas Shower Valve ¦ SCG ¦ All | Low Income ¦ Efficient Gas Shower Valve | SCG ¦ All | SCG | All | Gas | Thermostatic Shower Valve | Efficient | 0 | Conventional | WaterHeat | Low Income - Multi Family LI | Low Income | RET Only | 0 | Residential Households | Each | 10 | None | 0 | 0 | -2.3 | SDG&E Data Rqeust 2022 | 47.695 | 2022 | 0 | 0 | 2022 | 0 | 0 | SCG Data Request 2022 | Gas Thermostatic Shower Valve ¦ SCG ¦ All | Gas Thermostatic Shower Valve | 0.82769 | 1 | 0.71826 | MICS 2021 (RASS 2009; US Census 2010) | 0 | 0 | 1 | 0
LI-WATERHEAT-19.5 | Low Income ¦ Average Existing and Code Gas Shower Valve ¦ SDG&E ¦ All | Low Income ¦ Average Existing and Code Gas Shower Valve | SDG&E ¦ All | SDG&E | All | Gas | Basic Shower valve | Average Existing and Code | 0 | Conventional | WaterHeat | Low Income - Single Family LI | Low Income | RET Only | 0 | Residential Households | Each | 10 | None | 0 | 0 | 0 | SDG&E and SCG | 0 | 2022 | 0 | 0 | 2022 | 0 | 0 | SDG&E and SCG | Gas Thermostatic Shower Valve ¦ SDG&E ¦ All | Gas Thermostatic Shower Valve | 0.89845 | 1 | 0.26256 | MICS 2021 (RASS 2009; US Census 2010) | 0 | 0 | 1 | 0
LI-WATERHEAT-20.5 | Low Income ¦ Efficient Gas Shower Valve ¦ SDG&E ¦ All | Low Income ¦ Efficient Gas Shower Valve | SDG&E ¦ All | SDG&E | All | Gas | Thermostatic Shower Valve | Efficient | 0 | Conventional | WaterHeat | Low Income - Single Family LI | Low Income | RET Only | 0 | Residential Households | Each | 10 | None | 0 | 0 | -2.2 | SDG&E Data Rqeust 2022 | 45 | 2022 | 0 | 0 | 2022 | 0 | 0 | SDG&E Data Rqeust 2022 | Gas Thermostatic Shower Valve ¦ SDG&E ¦ All | Gas Thermostatic Shower Valve | 0.89845 | 1 | 0.73744 | MICS 2021 (RASS 2009; US Census 2010) | 0 | 0 | 1 | 0
LI-WATERHEAT-19.6 | Low Income ¦ Average Existing and Code Gas Shower Valve ¦ SDG&E ¦ All | Low Income ¦ Average Existing and Code Gas Shower Valve | SDG&E ¦ All | SDG&E | All | Gas | Basic Shower valve | Average Existing and Code | 0 | Conventional | WaterHeat | Low Income - Multi Family LI | Low Income | RET Only | 0 | Residential Households | Each | 10 | None | 0 | 0 | 0 | SDG&E and SCG | 0 | 2022 | 0 | 0 | 2022 | 0 | 0 | SDG&E and SCG | Gas Thermostatic Shower Valve ¦ SDG&E ¦ All | Gas Thermostatic Shower Valve | 0.82769 | 1 | 0.28174 | MICS 2021 (RASS 2009; US Census 2010) | 0 | 0 | 1 | 0
LI-WATERHEAT-20.6 | Low Income ¦ Efficient Gas Shower Valve ¦ SDG&E ¦ All | Low Income ¦ Efficient Gas Shower Valve | SDG&E ¦ All | SDG&E | All | Gas | Thermostatic Shower Valve | Efficient | 0 | Conventional | WaterHeat | Low Income - Multi Family LI | Low Income | RET Only | 0 | Residential Households | Each | 10 | None | 0 | 0 | -2.3 | SDG&E Data Rqeust 2022 | 45 | 2022 | 0 | 0 | 2022 | 0 | 0 | SDG&E Data Rqeust 2022 | Gas Thermostatic Shower Valve ¦ SDG&E ¦ All | Gas Thermostatic Shower Valve | 0.82769 | 1 | 0.71826 | MICS 2021 (RASS 2009; US Census 2010) | 0 | 0 | 1 | 0
LI-WATERHEAT-21.1 | Low Income ¦ Average Existing and Code Gas Tub Spout / Tub diverter ¦ PG&E ¦ All | Low Income ¦ Average Existing and Code Gas Tub Spout / Tub diverter | PG&E ¦ All | PG&E | All | Gas | Basic Tub Spout | Average Existing and Code | 0 | Conventional | WaterHeat | Low Income - Single Family LI | Low Income | RET Only | 0 | Residential Households | Each | 8 | None | 0 | 0 | 0 | PG&E, SCG and SDG&E | 0 | 2022 | 0 | 0 | 2022 | 0 | 0 | PG&E, SCG and SDG&E | Gas Thermostatic Tub Spout / Tub diverter ¦ PG&E ¦ All | Gas Thermostatic Tub Spout / Tub diverter | 0.90232 | 1 | 0.49751 | MICS 2021 (RASS 2009; US Census 2010) | 0 | 0 | 1 | 0
LI-WATERHEAT-22.1 | Low Income ¦ Efficient Gas Thermostatic Tub Spout / Tub diverter ¦ PG&E ¦ All | Low Income ¦ Efficient Gas Thermostatic Tub Spout / Tub diverter | PG&E ¦ All | PG&E | All | Gas | Thermostatic Tub Spout / Tub diverter | Efficient | 0 | Conventional | WaterHeat | Low Income - Single Family LI | Low Income | RET Only | 0 | Residential Households | Each | 8 | None | 0 | 0 | -1.8343 | PG&E IOU Monthly Report | 91.3928 | 2022 | 0 | 0 | 2022 | 0 | 0 | PG&E IOU Monthly Report | Gas Thermostatic Tub Spout / Tub diverter ¦ PG&E ¦ All | Gas Thermostatic Tub Spout / Tub diverter | 0.90232 | 1 | 0.50249 | MICS 2021 (RASS 2009; US Census 2010) | 0 | 0 | 1 | 0
LI-WATERHEAT-21.2 | Low Income ¦ Average Existing and Code Gas Tub Spout / Tub diverter ¦ PG&E ¦ All | Low Income ¦ Average Existing and Code Gas Tub Spout / Tub diverter | PG&E ¦ All | PG&E | All | Gas | Basic Tub Spout | Average Existing and Code | 0 | Conventional | WaterHeat | Low Income - Multi Family LI | Low Income | RET Only | 0 | Residential Households | Each | 8 | None | 0 | 0 | 0 | PG&E, SCG and SDG&E | 0 | 2022 | 0 | 0 | 2022 | 0 | 0 | PG&E, SCG and SDG&E | Gas Thermostatic Tub Spout / Tub diverter ¦ PG&E ¦ All | Gas Thermostatic Tub Spout / Tub diverter | 0.7989 | 1 | 0.56431 | MICS 2021 (RASS 2009; US Census 2010) | 0 | 0 | 1 | 0
LI-WATERHEAT-22.2 | Low Income ¦ Efficient Gas Thermostatic Tub Spout / Tub diverter ¦ PG&E ¦ All | Low Income ¦ Efficient Gas Thermostatic Tub Spout / Tub diverter | PG&E ¦ All | PG&E | All | Gas | Thermostatic Tub Spout / Tub diverter | Efficient | 0 | Conventional | WaterHeat | Low Income - Multi Family LI | Low Income | RET Only | 0 | Residential Households | Each | 8 | None | 0 | 0 | -9.5 | SDG&E ESA 2022 Measure | 91.3928 | 2022 | 0 | 0 | 2022 | 0 | 0 | PG&E IOU Monthly Report | Gas Thermostatic Tub Spout / Tub diverter ¦ PG&E ¦ All | Gas Thermostatic Tub Spout / Tub diverter | 0.7989 | 1 | 0.43569 | MICS 2021 (RASS 2009; US Census 2010) | 0 | 0 | 1 | 0
LI-WATERHEAT-21.3 | Low Income ¦ Average Existing and Code Gas Tub Spout / Tub diverter ¦ SCG ¦ All | Low Income ¦ Average Existing and Code Gas Tub Spout / Tub diverter | SCG ¦ All | SCG | All | Gas | Basic Tub Spout | Average Existing and Code | 0 | Conventional | WaterHeat | Low Income - Single Family LI | Low Income | RET Only | 0 | Residential Households | Each | 10 | None | 0 | 0 | 0 | PG&E, SCG and SDG&E | 0 | 2022 | 0 | 0 | 2022 | 0 | 0 | PG&E, SCG and SDG&E | Gas Thermostatic Tub Spout / Tub diverter ¦ SCG ¦ All | Gas Thermostatic Tub Spout / Tub diverter | 0.90232 | 1 | 0.49751 | MICS 2021 (RASS 2009; US Census 2010) | 0 | 0 | 1 | 0
LI-WATERHEAT-22.3 | Low Income ¦ Efficient Gas Thermostatic Tub Spout / Tub diverter ¦ SCG ¦ All | Low Income ¦ Efficient Gas Thermostatic Tub Spout / Tub diverter | SCG ¦ All | SCG | All | Gas | Thermostatic Tub Spout / Tub diverter | Efficient | 0 | Conventional | WaterHeat | Low Income - Single Family LI | Low Income | RET Only | 0 | Residential Households | Each | 10 | None | 0 | 0 | -5.62 | SCG Data request 2022 | 115.479 | 2022 | 0 | 0 | 2022 | 0 | 0 | SCG Data request 2022 | Gas Thermostatic Tub Spout / Tub diverter ¦ SCG ¦ All | Gas Thermostatic Tub Spout / Tub diverter | 0.90232 | 1 | 0.50249 | MICS 2021 (RASS 2009; US Census 2010) | 0 | 0 | 1 | 0
LI-WATERHEAT-21.4 | Low Income ¦ Average Existing and Code Gas Tub Spout / Tub diverter ¦ SCG ¦ All | Low Income ¦ Average Existing and Code Gas Tub Spout / Tub diverter | SCG ¦ All | SCG | All | Gas | Basic Tub Spout | Average Existing and Code | 0 | Conventional | WaterHeat | Low Income - Multi Family LI | Low Income | RET Only | 0 | Residential Households | Each | 10 | None | 0 | 0 | 0 | PG&E, SCG and SDG&E | 0 | 2022 | 0 | 0 | 2022 | 0 | 0 | PG&E, SCG and SDG&E | Gas Thermostatic Tub Spout / Tub diverter ¦ SCG ¦ All | Gas Thermostatic Tub Spout / Tub diverter | 0.7989 | 1 | 0.56431 | MICS 2021 (RASS 2009; US Census 2010) | 0 | 0 | 1 | 0
LI-WATERHEAT-22.4 | Low Income ¦ Efficient Gas Thermostatic Tub Spout / Tub diverter ¦ SCG ¦ All | Low Income ¦ Efficient Gas Thermostatic Tub Spout / Tub diverter | SCG ¦ All | SCG | All | Gas | Thermostatic Tub Spout / Tub diverter | Efficient | 0 | Conventional | WaterHeat | Low Income - Multi Family LI | Low Income | RET Only | 0 | Residential Households | Each | 10 | None | 0 | 0 | -9.5 | SDG&E ESA 2022 Measure | 115.479 | 2022 | 0 | 0 | 2022 | 0 | 0 | SCG Data request 2022 | Gas Thermostatic Tub Spout / Tub diverter ¦ SCG ¦ All | Gas Thermostatic Tub Spout / Tub diverter | 0.7989 | 1 | 0.43569 | MICS 2021 (RASS 2009; US Census 2010) | 0 | 0 | 1 | 0
LI-WATERHEAT-21.5 | Low Income ¦ Average Existing and Code Gas Tub Spout / Tub diverter ¦ SDG&E ¦ All | Low Income ¦ Average Existing and Code Gas Tub Spout / Tub diverter | SDG&E ¦ All | SDG&E | All | Gas | Basic Tub Spout | Average Existing and Code | 0 | Conventional | WaterHeat | Low Income - Single Family LI | Low Income | RET Only | 0 | Residential Households | Each | 10 | None | 0 | 0 | 0 | PG&E, SCG and SDG&E | 0 | 2022 | 0 | 0 | 2022 | 0 | 0 | PG&E, SCG and SDG&E | Gas Thermostatic Tub Spout / Tub diverter ¦ SDG&E ¦ All | Gas Thermostatic Tub Spout / Tub diverter | 0.90232 | 1 | 0.49751 | MICS 2021 (RASS 2009; US Census 2010) | 0 | 0 | 1 | 0
LI-WATERHEAT-22.5 | Low Income ¦ Efficient Gas Thermostatic Tub Spout / Tub diverter ¦ SDG&E ¦ All | Low Income ¦ Efficient Gas Thermostatic Tub Spout / Tub diverter | SDG&E ¦ All | SDG&E | All | Gas | Thermostatic Tub Spout / Tub diverter | Efficient | 0 | Conventional | WaterHeat | Low Income - Single Family LI | Low Income | RET Only | 0 | Residential Households | Each | 10 | None | 0 | 0 | -8.5 | SDG&E ESA 2022 Measure | 127 | 2022 | 0 | 0 | 2022 | 0 | 0 | SDG&E ESA 2022 Measure | Gas Thermostatic Tub Spout / Tub diverter ¦ SDG&E ¦ All | Gas Thermostatic Tub Spout / Tub diverter | 0.90232 | 1 | 0.50249 | MICS 2021 (RASS 2009; US Census 2010) | 0 | 0 | 1 | 0
LI-WATERHEAT-21.6 | Low Income ¦ Average Existing and Code Gas Tub Spout / Tub diverter ¦ SDG&E ¦ All | Low Income ¦ Average Existing and Code Gas Tub Spout / Tub diverter | SDG&E ¦ All | SDG&E | All | Gas | Basic Tub Spout | Average Existing and Code | 0 | Conventional | WaterHeat | Low Income - Multi Family LI | Low Income | RET Only | 0 | Residential Households | Each | 10 | None | 0 | 0 | 0 | PG&E, SCG and SDG&E | 0 | 2022 | 0 | 0 | 2022 | 0 | 0 | PG&E, SCG and SDG&E | Gas Thermostatic Tub Spout / Tub diverter ¦ SDG&E ¦ All | Gas Thermostatic Tub Spout / Tub diverter | 0.7989 | 1 | 0.56431 | MICS 2021 (RASS 2009; US Census 2010) | 0 | 0 | 1 | 0
LI-WATERHEAT-22.6 | Low Income ¦ Efficient Gas Thermostatic Tub Spout / Tub diverter ¦ SDG&E ¦ All | Low Income ¦ Efficient Gas Thermostatic Tub Spout / Tub diverter | SDG&E ¦ All | SDG&E | All | Gas | Thermostatic Tub Spout / Tub diverter | Efficient | 0 | Conventional | WaterHeat | Low Income - Multi Family LI | Low Income | RET Only | 0 | Residential Households | Each | 10 | None | 0 | 0 | -9.5 | SDG&E ESA 2022 Measure | 127 | 2022 | 0 | 0 | 2022 | 0 | 0 | SDG&E ESA 2022 Measure | Gas Thermostatic Tub Spout / Tub diverter ¦ SDG&E ¦ All | Gas Thermostatic Tub Spout / Tub diverter | 0.7989 | 1 | 0.43569 | MICS 2021 (RASS 2009; US Census 2010) | 0 | 0 | 1 | 0
LI-WATERHEAT-23.1 | Low Income ¦ Average Existing and Code Gas Water Heater Pipe Insulation ¦ PG&E ¦ All | Low Income ¦ Average Existing and Code Gas Water Heater Pipe Insulation | PG&E ¦ All | PG&E | All | Gas | No Pipe Wrap | Average Existing and Code | 0 | Conventional | WaterHeat | Low Income - Single Family LI | Low Income | RET Only | 0 | Residential Households | Home | 7.1882 | None | 0 | 0 | 0 | PG&E, SCG, and SDG&E | 0 | 2022 | 0 | 0 | 2022 | 0 | 0 | PG&E, SCG, and SDG&E | Gas Water Heater Pipe Insulation ¦ PG&E ¦ All | Gas Water Heater Pipe Insulation | 0.94875 | 1 | 0.89421 | Guidehouse 2021 Assumption | 0 | 0 | 1 | 0
LI-WATERHEAT-24.1 | Low Income ¦ Efficient Gas Water Heater Pipe Insulation ¦ PG&E ¦ All | Low Income ¦ Efficient Gas Water Heater Pipe Insulation | PG&E ¦ All | PG&E | All | Gas | Pipe Insulation Wrap | Efficient | 0 | Conventional | WaterHeat | Low Income - Single Family LI | Low Income | RET Only | 0 | Residential Households | Home | 7.1882 | None | 0 | 0 | -3.969 | PG&E Data Request | 86.8826 | 2022 | 0 | 0 | 2022 | 0 | 0 | PG&E Data Request | Gas Water Heater Pipe Insulation ¦ PG&E ¦ All | Gas Water Heater Pipe Insulation | 0.94875 | 1 | 0.10579 | Guidehouse 2021 Assumption | 0 | 0 | 1 | 0
LI-WATERHEAT-23.2 | Low Income ¦ Average Existing and Code Gas Water Heater Pipe Insulation ¦ PG&E ¦ All | Low Income ¦ Average Existing and Code Gas Water Heater Pipe Insulation | PG&E ¦ All | PG&E | All | Gas | No Pipe Wrap | Average Existing and Code | 0 | Conventional | WaterHeat | Low Income - Multi Family LI | Low Income | RET Only | 0 | Residential Households | Home | 7.1882 | None | 0 | 0 | 0 | PG&E, SCG, and SDG&E | 0 | 2022 | 0 | 0 | 2022 | 0 | 0 | PG&E, SCG, and SDG&E | Gas Water Heater Pipe Insulation ¦ PG&E ¦ All | Gas Water Heater Pipe Insulation | 0.87137 | 1 | 0.89421 | Guidehouse 2021 Assumption | 0 | 0 | 1 | 0
LI-WATERHEAT-24.2 | Low Income ¦ Efficient Gas Water Heater Pipe Insulation ¦ PG&E ¦ All | Low Income ¦ Efficient Gas Water Heater Pipe Insulation | PG&E ¦ All | PG&E | All | Gas | Pipe Insulation Wrap | Efficient | 0 | Conventional | WaterHeat | Low Income - Multi Family LI | Low Income | RET Only | 0 | Residential Households | Home | 7.1882 | None | 0 | 0 | -3.969 | PG&E Data Request | 86.8826 | 2022 | 0 | 0 | 2022 | 0 | 0 | PG&E Data Request | Gas Water Heater Pipe Insulation ¦ PG&E ¦ All | Gas Water Heater Pipe Insulation | 0.87137 | 1 | 0.10579 | Guidehouse 2021 Assumption | 0 | 0 | 1 | 0
LI-WATERHEAT-23.3 | Low Income ¦ Average Existing and Code Gas Water Heater Pipe Insulation ¦ SCG ¦ All | Low Income ¦ Average Existing and Code Gas Water Heater Pipe Insulation | SCG ¦ All | SCG | All | Gas | No Pipe Wrap | Average Existing and Code | 0 | Conventional | WaterHeat | Low Income - Single Family LI | Low Income | RET Only | 0 | Residential Households | Home | 9 | None | 0 | 0 | 0 | PG&E, SCG, and SDG&E | 0 | 2022 | 0 | 0 | 2022 | 0 | 0 | PG&E, SCG, and SDG&E | Gas Water Heater Pipe Insulation ¦ SCG ¦ All | Gas Water Heater Pipe Insulation | 0.94875 | 1 | 0.89421 | Guidehouse 2021 Assumption | 0 | 0 | 1 | 0
LI-WATERHEAT-24.3 | Low Income ¦ Efficient Gas Water Heater Pipe Insulation ¦ SCG ¦ All | Low Income ¦ Efficient Gas Water Heater Pipe Insulation | SCG ¦ All | SCG | All | Gas | Pipe Insulation Wrap | Efficient | 0 | Conventional | WaterHeat | Low Income - Single Family LI | Low Income | RET Only | 0 | Residential Households | Home | 9 | None | 0 | 0 | -6.35 | SCG Data request 2022 | 79.0716 | 2022 | 0 | 0 | 2022 | 0 | 0 | SCG Data request 2022 | Gas Water Heater Pipe Insulation ¦ SCG ¦ All | Gas Water Heater Pipe Insulation | 0.94875 | 1 | 0.10579 | Guidehouse 2021 Assumption | 0 | 0 | 1 | 0
LI-WATERHEAT-23.4 | Low Income ¦ Average Existing and Code Gas Water Heater Pipe Insulation ¦ SCG ¦ All | Low Income ¦ Average Existing and Code Gas Water Heater Pipe Insulation | SCG ¦ All | SCG | All | Gas | No Pipe Wrap | Average Existing and Code | 0 | Conventional | WaterHeat | Low Income - Multi Family LI | Low Income | RET Only | 0 | Residential Households | Home | 9 | None | 0 | 0 | 0 | PG&E, SCG, and SDG&E | 0 | 2022 | 0 | 0 | 2022 | 0 | 0 | PG&E, SCG, and SDG&E | Gas Water Heater Pipe Insulation ¦ SCG ¦ All | Gas Water Heater Pipe Insulation | 0.87137 | 1 | 0.89421 | Guidehouse 2021 Assumption | 0 | 0 | 1 | 0
LI-WATERHEAT-24.4 | Low Income ¦ Efficient Gas Water Heater Pipe Insulation ¦ SCG ¦ All | Low Income ¦ Efficient Gas Water Heater Pipe Insulation | SCG ¦ All | SCG | All | Gas | Pipe Insulation Wrap | Efficient | 0 | Conventional | WaterHeat | Low Income - Multi Family LI | Low Income | RET Only | 0 | Residential Households | Home | 9 | None | 0 | 0 | -6.35 | SCG Data request 2022 | 79.0716 | 2022 | 0 | 0 | 2022 | 0 | 0 | SCG Data request 2022 | Gas Water Heater Pipe Insulation ¦ SCG ¦ All | Gas Water Heater Pipe Insulation | 0.87137 | 1 | 0.10579 | Guidehouse 2021 Assumption | 0 | 0 | 1 | 0
LI-WATERHEAT-23.5 | Low Income ¦ Average Existing and Code Gas Water Heater Pipe Insulation ¦ SDG&E ¦ All | Low Income ¦ Average Existing and Code Gas Water Heater Pipe Insulation | SDG&E ¦ All | SDG&E | All | Gas | No Pipe Wrap | Average Existing and Code | 0 | Conventional | WaterHeat | Low Income - Single Family LI | Low Income | RET Only | 0 | Residential Households | Home | 9 | None | 0 | 0 | 0 | PG&E, SCG, and SDG&E | 0 | 2022 | 0 | 0 | 2022 | 0 | 0 | PG&E, SCG, and SDG&E | Gas Water Heater Pipe Insulation ¦ SDG&E ¦ All | Gas Water Heater Pipe Insulation | 0.94875 | 1 | 0.89421 | Guidehouse 2021 Assumption | 0 | 0 | 1 | 0
LI-WATERHEAT-24.5 | Low Income ¦ Efficient Gas Water Heater Pipe Insulation ¦ SDG&E ¦ All | Low Income ¦ Efficient Gas Water Heater Pipe Insulation | SDG&E ¦ All | SDG&E | All | Gas | Pipe Insulation Wrap | Efficient | 0 | Conventional | WaterHeat | Low Income - Single Family LI | Low Income | RET Only | 0 | Residential Households | Home | 9 | None | 0 | 0 | -5.1595 | PG&E and SCG average | 94.6937 | 2022 | 0 | 0 | 2022 | 0 | 0 | SDG&E IOUS Monthly report | Gas Water Heater Pipe Insulation ¦ SDG&E ¦ All | Gas Water Heater Pipe Insulation | 0.94875 | 1 | 0.10579 | Guidehouse 2021 Assumption | 0 | 0 | 1 | 0
LI-WATERHEAT-23.6 | Low Income ¦ Average Existing and Code Gas Water Heater Pipe Insulation ¦ SDG&E ¦ All | Low Income ¦ Average Existing and Code Gas Water Heater Pipe Insulation | SDG&E ¦ All | SDG&E | All | Gas | No Pipe Wrap | Average Existing and Code | 0 | Conventional | WaterHeat | Low Income - Multi Family LI | Low Income | RET Only | 0 | Residential Households | Home | 9 | None | 0 | 0 | 0 | PG&E, SCG, and SDG&E | 0 | 2022 | 0 | 0 | 2022 | 0 | 0 | PG&E, SCG, and SDG&E | Gas Water Heater Pipe Insulation ¦ SDG&E ¦ All | Gas Water Heater Pipe Insulation | 0.87137 | 1 | 0.89421 | Guidehouse 2021 Assumption | 0 | 0 | 1 | 0
LI-WATERHEAT-24.6 | Low Income ¦ Efficient Gas Water Heater Pipe Insulation ¦ SDG&E ¦ All | Low Income ¦ Efficient Gas Water Heater Pipe Insulation | SDG&E ¦ All | SDG&E | All | Gas | Pipe Insulation Wrap | Efficient | 0 | Conventional | WaterHeat | Low Income - Multi Family LI | Low Income | RET Only | 0 | Residential Households | Home | 9 | None | 0 | 0 | -5.1595 | PG&E and SCG average | 94.6937 | 2022 | 0 | 0 | 2022 | 0 | 0 | SDG&E IOUS Monthly report | Gas Water Heater Pipe Insulation ¦ SDG&E ¦ All | Gas Water Heater Pipe Insulation | 0.87137 | 1 | 0.10579 | Guidehouse 2021 Assumption | 0 | 0 | 1 | 0
LI-WATERHEAT-25.1 | Low Income ¦ Average Existing and Code Gas Water Heater Timer ¦ PG&E ¦ All | Low Income ¦ Average Existing and Code Gas Water Heater Timer | PG&E ¦ All | PG&E | All | Gas | No Water Heater Timer | Average Existing and Code | 0 | Conventional | WaterHeat | Low Income - Single Family LI | Low Income | RET Only | 0 | Residential Households | Each | 10 | None | 0 | 0 | 0 | LIHEAP and Manufacturer Website | 0 | 2020 | 0 | 0 | 2020 | 0 | 0 | LIHEAP and Manufacturer Website | Gas Water Heater Timer ¦ PG&E ¦ All | Gas Water Heater Timer | 0.81321 | 0.76453 | 1 | Guidehouse 2021 Assumption | 0 | 0 | 1 | 0
LI-WATERHEAT-26.1 | Low Income ¦ Efficient Gas Water Heater Timer ¦ PG&E ¦ All | Low Income ¦ Efficient Gas Water Heater Timer | PG&E ¦ All | PG&E | All | Gas | Water Heater Timer | Efficient | 0 | Conventional | WaterHeat | Low Income - Single Family LI | Low Income | RET Only | 0 | Residential Households | Each | 10 | None | 0 | 0 | -77.4 | LIHEAP and Manufacturer Website | 75 | 2020 | 0 | 62 | 2020 | 0 | 0 | LIHEAP and Manufacturer Website | Gas Water Heater Timer ¦ PG&E ¦ All | Gas Water Heater Timer | 0.81321 | 0.76453 | 0 | Guidehouse 2021 Assumption | 0 | 0 | 1 | 0
LI-WATERHEAT-25.2 | Low Income ¦ Average Existing and Code Gas Water Heater Timer ¦ PG&E ¦ All | Low Income ¦ Average Existing and Code Gas Water Heater Timer | PG&E ¦ All | PG&E | All | Gas | No Water Heater Timer | Average Existing and Code | 0 | Conventional | WaterHeat | Low Income - Multi Family LI | Low Income | RET Only | 0 | Residential Households | Each | 10 | None | 0 | 0 | 0 | LIHEAP and Manufacturer Website | 0 | 2020 | 0 | 0 | 2020 | 0 | 0 | LIHEAP and Manufacturer Website | Gas Water Heater Timer ¦ PG&E ¦ All | Gas Water Heater Timer | 0.50446 | 0.76453 | 1 | Guidehouse 2021 Assumption | 0 | 0 | 1 | 0
LI-WATERHEAT-26.2 | Low Income ¦ Efficient Gas Water Heater Timer ¦ PG&E ¦ All | Low Income ¦ Efficient Gas Water Heater Timer | PG&E ¦ All | PG&E | All | Gas | Water Heater Timer | Efficient | 0 | Conventional | WaterHeat | Low Income - Multi Family LI | Low Income | RET Only | 0 | Residential Households | Each | 10 | None | 0 | 0 | -77.4 | LIHEAP and Manufacturer Website | 75 | 2020 | 0 | 62 | 2020 | 0 | 0 | LIHEAP and Manufacturer Website | Gas Water Heater Timer ¦ PG&E ¦ All | Gas Water Heater Timer | 0.50446 | 0.76453 | 0 | Guidehouse 2021 Assumption | 0 | 0 | 1 | 0
LI-WATERHEAT-25.3 | Low Income ¦ Average Existing and Code Gas Water Heater Timer ¦ SCG ¦ All | Low Income ¦ Average Existing and Code Gas Water Heater Timer | SCG ¦ All | SCG | All | Gas | No Water Heater Timer | Average Existing and Code | 0 | Conventional | WaterHeat | Low Income - Single Family LI | Low Income | RET Only | 0 | Residential Households | Each | 10 | None | 0 | 0 | 0 | LIHEAP and Manufacturer Website | 0 | 2020 | 0 | 0 | 2020 | 0 | 0 | LIHEAP and Manufacturer Website | Gas Water Heater Timer ¦ SCG ¦ All | Gas Water Heater Timer | 0.81321 | 0.76453 | 1 | Guidehouse 2021 Assumption | 0 | 0 | 1 | 0
LI-WATERHEAT-26.3 | Low Income ¦ Efficient Gas Water Heater Timer ¦ SCG ¦ All | Low Income ¦ Efficient Gas Water Heater Timer | SCG ¦ All | SCG | All | Gas | Water Heater Timer | Efficient | 0 | Conventional | WaterHeat | Low Income - Single Family LI | Low Income | RET Only | 0 | Residential Households | Each | 10 | None | 0 | 0 | -77.4 | LIHEAP and Manufacturer Website | 75 | 2020 | 0 | 62 | 2020 | 0 | 0 | LIHEAP and Manufacturer Website | Gas Water Heater Timer ¦ SCG ¦ All | Gas Water Heater Timer | 0.81321 | 0.76453 | 0 | Guidehouse 2021 Assumption | 0 | 0 | 1 | 0
LI-WATERHEAT-25.4 | Low Income ¦ Average Existing and Code Gas Water Heater Timer ¦ SCG ¦ All | Low Income ¦ Average Existing and Code Gas Water Heater Timer | SCG ¦ All | SCG | All | Gas | No Water Heater Timer | Average Existing and Code | 0 | Conventional | WaterHeat | Low Income - Multi Family LI | Low Income | RET Only | 0 | Residential Households | Each | 10 | None | 0 | 0 | 0 | LIHEAP and Manufacturer Website | 0 | 2020 | 0 | 0 | 2020 | 0 | 0 | LIHEAP and Manufacturer Website | Gas Water Heater Timer ¦ SCG ¦ All | Gas Water Heater Timer | 0.50446 | 0.76453 | 1 | Guidehouse 2021 Assumption | 0 | 0 | 1 | 0
LI-WATERHEAT-26.4 | Low Income ¦ Efficient Gas Water Heater Timer ¦ SCG ¦ All | Low Income ¦ Efficient Gas Water Heater Timer | SCG ¦ All | SCG | All | Gas | Water Heater Timer | Efficient | 0 | Conventional | WaterHeat | Low Income - Multi Family LI | Low Income | RET Only | 0 | Residential Households | Each | 10 | None | 0 | 0 | -77.4 | LIHEAP and Manufacturer Website | 75 | 2020 | 0 | 62 | 2020 | 0 | 0 | LIHEAP and Manufacturer Website | Gas Water Heater Timer ¦ SCG ¦ All | Gas Water Heater Timer | 0.50446 | 0.76453 | 0 | Guidehouse 2021 Assumption | 0 | 0 | 1 | 0
LI-WATERHEAT-25.5 | Low Income ¦ Average Existing and Code Gas Water Heater Timer ¦ SDG&E ¦ All | Low Income ¦ Average Existing and Code Gas Water Heater Timer | SDG&E ¦ All | SDG&E | All | Gas | No Water Heater Timer | Average Existing and Code | 0 | Conventional | WaterHeat | Low Income - Single Family LI | Low Income | RET Only | 0 | Residential Households | Each | 10 | None | 0 | 0 | 0 | LIHEAP and Manufacturer Website | 0 | 2020 | 0 | 0 | 2020 | 0 | 0 | LIHEAP and Manufacturer Website | Gas Water Heater Timer ¦ SDG&E ¦ All | Gas Water Heater Timer | 0.81321 | 0.76453 | 1 | Guidehouse 2021 Assumption | 0 | 0 | 1 | 0
LI-WATERHEAT-26.5 | Low Income ¦ Efficient Gas Water Heater Timer ¦ SDG&E ¦ All | Low Income ¦ Efficient Gas Water Heater Timer | SDG&E ¦ All | SDG&E | All | Gas | Water Heater Timer | Efficient | 0 | Conventional | WaterHeat | Low Income - Single Family LI | Low Income | RET Only | 0 | Residential Households | Each | 10 | None | 0 | 0 | -77.4 | LIHEAP and Manufacturer Website | 75 | 2020 | 0 | 62 | 2020 | 0 | 0 | LIHEAP and Manufacturer Website | Gas Water Heater Timer ¦ SDG&E ¦ All | Gas Water Heater Timer | 0.81321 | 0.76453 | 0 | Guidehouse 2021 Assumption | 0 | 0 | 1 | 0
LI-WATERHEAT-25.6 | Low Income ¦ Average Existing and Code Gas Water Heater Timer ¦ SDG&E ¦ All | Low Income ¦ Average Existing and Code Gas Water Heater Timer | SDG&E ¦ All | SDG&E | All | Gas | No Water Heater Timer | Average Existing and Code | 0 | Conventional | WaterHeat | Low Income - Multi Family LI | Low Income | RET Only | 0 | Residential Households | Each | 10 | None | 0 | 0 | 0 | LIHEAP and Manufacturer Website | 0 | 2020 | 0 | 0 | 2020 | 0 | 0 | LIHEAP and Manufacturer Website | Gas Water Heater Timer ¦ SDG&E ¦ All | Gas Water Heater Timer | 0.50446 | 0.76453 | 1 | Guidehouse 2021 Assumption | 0 | 0 | 1 | 0
LI-WATERHEAT-26.6 | Low Income ¦ Efficient Gas Water Heater Timer ¦ SDG&E ¦ All | Low Income ¦ Efficient Gas Water Heater Timer | SDG&E ¦ All | SDG&E | All | Gas | Water Heater Timer | Efficient | 0 | Conventional | WaterHeat | Low Income - Multi Family LI | Low Income | RET Only | 0 | Residential Households | Each | 10 | None | 0 | 0 | -77.4 | LIHEAP and Manufacturer Website | 75 | 2020 | 0 | 62 | 2020 | 0 | 0 | LIHEAP and Manufacturer Website | Gas Water Heater Timer ¦ SDG&E ¦ All | Gas Water Heater Timer | 0.50446 | 0.76453 | 0 | Guidehouse 2021 Assumption | 0 | 0 | 1 | 0
LI-WATERHEAT-27.1 | Low Income ¦ Average Existing and Code Heat Pump Water Heater ¦ PG&E ¦ All | Low Income ¦ Average Existing and Code Heat Pump Water Heater | PG&E ¦ All | PG&E | All | Electric | Basic Water Heater | Average Existing and Code | 0 | Conventional | WaterHeat | Low Income - Single Family LI | Low Income | ROB Only | 0 | Residential Households | Each | 10 | DEER:Res_ClothesDishWasher | 0 | 0 | 0 | PG&E, SCE, SDG&E | 0 | 0 | 0 | 0 | 0 | 0 | 0 | PG&E, SCE, SDG&E | Heat Pump Water Heater ¦ PG&E ¦ All | Heat Pump Water Heater | 0.051246 | 1 | 0.93122 | RASS 2019 | 0 | 0 | 1 | 0
LI-WATERHEAT-28.1 | Low Income ¦ Efficient Heat Pump Water Heater ¦ PG&E ¦ All | Low Income ¦ Efficient Heat Pump Water Heater | PG&E ¦ All | PG&E | All | Electric | Heat Pump Water Heater | Efficient | 0 | Conventional | WaterHeat | Low Income - Single Family LI | Low Income | ROB Only | 0 | Residential Households | Each | 10 | DEER:Res_ClothesDishWasher | -1660.775 | -0.55 | 0 | PG&E IOU Monthly report | 996.7 | 2022 | 0 | 383.44 | 2022 | 0 | 0 | PG&E IOU Monthly report | Heat Pump Water Heater ¦ PG&E ¦ All | Heat Pump Water Heater | 0.051246 | 1 | 0.068784 | RASS 2019 | 0 | 0 | 1 | 0
LI-WATERHEAT-27.2 | Low Income ¦ Average Existing and Code Heat Pump Water Heater ¦ PG&E ¦ All | Low Income ¦ Average Existing and Code Heat Pump Water Heater | PG&E ¦ All | PG&E | All | Electric | Basic Water Heater | Average Existing and Code | 0 | Conventional | WaterHeat | Low Income - Multi Family LI | Low Income | ROB Only | 0 | Residential Households | Each | 10 | DEER:Res_ClothesDishWasher | 0 | 0 | 0 | PG&E, SCE, SDG&E | 0 | 0 | 0 | 0 | 0 | 0 | 0 | PG&E, SCE, SDG&E | Heat Pump Water Heater ¦ PG&E ¦ All | Heat Pump Water Heater | 0.12863 | 1 | 0.92035 | RASS 2019 | 0 | 0 | 1 | 0
LI-WATERHEAT-28.2 | Low Income ¦ Efficient Heat Pump Water Heater ¦ PG&E ¦ All | Low Income ¦ Efficient Heat Pump Water Heater | PG&E ¦ All | PG&E | All | Electric | Heat Pump Water Heater | Efficient | 0 | Conventional | WaterHeat | Low Income - Multi Family LI | Low Income | ROB Only | 0 | Residential Households | Each | 10 | DEER:Res_ClothesDishWasher | -1660.775 | -0.55 | 0 | PG&E IOU Monthly report | 996.7 | 2022 | 0 | 383.44 | 2022 | 0 | 0 | PG&E IOU Monthly report | Heat Pump Water Heater ¦ PG&E ¦ All | Heat Pump Water Heater | 0.12863 | 1 | 0.07965 | RASS 2019 | 0 | 0 | 1 | 0
LI-WATERHEAT-27.3 | Low Income ¦ Average Existing and Code Heat Pump Water Heater ¦ SCE ¦ All | Low Income ¦ Average Existing and Code Heat Pump Water Heater | SCE ¦ All | SCE | All | Electric | Basic Water Heater | Average Existing and Code | 0 | Conventional | WaterHeat | Low Income - Single Family LI | Low Income | ROB Only | 0 | Residential Households | Each | 10 | DEER:Res_ClothesDishWasher | 0 | 0 | 0 | PG&E, SCE, SDG&E | 0 | 0 | 0 | 0 | 0 | 0 | 0 | PG&E, SCE, SDG&E | Heat Pump Water Heater ¦ SCE ¦ All | Heat Pump Water Heater | 0.051246 | 1 | 0.93122 | RASS 2019 | 0 | 0 | 1 | 0
LI-WATERHEAT-28.3 | Low Income ¦ Efficient Heat Pump Water Heater ¦ SCE ¦ All | Low Income ¦ Efficient Heat Pump Water Heater | SCE ¦ All | SCE | All | Electric | Heat Pump Water Heater | Efficient | 0 | Conventional | WaterHeat | Low Income - Single Family LI | Low Income | ROB Only | 0 | Residential Households | Each | 10 | DEER:Res_ClothesDishWasher | -1629.1313 | -0.20859 | 0 | SCE data request | 1339.25 | 2022 | 0 | 383.44 | 2022 | 0 | 0 | SCE data request | Heat Pump Water Heater ¦ SCE ¦ All | Heat Pump Water Heater | 0.051246 | 1 | 0.068784 | RASS 2019 | 0 | 0 | 1 | 0
LI-WATERHEAT-27.4 | Low Income ¦ Average Existing and Code Heat Pump Water Heater ¦ SCE ¦ All | Low Income ¦ Average Existing and Code Heat Pump Water Heater | SCE ¦ All | SCE | All | Electric | Basic Water Heater | Average Existing and Code | 0 | Conventional | WaterHeat | Low Income - Multi Family LI | Low Income | ROB Only | 0 | Residential Households | Each | 10 | DEER:Res_ClothesDishWasher | 0 | 0 | 0 | PG&E, SCE, SDG&E | 0 | 0 | 0 | 0 | 0 | 0 | 0 | PG&E, SCE, SDG&E | Heat Pump Water Heater ¦ SCE ¦ All | Heat Pump Water Heater | 0.12863 | 1 | 0.92035 | RASS 2019 | 0 | 0 | 1 | 0
LI-WATERHEAT-28.4 | Low Income ¦ Efficient Heat Pump Water Heater ¦ SCE ¦ All | Low Income ¦ Efficient Heat Pump Water Heater | SCE ¦ All | SCE | All | Electric | Heat Pump Water Heater | Efficient | 0 | Conventional | WaterHeat | Low Income - Multi Family LI | Low Income | ROB Only | 0 | Residential Households | Each | 10 | DEER:Res_ClothesDishWasher | -1629.1313 | -0.20859 | 0 | SCE data request | 1339.25 | 2022 | 0 | 383.44 | 2022 | 0 | 0 | SCE data request | Heat Pump Water Heater ¦ SCE ¦ All | Heat Pump Water Heater | 0.12863 | 1 | 0.07965 | RASS 2019 | 0 | 0 | 1 | 0
LI-WATERHEAT-27.5 | Low Income ¦ Average Existing and Code Heat Pump Water Heater ¦ SDG&E ¦ All | Low Income ¦ Average Existing and Code Heat Pump Water Heater | SDG&E ¦ All | SDG&E | All | Electric | Basic Water Heater | Average Existing and Code | 0 | Conventional | WaterHeat | Low Income - Single Family LI | Low Income | ROB Only | 0 | Residential Households | Each | 10 | DEER:Res_ClothesDishWasher | 0 | 0 | 0 | PG&E, SCE, SDG&E | 0 | 0 | 0 | 0 | 0 | 0 | 0 | PG&E, SCE, SDG&E | Heat Pump Water Heater ¦ SDG&E ¦ All | Heat Pump Water Heater | 0.051246 | 1 | 0.93122 | RASS 2019 | 0 | 0 | 1 | 0
LI-WATERHEAT-28.5 | Low Income ¦ Efficient Heat Pump Water Heater ¦ SDG&E ¦ All | Low Income ¦ Efficient Heat Pump Water Heater | SDG&E ¦ All | SDG&E | All | Electric | Heat Pump Water Heater | Efficient | 0 | Conventional | WaterHeat | Low Income - Single Family LI | Low Income | ROB Only | 0 | Residential Households | Each | 10 | DEER:Res_ClothesDishWasher | -1730 | -0.22 | 0 | SDG&E data request | 1939.56 | 2022 | 0 | 383.44 | 2022 | 0 | 0 | SDG&E data request | Heat Pump Water Heater ¦ SDG&E ¦ All | Heat Pump Water Heater | 0.051246 | 1 | 0.068784 | RASS 2019 | 0 | 0 | 1 | 0
LI-WATERHEAT-27.6 | Low Income ¦ Average Existing and Code Heat Pump Water Heater ¦ SDG&E ¦ All | Low Income ¦ Average Existing and Code Heat Pump Water Heater | SDG&E ¦ All | SDG&E | All | Electric | Basic Water Heater | Average Existing and Code | 0 | Conventional | WaterHeat | Low Income - Multi Family LI | Low Income | ROB Only | 0 | Residential Households | Each | 10 | DEER:Res_ClothesDishWasher | 0 | 0 | 0 | PG&E, SCE, SDG&E | 0 | 0 | 0 | 0 | 0 | 0 | 0 | PG&E, SCE, SDG&E | Heat Pump Water Heater ¦ SDG&E ¦ All | Heat Pump Water Heater | 0.12863 | 1 | 0.92035 | RASS 2019 | 0 | 0 | 1 | 0
LI-WATERHEAT-28.6 | Low Income ¦ Efficient Heat Pump Water Heater ¦ SDG&E ¦ All | Low Income ¦ Efficient Heat Pump Water Heater | SDG&E ¦ All | SDG&E | All | Electric | Heat Pump Water Heater | Efficient | 0 | Conventional | WaterHeat | Low Income - Multi Family LI | Low Income | ROB Only | 0 | Residential Households | Each | 10 | DEER:Res_ClothesDishWasher | -1730 | -0.22 | 0 | SDG&E data request | 1939.56 | 2022 | 0 | 383.44 | 2022 | 0 | 0 | SDG&E data request | Heat Pump Water Heater ¦ SDG&E ¦ All | Heat Pump Water Heater | 0.12863 | 1 | 0.07965 | RASS 2019 | 0 | 0 | 1 | 0
LI-WATERHEAT-29.1 | Low Income ¦ Average Existing and Code Solar Water Heating ¦ PG&E ¦ All | Low Income ¦ Average Existing and Code Solar Water Heating | PG&E ¦ All | PG&E | All | Gas | No Solar Water Heater | Average Existing and Code | 0 | Conventional | WaterHeat | Low Income - Single Family LI | Low Income | ROB Only | 0 | Residential Households | Home | 25 | None | 0 | 0 | 0 | SCG 2022 ESA Measure | 0 | 2022 | 0 | 0 | 2022 | 0 | 0 | SCG 2022 ESA Measure | Solar Water Heating ¦ PG&E ¦ All | Solar Water Heating | 0.93823 | 0.76453 | 0.99328 | RASS 2019 | 0 | 0 | 1 | 0
LI-WATERHEAT-30.1 | Low Income ¦ Efficient Solar Water Heating ¦ PG&E ¦ All | Low Income ¦ Efficient Solar Water Heating | PG&E ¦ All | PG&E | All | Gas | Solar Water Heater | Efficient | 0 | Conventional | WaterHeat | Low Income - Single Family LI | Low Income | ROB Only | 0 | Residential Households | Home | 25 | None | 0 | 0 | -64.75 | SCG 2022 ESA Measure | 6430.06 | 2022 | 0 | 0 | 2022 | 0 | 0 | SCG 2022 ESA Measure | Solar Water Heating ¦ PG&E ¦ All | Solar Water Heating | 0.93823 | 0.76453 | 0.0067231 | RASS 2019 | 0 | 0 | 1 | 0
LI-WATERHEAT-29.2 | Low Income ¦ Average Existing and Code Solar Water Heating ¦ PG&E ¦ All | Low Income ¦ Average Existing and Code Solar Water Heating | PG&E ¦ All | PG&E | All | Gas | No Solar Water Heater | Average Existing and Code | 0 | Conventional | WaterHeat | Low Income - Multi Family LI | Low Income | ROB Only | 0 | Residential Households | Home | 25 | None | 0 | 0 | 0 | SCG 2022 ESA Measure | 0 | 2022 | 0 | 0 | 2022 | 0 | 0 | SCG 2022 ESA Measure | Solar Water Heating ¦ PG&E ¦ All | Solar Water Heating | 0.71172 | 0.76453 | 0.99993 | RASS 2019 | 0 | 0 | 1 | 0
LI-WATERHEAT-30.2 | Low Income ¦ Efficient Solar Water Heating ¦ PG&E ¦ All | Low Income ¦ Efficient Solar Water Heating | PG&E ¦ All | PG&E | All | Gas | Solar Water Heater | Efficient | 0 | Conventional | WaterHeat | Low Income - Multi Family LI | Low Income | ROB Only | 0 | Residential Households | Home | 25 | None | 0 | 0 | -64.75 | SCG 2022 ESA Measure | 6430.06 | 2022 | 0 | 0 | 2022 | 0 | 0 | SCG 2022 ESA Measure | Solar Water Heating ¦ PG&E ¦ All | Solar Water Heating | 0.71172 | 0.76453 | 7.0833e-05 | RASS 2019 | 0 | 0 | 1 | 0
LI-WATERHEAT-29.3 | Low Income ¦ Average Existing and Code Solar Water Heating ¦ SCG ¦ All | Low Income ¦ Average Existing and Code Solar Water Heating | SCG ¦ All | SCG | All | Gas | No Solar Water Heater | Average Existing and Code | 0 | Conventional | WaterHeat | Low Income - Single Family LI | Low Income | ROB Only | 0 | Residential Households | Home | 25 | None | 0 | 0 | 0 | SCG 2022 ESA Measure | 0 | 2022 | 0 | 0 | 2022 | 0 | 0 | SCG 2022 ESA Measure | Solar Water Heating ¦ SCG ¦ All | Solar Water Heating | 0.93823 | 0.76453 | 0.99328 | RASS 2019 | 0 | 0 | 1 | 0
LI-WATERHEAT-30.3 | Low Income ¦ Efficient Solar Water Heating ¦ SCG ¦ All | Low Income ¦ Efficient Solar Water Heating | SCG ¦ All | SCG | All | Gas | Solar Water Heater | Efficient | 0 | Conventional | WaterHeat | Low Income - Single Family LI | Low Income | ROB Only | 0 | Residential Households | Home | 25 | None | 0 | 0 | -64.75 | SCG 2022 ESA Measure | 6430.06 | 2022 | 0 | 0 | 2022 | 0 | 0 | SCG 2022 ESA Measure | Solar Water Heating ¦ SCG ¦ All | Solar Water Heating | 0.93823 | 0.76453 | 0.0067231 | RASS 2019 | 0 | 0 | 1 | 0
LI-WATERHEAT-29.4 | Low Income ¦ Average Existing and Code Solar Water Heating ¦ SCG ¦ All | Low Income ¦ Average Existing and Code Solar Water Heating | SCG ¦ All | SCG | All | Gas | No Solar Water Heater | Average Existing and Code | 0 | Conventional | WaterHeat | Low Income - Multi Family LI | Low Income | ROB Only | 0 | Residential Households | Home | 25 | None | 0 | 0 | 0 | SCG 2022 ESA Measure | 0 | 2022 | 0 | 0 | 2022 | 0 | 0 | SCG 2022 ESA Measure | Solar Water Heating ¦ SCG ¦ All | Solar Water Heating | 0.71172 | 0.76453 | 0.99993 | RASS 2019 | 0 | 0 | 1 | 0
LI-WATERHEAT-30.4 | Low Income ¦ Efficient Solar Water Heating ¦ SCG ¦ All | Low Income ¦ Efficient Solar Water Heating | SCG ¦ All | SCG | All | Gas | Solar Water Heater | Efficient | 0 | Conventional | WaterHeat | Low Income - Multi Family LI | Low Income | ROB Only | 0 | Residential Households | Home | 25 | None | 0 | 0 | -64.75 | SCG 2022 ESA Measure | 6430.06 | 2022 | 0 | 0 | 2022 | 0 | 0 | SCG 2022 ESA Measure | Solar Water Heating ¦ SCG ¦ All | Solar Water Heating | 0.71172 | 0.76453 | 7.0833e-05 | RASS 2019 | 0 | 0 | 1 | 0
LI-WATERHEAT-29.5 | Low Income ¦ Average Existing and Code Solar Water Heating ¦ SDG&E ¦ All | Low Income ¦ Average Existing and Code Solar Water Heating | SDG&E ¦ All | SDG&E | All | Gas | No Solar Water Heater | Average Existing and Code | 0 | Conventional | WaterHeat | Low Income - Single Family LI | Low Income | ROB Only | 0 | Residential Households | Home | 25 | None | 0 | 0 | 0 | SCG 2022 ESA Measure | 0 | 2022 | 0 | 0 | 2022 | 0 | 0 | SCG 2022 ESA Measure | Solar Water Heating ¦ SDG&E ¦ All | Solar Water Heating | 0.93823 | 0.76453 | 0.99328 | RASS 2019 | 0 | 0 | 1 | 0
LI-WATERHEAT-30.5 | Low Income ¦ Efficient Solar Water Heating ¦ SDG&E ¦ All | Low Income ¦ Efficient Solar Water Heating | SDG&E ¦ All | SDG&E | All | Gas | Solar Water Heater | Efficient | 0 | Conventional | WaterHeat | Low Income - Single Family LI | Low Income | ROB Only | 0 | Residential Households | Home | 25 | None | 0 | 0 | -64.75 | SCG 2022 ESA Measure | 6430.06 | 2022 | 0 | 0 | 2022 | 0 | 0 | SCG 2022 ESA Measure | Solar Water Heating ¦ SDG&E ¦ All | Solar Water Heating | 0.93823 | 0.76453 | 0.0067231 | RASS 2019 | 0 | 0 | 1 | 0
LI-WATERHEAT-29.6 | Low Income ¦ Average Existing and Code Solar Water Heating ¦ SDG&E ¦ All | Low Income ¦ Average Existing and Code Solar Water Heating | SDG&E ¦ All | SDG&E | All | Gas | No Solar Water Heater | Average Existing and Code | 0 | Conventional | WaterHeat | Low Income - Multi Family LI | Low Income | ROB Only | 0 | Residential Households | Home | 25 | None | 0 | 0 | 0 | SCG 2022 ESA Measure | 0 | 2022 | 0 | 0 | 2022 | 0 | 0 | SCG 2022 ESA Measure | Solar Water Heating ¦ SDG&E ¦ All | Solar Water Heating | 0.71172 | 0.76453 | 0.99993 | RASS 2019 | 0 | 0 | 1 | 0
LI-WATERHEAT-30.6 | Low Income ¦ Efficient Solar Water Heating ¦ SDG&E ¦ All | Low Income ¦ Efficient Solar Water Heating | SDG&E ¦ All | SDG&E | All | Gas | Solar Water Heater | Efficient | 0 | Conventional | WaterHeat | Low Income - Multi Family LI | Low Income | ROB Only | 0 | Residential Households | Home | 25 | None | 0 | 0 | -64.75 | SCG 2022 ESA Measure | 6430.06 | 2022 | 0 | 0 | 2022 | 0 | 0 | SCG 2022 ESA Measure | Solar Water Heating ¦ SDG&E ¦ All | Solar Water Heating | 0.71172 | 0.76453 | 7.0833e-05 | RASS 2019 | 0 | 0 | 1 | 0
LI-WATERHEAT-35.1 | Low Income ¦ Average Existing and Code Water Heater Repair/Replacement ¦ PG&E ¦ All | Low Income ¦ Average Existing and Code Water Heater Repair/Replacement | PG&E ¦ All | PG&E | All | Gas | Basic Water Heater | Average Existing and Code | 0 | Conventional | WaterHeat | Low Income - Single Family LI | Low Income | ROB Only | 0 | Residential Households | Each | 12 | None | 0 | 0 | 0 | PG&E, SCG, SDG&E | 0 | 2022 | 0 | 0 | 2022 | 0 | 0 | PG&E, SCG, SDG&E | Water Heater Repair/Replacement ¦ PG&E ¦ All | Water Heater Repair/Replacement | 0.81321 | 1 | 0.56736 | RASS 2019 | 0 | 0 | 1 | 0
LI-WATERHEAT-36.1 | Low Income ¦ Efficient Water Heater Repair/Replacement ¦ PG&E ¦ All | Low Income ¦ Efficient Water Heater Repair/Replacement | PG&E ¦ All | PG&E | All | Gas | Efficient or Repaired Water Heater | Efficient | 0 | Conventional | WaterHeat | Low Income - Single Family LI | Low Income | ROB Only | 0 | Residential Households | Each | 12 | None | 0 | 0 | -7.8152 | PG&E Data Request | 179.0334 | 2022 | 0 | 201.1604 | 2022 | 0 | 0 | PG&E Data Request | Water Heater Repair/Replacement ¦ PG&E ¦ All | Water Heater Repair/Replacement | 0.81321 | 1 | 0.43264 | RASS 2019 | 0 | 0 | 1 | 0
LI-WATERHEAT-35.2 | Low Income ¦ Average Existing and Code Water Heater Repair/Replacement ¦ PG&E ¦ All | Low Income ¦ Average Existing and Code Water Heater Repair/Replacement | PG&E ¦ All | PG&E | All | Gas | Basic Water Heater | Average Existing and Code | 0 | Conventional | WaterHeat | Low Income - Multi Family LI | Low Income | ROB Only | 0 | Residential Households | Each | 12 | None | 0 | 0 | 0 | PG&E, SCG, SDG&E | 0 | 2022 | 0 | 0 | 2022 | 0 | 0 | PG&E, SCG, SDG&E | Water Heater Repair/Replacement ¦ PG&E ¦ All | Water Heater Repair/Replacement | 0.50446 | 1 | 0.63576 | RASS 2019 | 0 | 0 | 1 | 0
LI-WATERHEAT-36.2 | Low Income ¦ Efficient Water Heater Repair/Replacement ¦ PG&E ¦ All | Low Income ¦ Efficient Water Heater Repair/Replacement | PG&E ¦ All | PG&E | All | Gas | Efficient or Repaired Water Heater | Efficient | 0 | Conventional | WaterHeat | Low Income - Multi Family LI | Low Income | ROB Only | 0 | Residential Households | Each | 12 | None | 0 | 0 | -31 | SDG&E Data request | 179.0334 | 2022 | 0 | 201.1604 | 2022 | 0 | 0 | PG&E Data Request | Water Heater Repair/Replacement ¦ PG&E ¦ All | Water Heater Repair/Replacement | 0.50446 | 1 | 0.36424 | RASS 2019 | 0 | 0 | 1 | 0
LI-WATERHEAT-35.3 | Low Income ¦ Average Existing and Code Water Heater Repair/Replacement ¦ SCG ¦ All | Low Income ¦ Average Existing and Code Water Heater Repair/Replacement | SCG ¦ All | SCG | All | Gas | Basic Water Heater | Average Existing and Code | 0 | Conventional | WaterHeat | Low Income - Single Family LI | Low Income | ROB Only | 0 | Residential Households | Each | 11 | None | 0 | 0 | 0 | PG&E, SCG, SDG&E | 0 | 2022 | 0 | 0 | 2022 | 0 | 0 | PG&E, SCG, SDG&E | Water Heater Repair/Replacement ¦ SCG ¦ All | Water Heater Repair/Replacement | 0.81321 | 1 | 0.56736 | RASS 2019 | 0 | 0 | 1 | 0
LI-WATERHEAT-36.3 | Low Income ¦ Efficient Water Heater Repair/Replacement ¦ SCG ¦ All | Low Income ¦ Efficient Water Heater Repair/Replacement | SCG ¦ All | SCG | All | Gas | Efficient or Repaired Water Heater | Efficient | 0 | Conventional | WaterHeat | Low Income - Single Family LI | Low Income | ROB Only | 0 | Residential Households | Each | 11 | None | 0 | 0 | -2.39 | SCG Data request | 274.68 | 2022 | 0 | 0 | 2022 | 0 | 0 | SCG Data request | Water Heater Repair/Replacement ¦ SCG ¦ All | Water Heater Repair/Replacement | 0.81321 | 1 | 0.43264 | RASS 2019 | 0 | 0 | 1 | 0
LI-WATERHEAT-35.4 | Low Income ¦ Average Existing and Code Water Heater Repair/Replacement ¦ SCG ¦ All | Low Income ¦ Average Existing and Code Water Heater Repair/Replacement | SCG ¦ All | SCG | All | Gas | Basic Water Heater | Average Existing and Code | 0 | Conventional | WaterHeat | Low Income - Multi Family LI | Low Income | ROB Only | 0 | Residential Households | Each | 11 | None | 0 | 0 | 0 | PG&E, SCG, SDG&E | 0 | 2022 | 0 | 0 | 2022 | 0 | 0 | PG&E, SCG, SDG&E | Water Heater Repair/Replacement ¦ SCG ¦ All | Water Heater Repair/Replacement | 0.50446 | 1 | 0.63576 | RASS 2019 | 0 | 0 | 1 | 0
LI-WATERHEAT-36.4 | Low Income ¦ Efficient Water Heater Repair/Replacement ¦ SCG ¦ All | Low Income ¦ Efficient Water Heater Repair/Replacement | SCG ¦ All | SCG | All | Gas | Efficient or Repaired Water Heater | Efficient | 0 | Conventional | WaterHeat | Low Income - Multi Family LI | Low Income | ROB Only | 0 | Residential Households | Each | 11 | None | 0 | 0 | -31 | SDG&E Data request | 274.68 | 2022 | 0 | 0 | 2022 | 0 | 0 | SCG Data request | Water Heater Repair/Replacement ¦ SCG ¦ All | Water Heater Repair/Replacement | 0.50446 | 1 | 0.36424 | RASS 2019 | 0 | 0 | 1 | 0
LI-WATERHEAT-35.5 | Low Income ¦ Average Existing and Code Water Heater Repair/Replacement ¦ SDG&E ¦ All | Low Income ¦ Average Existing and Code Water Heater Repair/Replacement | SDG&E ¦ All | SDG&E | All | Gas | Basic Water Heater | Average Existing and Code | 0 | Conventional | WaterHeat | Low Income - Single Family LI | Low Income | ROB Only | 0 | Residential Households | Each | 11 | None | 0 | 0 | 0 | PG&E, SCG, SDG&E | 0 | 2022 | 0 | 0 | 2022 | 0 | 0 | PG&E, SCG, SDG&E | Water Heater Repair/Replacement ¦ SDG&E ¦ All | Water Heater Repair/Replacement | 0.81321 | 1 | 0.56736 | RASS 2019 | 0 | 0 | 1 | 0
LI-WATERHEAT-36.5 | Low Income ¦ Efficient Water Heater Repair/Replacement ¦ SDG&E ¦ All | Low Income ¦ Efficient Water Heater Repair/Replacement | SDG&E ¦ All | SDG&E | All | Gas | Efficient or Repaired Water Heater | Efficient | 0 | Conventional | WaterHeat | Low Income - Single Family LI | Low Income | ROB Only | 0 | Residential Households | Each | 11 | None | 0 | 0 | -8 | SDG&E Data request | 869 | 2022 | 0 | 0 | 2022 | 0 | 0 | SDG&E Data request | Water Heater Repair/Replacement ¦ SDG&E ¦ All | Water Heater Repair/Replacement | 0.81321 | 1 | 0.43264 | RASS 2019 | 0 | 0 | 1 | 0
LI-WATERHEAT-35.6 | Low Income ¦ Average Existing and Code Water Heater Repair/Replacement ¦ SDG&E ¦ All | Low Income ¦ Average Existing and Code Water Heater Repair/Replacement | SDG&E ¦ All | SDG&E | All | Gas | Basic Water Heater | Average Existing and Code | 0 | Conventional | WaterHeat | Low Income - Multi Family LI | Low Income | ROB Only | 0 | Residential Households | Each | 11 | None | 0 | 0 | 0 | PG&E, SCG, SDG&E | 0 | 2022 | 0 | 0 | 2022 | 0 | 0 | PG&E, SCG, SDG&E | Water Heater Repair/Replacement ¦ SDG&E ¦ All | Water Heater Repair/Replacement | 0.50446 | 1 | 0.63576 | RASS 2019 | 0 | 0 | 1 | 0
LI-WATERHEAT-36.6 | Low Income ¦ Efficient Water Heater Repair/Replacement ¦ SDG&E ¦ All | Low Income ¦ Efficient Water Heater Repair/Replacement | SDG&E ¦ All | SDG&E | All | Gas | Efficient or Repaired Water Heater | Efficient | 0 | Conventional | WaterHeat | Low Income - Multi Family LI | Low Income | ROB Only | 0 | Residential Households | Each | 11 | None | 0 | 0 | -31 | SDG&E Data request | 869 | 2022 | 0 | 0 | 2022 | 0 | 0 | SDG&E Data request | Water Heater Repair/Replacement ¦ SDG&E ¦ All | Water Heater Repair/Replacement | 0.50446 | 1 | 0.36424 | RASS 2019 | 0 | 0 | 1 | 0
LI-WATERHEAT-39.1 | Low Income ¦ Efficient Heat Pump Water Heater - Fuel Sub ¦ PG&E ¦ All | Low Income ¦ Efficient Heat Pump Water Heater - Fuel Sub | PG&E ¦ All | PG&E | All | Electric & Gas | Heat Pump Water Heater | Efficient | 0 | Conventional | WaterHeat | Low Income - Single Family LI | Low Income | ROB and NEW | 1 | Residential Households | Each | 10 | DEER:Res_ClothesDishWasher | 1582.1807 | 0.10006 | -186.2628 | SCE Data request 2022 | 1552.9833 | 2022 | 0 | 383.44 | 2022 | 0 | 0 | PG&E, SCE, SDG&E | Water Heater Repair/Replacement ¦ PG&E ¦ All | Water Heater Repair/Replacement | 0.81321 | 1 | 0 | Same as Water Heater Replacement | 0 | 0 | 1 | 0
LI-WATERHEAT-39.2 | Low Income ¦ Efficient Heat Pump Water Heater - Fuel Sub ¦ PG&E ¦ All | Low Income ¦ Efficient Heat Pump Water Heater - Fuel Sub | PG&E ¦ All | PG&E | All | Electric & Gas | Heat Pump Water Heater | Efficient | 0 | Conventional | WaterHeat | Low Income - Multi Family LI | Low Income | ROB and NEW | 1 | Residential Households | Each | 10 | DEER:Res_ClothesDishWasher | 1582.1807 | 0.10006 | -186.2628 | SCE Data request 2022 | 1552.9833 | 2022 | 0 | 383.44 | 2022 | 0 | 0 | PG&E, SCE, SDG&E | Water Heater Repair/Replacement ¦ PG&E ¦ All | Water Heater Repair/Replacement | 0.50446 | 1 | 0 | Same as Water Heater Replacement | 0 | 0 | 1 | 0
LI-WATERHEAT-39.3 | Low Income ¦ Efficient Heat Pump Water Heater - Fuel Sub ¦ SCG ¦ All | Low Income ¦ Efficient Heat Pump Water Heater - Fuel Sub | SCG ¦ All | SCG | All | Electric & Gas | Heat Pump Water Heater | Efficient | 0 | Conventional | WaterHeat | Low Income - Single Family LI | Low Income | ROB and NEW | 1 | Residential Households | Each | 10 | DEER:Res_ClothesDishWasher | 1582.1807 | 0.10006 | -186.2628 | SCE Data request 2022 | 1552.9833 | 2022 | 0 | 383.44 | 2022 | 0 | 0 | PG&E, SCE, SDG&E | Water Heater Repair/Replacement ¦ SCG ¦ All | Water Heater Repair/Replacement | 0.81321 | 1 | 0 | Same as Water Heater Replacement | 0 | 0 | 1 | 0
LI-WATERHEAT-39.4 | Low Income ¦ Efficient Heat Pump Water Heater - Fuel Sub ¦ SCG ¦ All | Low Income ¦ Efficient Heat Pump Water Heater - Fuel Sub | SCG ¦ All | SCG | All | Electric & Gas | Heat Pump Water Heater | Efficient | 0 | Conventional | WaterHeat | Low Income - Multi Family LI | Low Income | ROB and NEW | 1 | Residential Households | Each | 10 | DEER:Res_ClothesDishWasher | 1582.1807 | 0.10006 | -186.2628 | SCE Data request 2022 | 1552.9833 | 2022 | 0 | 383.44 | 2022 | 0 | 0 | PG&E, SCE, SDG&E | Water Heater Repair/Replacement ¦ SCG ¦ All | Water Heater Repair/Replacement | 0.50446 | 1 | 0 | Same as Water Heater Replacement | 0 | 0 | 1 | 0
LI-WATERHEAT-39.5 | Low Income ¦ Efficient Heat Pump Water Heater - Fuel Sub ¦ SDG&E ¦ All | Low Income ¦ Efficient Heat Pump Water Heater - Fuel Sub | SDG&E ¦ All | SDG&E | All | Electric & Gas | Heat Pump Water Heater | Efficient | 0 | Conventional | WaterHeat | Low Income - Single Family LI | Low Income | ROB and NEW | 1 | Residential Households | Each | 10 | DEER:Res_ClothesDishWasher | 1582.1807 | 0.10006 | -186.2628 | SCE Data request 2022 | 1552.9833 | 2022 | 0 | 383.44 | 2022 | 0 | 0 | PG&E, SCE, SDG&E | Water Heater Repair/Replacement ¦ SDG&E ¦ All | Water Heater Repair/Replacement | 0.81321 | 1 | 0 | Same as Water Heater Replacement | 0 | 0 | 1 | 0
LI-WATERHEAT-39.6 | Low Income ¦ Efficient Heat Pump Water Heater - Fuel Sub ¦ SDG&E ¦ All | Low Income ¦ Efficient Heat Pump Water Heater - Fuel Sub | SDG&E ¦ All | SDG&E | All | Electric & Gas | Heat Pump Water Heater | Efficient | 0 | Conventional | WaterHeat | Low Income - Multi Family LI | Low Income | ROB and NEW | 1 | Residential Households | Each | 10 | DEER:Res_ClothesDishWasher | 1582.1807 | 0.10006 | -186.2628 | SCE Data request 2022 | 1552.9833 | 2022 | 0 | 383.44 | 2022 | 0 | 0 | PG&E, SCE, SDG&E | Water Heater Repair/Replacement ¦ SDG&E ¦ All | Water Heater Repair/Replacement | 0.50446 | 1 | 0 | Same as Water Heater Replacement | 0 | 0 | 1 | 0
LI-WHOLEBLG-01.1 | Low Income ¦ Average and Existing No CO & Smoke Alarms ¦ PG&E ¦ All | Low Income ¦ Average and Existing No CO & Smoke Alarms | PG&E ¦ All | PG&E | All | Electric & Gas | No Alarms | Average Existing and Code | 0 | Conventional | WholeBlg | Low Income - Single Family LI | Low Income | RET Only | 0 | Residential Households | Home | 10 | None | 0 | 0 | 0 | SCG Data Request 2022 | 0 | 2020 | 0 | 0 | 2020 | 0 | 0 | SCG Data Request 2022 | CO & Smoke Alarms ¦ PG&E ¦ All | CO & Smoke Alarms | 1 | 1 | 1 | Guidehouse 2021 Assumption | 0 | 0 | 1 | 0
LI-WHOLEBLG-02.1 | Low Income ¦ Efficient CO & Smoke Alarms ¦ PG&E ¦ All | Low Income ¦ Efficient CO & Smoke Alarms | PG&E ¦ All | PG&E | All | Electric & Gas | CO & Smoke Alarms | Efficient | 0 | Conventional | WholeBlg | Low Income - Single Family LI | Low Income | RET Only | 0 | Residential Households | Home | 10 | None | 0 | 0 | 0 | SCG Data Request 2022 | 169.4893 | 2022 | 0 | 0 | 2020 | 0 | 0 | SCG Data Request 2022 | CO & Smoke Alarms ¦ PG&E ¦ All | CO & Smoke Alarms | 1 | 1 | 0 | Guidehouse 2021 Assumption | 0 | 0 | 1 | 0
LI-WHOLEBLG-01.2 | Low Income ¦ Average and Existing No CO & Smoke Alarms ¦ PG&E ¦ All | Low Income ¦ Average and Existing No CO & Smoke Alarms | PG&E ¦ All | PG&E | All | Electric & Gas | No Alarms | Average Existing and Code | 0 | Conventional | WholeBlg | Low Income - Multi Family LI | Low Income | RET Only | 0 | Residential Households | Home | 10 | None | 0 | 0 | 0 | SCG Data Request 2022 | 0 | 2020 | 0 | 0 | 2020 | 0 | 0 | SCG Data Request 2022 | CO & Smoke Alarms ¦ PG&E ¦ All | CO & Smoke Alarms | 1 | 1 | 1 | Guidehouse 2021 Assumption | 0 | 0 | 1 | 0
LI-WHOLEBLG-02.2 | Low Income ¦ Efficient CO & Smoke Alarms ¦ PG&E ¦ All | Low Income ¦ Efficient CO & Smoke Alarms | PG&E ¦ All | PG&E | All | Electric & Gas | CO & Smoke Alarms | Efficient | 0 | Conventional | WholeBlg | Low Income - Multi Family LI | Low Income | RET Only | 0 | Residential Households | Home | 10 | None | 0 | 0 | 0 | SCG Data Request 2022 | 169.4893 | 2022 | 0 | 0 | 2020 | 0 | 0 | SCG Data Request 2022 | CO & Smoke Alarms ¦ PG&E ¦ All | CO & Smoke Alarms | 1 | 1 | 0 | Guidehouse 2021 Assumption | 0 | 0 | 1 | 0
LI-WHOLEBLG-01.3 | Low Income ¦ Average and Existing No CO & Smoke Alarms ¦ SCE ¦ All | Low Income ¦ Average and Existing No CO & Smoke Alarms | SCE ¦ All | SCE | All | Electric & Gas | No Alarms | Average Existing and Code | 0 | Conventional | WholeBlg | Low Income - Single Family LI | Low Income | RET Only | 0 | Residential Households | Home | 10 | None | 0 | 0 | 0 | SCG Data Request 2022 | 0 | 2020 | 0 | 0 | 2020 | 0 | 0 | SCG Data Request 2022 | CO & Smoke Alarms ¦ SCE ¦ All | CO & Smoke Alarms | 1 | 1 | 1 | Guidehouse 2021 Assumption | 0 | 0 | 1 | 0
LI-WHOLEBLG-02.3 | Low Income ¦ Efficient CO & Smoke Alarms ¦ SCE ¦ All | Low Income ¦ Efficient CO & Smoke Alarms | SCE ¦ All | SCE | All | Electric & Gas | CO & Smoke Alarms | Efficient | 0 | Conventional | WholeBlg | Low Income - Single Family LI | Low Income | RET Only | 0 | Residential Households | Home | 10 | None | 0 | 0 | 0 | SCG Data Request 2022 | 169.4893 | 2022 | 0 | 0 | 2020 | 0 | 0 | SCG Data Request 2022 | CO & Smoke Alarms ¦ SCE ¦ All | CO & Smoke Alarms | 1 | 1 | 0 | Guidehouse 2021 Assumption | 0 | 0 | 1 | 0
LI-WHOLEBLG-01.4 | Low Income ¦ Average and Existing No CO & Smoke Alarms ¦ SCE ¦ All | Low Income ¦ Average and Existing No CO & Smoke Alarms | SCE ¦ All | SCE | All | Electric & Gas | No Alarms | Average Existing and Code | 0 | Conventional | WholeBlg | Low Income - Multi Family LI | Low Income | RET Only | 0 | Residential Households | Home | 10 | None | 0 | 0 | 0 | SCG Data Request 2022 | 0 | 2020 | 0 | 0 | 2020 | 0 | 0 | SCG Data Request 2022 | CO & Smoke Alarms ¦ SCE ¦ All | CO & Smoke Alarms | 1 | 1 | 1 | Guidehouse 2021 Assumption | 0 | 0 | 1 | 0
LI-WHOLEBLG-02.4 | Low Income ¦ Efficient CO & Smoke Alarms ¦ SCE ¦ All | Low Income ¦ Efficient CO & Smoke Alarms | SCE ¦ All | SCE | All | Electric & Gas | CO & Smoke Alarms | Efficient | 0 | Conventional | WholeBlg | Low Income - Multi Family LI | Low Income | RET Only | 0 | Residential Households | Home | 10 | None | 0 | 0 | 0 | SCG Data Request 2022 | 169.4893 | 2022 | 0 | 0 | 2020 | 0 | 0 | SCG Data Request 2022 | CO & Smoke Alarms ¦ SCE ¦ All | CO & Smoke Alarms | 1 | 1 | 0 | Guidehouse 2021 Assumption | 0 | 0 | 1 | 0
LI-WHOLEBLG-01.5 | Low Income ¦ Average and Existing No CO & Smoke Alarms ¦ SDG&E ¦ All | Low Income ¦ Average and Existing No CO & Smoke Alarms | SDG&E ¦ All | SDG&E | All | Electric & Gas | No Alarms | Average Existing and Code | 0 | Conventional | WholeBlg | Low Income - Single Family LI | Low Income | RET Only | 0 | Residential Households | Home | 10 | None | 0 | 0 | 0 | SCG Data Request 2022 | 0 | 2020 | 0 | 0 | 2020 | 0 | 0 | SCG Data Request 2022 | CO & Smoke Alarms ¦ SDG&E ¦ All | CO & Smoke Alarms | 1 | 1 | 1 | Guidehouse 2021 Assumption | 0 | 0 | 1 | 0
LI-WHOLEBLG-02.5 | Low Income ¦ Efficient CO & Smoke Alarms ¦ SDG&E ¦ All | Low Income ¦ Efficient CO & Smoke Alarms | SDG&E ¦ All | SDG&E | All | Electric & Gas | CO & Smoke Alarms | Efficient | 0 | Conventional | WholeBlg | Low Income - Single Family LI | Low Income | RET Only | 0 | Residential Households | Home | 10 | None | 0 | 0 | 0 | SCG Data Request 2022 | 169.4893 | 2022 | 0 | 0 | 2020 | 0 | 0 | SCG Data Request 2022 | CO & Smoke Alarms ¦ SDG&E ¦ All | CO & Smoke Alarms | 1 | 1 | 0 | Guidehouse 2021 Assumption | 0 | 0 | 1 | 0
LI-WHOLEBLG-01.6 | Low Income ¦ Average and Existing No CO & Smoke Alarms ¦ SDG&E ¦ All | Low Income ¦ Average and Existing No CO & Smoke Alarms | SDG&E ¦ All | SDG&E | All | Electric & Gas | No Alarms | Average Existing and Code | 0 | Conventional | WholeBlg | Low Income - Multi Family LI | Low Income | RET Only | 0 | Residential Households | Home | 10 | None | 0 | 0 | 0 | SCG Data Request 2022 | 0 | 2020 | 0 | 0 | 2020 | 0 | 0 | SCG Data Request 2022 | CO & Smoke Alarms ¦ SDG&E ¦ All | CO & Smoke Alarms | 1 | 1 | 1 | Guidehouse 2021 Assumption | 0 | 0 | 1 | 0
LI-WHOLEBLG-02.6 | Low Income ¦ Efficient CO & Smoke Alarms ¦ SDG&E ¦ All | Low Income ¦ Efficient CO & Smoke Alarms | SDG&E ¦ All | SDG&E | All | Electric & Gas | CO & Smoke Alarms | Efficient | 0 | Conventional | WholeBlg | Low Income - Multi Family LI | Low Income | RET Only | 0 | Residential Households | Home | 10 | None | 0 | 0 | 0 | SCG Data Request 2022 | 169.4893 | 2022 | 0 | 0 | 2020 | 0 | 0 | SCG Data Request 2022 | CO & Smoke Alarms ¦ SDG&E ¦ All | CO & Smoke Alarms | 1 | 1 | 0 | Guidehouse 2021 Assumption | 0 | 0 | 1 | 0
LI-WHOLEBLG-01.7 | Low Income ¦ Average and Existing No CO & Smoke Alarms ¦ SCG ¦ All | Low Income ¦ Average and Existing No CO & Smoke Alarms | SCG ¦ All | SCG | All | Electric & Gas | No Alarms | Average Existing and Code | 0 | Conventional | WholeBlg | Low Income - Single Family LI | Low Income | RET Only | 0 | Residential Households | Home | 10 | None | 0 | 0 | 0 | SCG Data Request 2022 | 0 | 2020 | 0 | 0 | 2020 | 0 | 0 | SCG Data Request 2022 | CO & Smoke Alarms ¦ SCG ¦ All | CO & Smoke Alarms | 1 | 1 | 1 | Guidehouse 2021 Assumption | 0 | 0 | 1 | 0
LI-WHOLEBLG-02.7 | Low Income ¦ Efficient CO & Smoke Alarms ¦ SCG ¦ All | Low Income ¦ Efficient CO & Smoke Alarms | SCG ¦ All | SCG | All | Electric & Gas | CO & Smoke Alarms | Efficient | 0 | Conventional | WholeBlg | Low Income - Single Family LI | Low Income | RET Only | 0 | Residential Households | Home | 10 | None | 0 | 0 | 0 | SCG Data Request 2022 | 169.4893 | 2022 | 0 | 0 | 2020 | 0 | 0 | SCG Data Request 2022 | CO & Smoke Alarms ¦ SCG ¦ All | CO & Smoke Alarms | 1 | 1 | 0 | Guidehouse 2021 Assumption | 0 | 0 | 1 | 0
LI-WHOLEBLG-01.8 | Low Income ¦ Average and Existing No CO & Smoke Alarms ¦ SCG ¦ All | Low Income ¦ Average and Existing No CO & Smoke Alarms | SCG ¦ All | SCG | All | Electric & Gas | No Alarms | Average Existing and Code | 0 | Conventional | WholeBlg | Low Income - Multi Family LI | Low Income | RET Only | 0 | Residential Households | Home | 10 | None | 0 | 0 | 0 | SCG Data Request 2022 | 0 | 2020 | 0 | 0 | 2020 | 0 | 0 | SCG Data Request 2022 | CO & Smoke Alarms ¦ SCG ¦ All | CO & Smoke Alarms | 1 | 1 | 1 | Guidehouse 2021 Assumption | 0 | 0 | 1 | 0
LI-WHOLEBLG-02.8 | Low Income ¦ Efficient CO & Smoke Alarms ¦ SCG ¦ All | Low Income ¦ Efficient CO & Smoke Alarms | SCG ¦ All | SCG | All | Electric & Gas | CO & Smoke Alarms | Efficient | 0 | Conventional | WholeBlg | Low Income - Multi Family LI | Low Income | RET Only | 0 | Residential Households | Home | 10 | None | 0 | 0 | 0 | SCG Data Request 2022 | 169.4893 | 2022 | 0 | 0 | 2020 | 0 | 0 | SCG Data Request 2022 | CO & Smoke Alarms ¦ SCG ¦ All | CO & Smoke Alarms | 1 | 1 | 0 | Guidehouse 2021 Assumption | 0 | 0 | 1 | 0
LI-WHOLEBLG-03.1 | Low Income ¦ Average and Existing No Comprehensive Home Health and Safety Check‐up ¦ PG&E ¦ All | Low Income ¦ Average and Existing No Comprehensive Home Health and Safety Check‐up | PG&E ¦ All | PG&E | All | Electric & Gas | No check-up | Average Existing and Code | 0 | Conventional | WholeBlg | Low Income - Single Family LI | Low Income | RET Only | 0 | Residential Households | Home | 10 | None | 0 | 0 | 0 | SCG Data Request 2022 | 0 | 2020 | 0 | 0 | 2020 | 0 | 0 | SCG Data Request 2022 | Comprehensive Home Health and Safety Check‐up ¦ PG&E ¦ All | Comprehensive Home Health and Safety Check‐up | 1 | 1 | 1 | Guidehouse 2021 Assumption | 0 | 0 | 1 | 0
LI-WHOLEBLG-04.1 | Low Income ¦ Efficient Comprehensive Home Health and Safety Check‐up ¦ PG&E ¦ All | Low Income ¦ Efficient Comprehensive Home Health and Safety Check‐up | PG&E ¦ All | PG&E | All | Electric & Gas | Comprehensive home check up | Efficient | 0 | Conventional | WholeBlg | Low Income - Single Family LI | Low Income | RET Only | 0 | Residential Households | Home | 10 | None | 0 | 0 | 0 | SCG Data Request 2022 | 42.8675 | 2022 | 0 | 0 | 2020 | 0 | 0 | SCG Data Request 2022 | Comprehensive Home Health and Safety Check‐up ¦ PG&E ¦ All | Comprehensive Home Health and Safety Check‐up | 1 | 1 | 0 | Guidehouse 2021 Assumption | 0 | 0 | 1 | 0
LI-WHOLEBLG-03.2 | Low Income ¦ Average and Existing No Comprehensive Home Health and Safety Check‐up ¦ PG&E ¦ All | Low Income ¦ Average and Existing No Comprehensive Home Health and Safety Check‐up | PG&E ¦ All | PG&E | All | Electric & Gas | No check-up | Average Existing and Code | 0 | Conventional | WholeBlg | Low Income - Multi Family LI | Low Income | RET Only | 0 | Residential Households | Home | 10 | None | 0 | 0 | 0 | SCG Data Request 2022 | 0 | 2020 | 0 | 0 | 2020 | 0 | 0 | SCG Data Request 2022 | Comprehensive Home Health and Safety Check‐up ¦ PG&E ¦ All | Comprehensive Home Health and Safety Check‐up | 1 | 1 | 1 | Guidehouse 2021 Assumption | 0 | 0 | 1 | 0
LI-WHOLEBLG-04.2 | Low Income ¦ Efficient Comprehensive Home Health and Safety Check‐up ¦ PG&E ¦ All | Low Income ¦ Efficient Comprehensive Home Health and Safety Check‐up | PG&E ¦ All | PG&E | All | Electric & Gas | Comprehensive home check up | Efficient | 0 | Conventional | WholeBlg | Low Income - Multi Family LI | Low Income | RET Only | 0 | Residential Households | Home | 10 | None | 0 | 0 | 0 | SCG Data Request 2022 | 42.8675 | 2022 | 0 | 0 | 2020 | 0 | 0 | SCG Data Request 2022 | Comprehensive Home Health and Safety Check‐up ¦ PG&E ¦ All | Comprehensive Home Health and Safety Check‐up | 1 | 1 | 0 | Guidehouse 2021 Assumption | 0 | 0 | 1 | 0
LI-WHOLEBLG-03.3 | Low Income ¦ Average and Existing No Comprehensive Home Health and Safety Check‐up ¦ SCE ¦ All | Low Income ¦ Average and Existing No Comprehensive Home Health and Safety Check‐up | SCE ¦ All | SCE | All | Electric & Gas | No check-up | Average Existing and Code | 0 | Conventional | WholeBlg | Low Income - Single Family LI | Low Income | RET Only | 0 | Residential Households | Home | 10 | None | 0 | 0 | 0 | SCG Data Request 2022 | 0 | 2020 | 0 | 0 | 2020 | 0 | 0 | SCG Data Request 2022 | Comprehensive Home Health and Safety Check‐up ¦ SCE ¦ All | Comprehensive Home Health and Safety Check‐up | 1 | 1 | 1 | Guidehouse 2021 Assumption | 0 | 0 | 1 | 0
LI-WHOLEBLG-04.3 | Low Income ¦ Efficient Comprehensive Home Health and Safety Check‐up ¦ SCE ¦ All | Low Income ¦ Efficient Comprehensive Home Health and Safety Check‐up | SCE ¦ All | SCE | All | Electric & Gas | Comprehensive home check up | Efficient | 0 | Conventional | WholeBlg | Low Income - Single Family LI | Low Income | RET Only | 0 | Residential Households | Home | 10 | None | 0 | 0 | 0 | SCG Data Request 2022 | 42.8675 | 2022 | 0 | 0 | 2020 | 0 | 0 | SCG Data Request 2022 | Comprehensive Home Health and Safety Check‐up ¦ SCE ¦ All | Comprehensive Home Health and Safety Check‐up | 1 | 1 | 0 | Guidehouse 2021 Assumption | 0 | 0 | 1 | 0
LI-WHOLEBLG-03.4 | Low Income ¦ Average and Existing No Comprehensive Home Health and Safety Check‐up ¦ SCE ¦ All | Low Income ¦ Average and Existing No Comprehensive Home Health and Safety Check‐up | SCE ¦ All | SCE | All | Electric & Gas | No check-up | Average Existing and Code | 0 | Conventional | WholeBlg | Low Income - Multi Family LI | Low Income | RET Only | 0 | Residential Households | Home | 10 | None | 0 | 0 | 0 | SCG Data Request 2022 | 0 | 2020 | 0 | 0 | 2020 | 0 | 0 | SCG Data Request 2022 | Comprehensive Home Health and Safety Check‐up ¦ SCE ¦ All | Comprehensive Home Health and Safety Check‐up | 1 | 1 | 1 | Guidehouse 2021 Assumption | 0 | 0 | 1 | 0
LI-WHOLEBLG-04.4 | Low Income ¦ Efficient Comprehensive Home Health and Safety Check‐up ¦ SCE ¦ All | Low Income ¦ Efficient Comprehensive Home Health and Safety Check‐up | SCE ¦ All | SCE | All | Electric & Gas | Comprehensive home check up | Efficient | 0 | Conventional | WholeBlg | Low Income - Multi Family LI | Low Income | RET Only | 0 | Residential Households | Home | 10 | None | 0 | 0 | 0 | SCG Data Request 2022 | 42.8675 | 2022 | 0 | 0 | 2020 | 0 | 0 | SCG Data Request 2022 | Comprehensive Home Health and Safety Check‐up ¦ SCE ¦ All | Comprehensive Home Health and Safety Check‐up | 1 | 1 | 0 | Guidehouse 2021 Assumption | 0 | 0 | 1 | 0
LI-WHOLEBLG-03.5 | Low Income ¦ Average and Existing No Comprehensive Home Health and Safety Check‐up ¦ SDG&E ¦ All | Low Income ¦ Average and Existing No Comprehensive Home Health and Safety Check‐up | SDG&E ¦ All | SDG&E | All | Electric & Gas | No check-up | Average Existing and Code | 0 | Conventional | WholeBlg | Low Income - Single Family LI | Low Income | RET Only | 0 | Residential Households | Home | 10 | None | 0 | 0 | 0 | SCG Data Request 2022 | 0 | 2020 | 0 | 0 | 2020 | 0 | 0 | SCG Data Request 2022 | Comprehensive Home Health and Safety Check‐up ¦ SDG&E ¦ All | Comprehensive Home Health and Safety Check‐up | 1 | 1 | 1 | Guidehouse 2021 Assumption | 0 | 0 | 1 | 0
LI-WHOLEBLG-04.5 | Low Income ¦ Efficient Comprehensive Home Health and Safety Check‐up ¦ SDG&E ¦ All | Low Income ¦ Efficient Comprehensive Home Health and Safety Check‐up | SDG&E ¦ All | SDG&E | All | Electric & Gas | Comprehensive home check up | Efficient | 0 | Conventional | WholeBlg | Low Income - Single Family LI | Low Income | RET Only | 0 | Residential Households | Home | 10 | None | 0 | 0 | 0 | SCG Data Request 2022 | 42.8675 | 2022 | 0 | 0 | 2020 | 0 | 0 | SCG Data Request 2022 | Comprehensive Home Health and Safety Check‐up ¦ SDG&E ¦ All | Comprehensive Home Health and Safety Check‐up | 1 | 1 | 0 | Guidehouse 2021 Assumption | 0 | 0 | 1 | 0
LI-WHOLEBLG-03.6 | Low Income ¦ Average and Existing No Comprehensive Home Health and Safety Check‐up ¦ SDG&E ¦ All | Low Income ¦ Average and Existing No Comprehensive Home Health and Safety Check‐up | SDG&E ¦ All | SDG&E | All | Electric & Gas | No check-up | Average Existing and Code | 0 | Conventional | WholeBlg | Low Income - Multi Family LI | Low Income | RET Only | 0 | Residential Households | Home | 10 | None | 0 | 0 | 0 | SCG Data Request 2022 | 0 | 2020 | 0 | 0 | 2020 | 0 | 0 | SCG Data Request 2022 | Comprehensive Home Health and Safety Check‐up ¦ SDG&E ¦ All | Comprehensive Home Health and Safety Check‐up | 1 | 1 | 1 | Guidehouse 2021 Assumption | 0 | 0 | 1 | 0
LI-WHOLEBLG-04.6 | Low Income ¦ Efficient Comprehensive Home Health and Safety Check‐up ¦ SDG&E ¦ All | Low Income ¦ Efficient Comprehensive Home Health and Safety Check‐up | SDG&E ¦ All | SDG&E | All | Electric & Gas | Comprehensive home check up | Efficient | 0 | Conventional | WholeBlg | Low Income - Multi Family LI | Low Income | RET Only | 0 | Residential Households | Home | 10 | None | 0 | 0 | 0 | SCG Data Request 2022 | 42.8675 | 2022 | 0 | 0 | 2020 | 0 | 0 | SCG Data Request 2022 | Comprehensive Home Health and Safety Check‐up ¦ SDG&E ¦ All | Comprehensive Home Health and Safety Check‐up | 1 | 1 | 0 | Guidehouse 2021 Assumption | 0 | 0 | 1 | 0
LI-WHOLEBLG-03.7 | Low Income ¦ Average and Existing No Comprehensive Home Health and Safety Check‐up ¦ SCG ¦ All | Low Income ¦ Average and Existing No Comprehensive Home Health and Safety Check‐up | SCG ¦ All | SCG | All | Electric & Gas | No check-up | Average Existing and Code | 0 | Conventional | WholeBlg | Low Income - Single Family LI | Low Income | RET Only | 0 | Residential Households | Home | 10 | None | 0 | 0 | 0 | SCG Data Request 2022 | 0 | 2020 | 0 | 0 | 2020 | 0 | 0 | SCG Data Request 2022 | Comprehensive Home Health and Safety Check‐up ¦ SCG ¦ All | Comprehensive Home Health and Safety Check‐up | 1 | 1 | 1 | Guidehouse 2021 Assumption | 0 | 0 | 1 | 0
LI-WHOLEBLG-04.7 | Low Income ¦ Efficient Comprehensive Home Health and Safety Check‐up ¦ SCG ¦ All | Low Income ¦ Efficient Comprehensive Home Health and Safety Check‐up | SCG ¦ All | SCG | All | Electric & Gas | Comprehensive home check up | Efficient | 0 | Conventional | WholeBlg | Low Income - Single Family LI | Low Income | RET Only | 0 | Residential Households | Home | 10 | None | 0 | 0 | 0 | SCG Data Request 2022 | 42.8675 | 2022 | 0 | 0 | 2020 | 0 | 0 | SCG Data Request 2022 | Comprehensive Home Health and Safety Check‐up ¦ SCG ¦ All | Comprehensive Home Health and Safety Check‐up | 1 | 1 | 0 | Guidehouse 2021 Assumption | 0 | 0 | 1 | 0
LI-WHOLEBLG-03.8 | Low Income ¦ Average and Existing No Comprehensive Home Health and Safety Check‐up ¦ SCG ¦ All | Low Income ¦ Average and Existing No Comprehensive Home Health and Safety Check‐up | SCG ¦ All | SCG | All | Electric & Gas | No check-up | Average Existing and Code | 0 | Conventional | WholeBlg | Low Income - Multi Family LI | Low Income | RET Only | 0 | Residential Households | Home | 10 | None | 0 | 0 | 0 | SCG Data Request 2022 | 0 | 2020 | 0 | 0 | 2020 | 0 | 0 | SCG Data Request 2022 | Comprehensive Home Health and Safety Check‐up ¦ SCG ¦ All | Comprehensive Home Health and Safety Check‐up | 1 | 1 | 1 | Guidehouse 2021 Assumption | 0 | 0 | 1 | 0
LI-WHOLEBLG-04.8 | Low Income ¦ Efficient Comprehensive Home Health and Safety Check‐up ¦ SCG ¦ All | Low Income ¦ Efficient Comprehensive Home Health and Safety Check‐up | SCG ¦ All | SCG | All | Electric & Gas | Comprehensive home check up | Efficient | 0 | Conventional | WholeBlg | Low Income - Multi Family LI | Low Income | RET Only | 0 | Residential Households | Home | 10 | None | 0 | 0 | 0 | SCG Data Request 2022 | 42.8675 | 2022 | 0 | 0 | 2020 | 0 | 0 | SCG Data Request 2022 | Comprehensive Home Health and Safety Check‐up ¦ SCG ¦ All | Comprehensive Home Health and Safety Check‐up | 1 | 1 | 0 | Guidehouse 2021 Assumption | 0 | 0 | 1 | 0
COM-APPPLUG-40.1 | Com ¦ No Pool Cover ¦ PG&E ¦ All | Com ¦ No Pool Cover | PG&E ¦ All | PG&E | All | Gas | No pool cover | Average Existing and Code | 0 | Conventional | AppPlug | Com - Lodging | Com | RET and NEW | 0 | 1000 sqft2 of floor space | sq ft of outdoor pool area | 5 | None | 0 | 0 | 10.6242 | eTRM | 0 | 2018 | 0 | 0 | 2018 | 0 | 0 | SWRE001-01 | Pool Cover ¦ PG&E ¦ All | Pool Cover | 1.1317 | 1 | 0.65 | CBSA 2014 | -79.3281 | 2012 | 0.55 | SWRE001-01
COM-APPPLUG-40.2 | Com ¦ No Pool Cover ¦ PG&E ¦ All | Com ¦ No Pool Cover | PG&E ¦ All | PG&E | All | Gas | No pool cover | Average Existing and Code | 0 | Conventional | AppPlug | Com - Other | Com | RET and NEW | 0 | 1000 sqft2 of floor space | sq ft of outdoor pool area | 5 | None | 0 | 0 | 12.2579 | eTRM | 0 | 2018 | 0 | 0 | 2018 | 0 | 0 | SWRE001-01 | Pool Cover ¦ PG&E ¦ All | Pool Cover | 0.71617 | 1 | 0.65 | CBSA 2014 | -30.0329 | 2012 | 0.6 | SWRE001-01
COM-APPPLUG-40.3 | Com ¦ No Pool Cover ¦ SCG ¦ All | Com ¦ No Pool Cover | SCG ¦ All | SCG | All | Gas | No pool cover | Average Existing and Code | 0 | Conventional | AppPlug | Com - Lodging | Com | RET and NEW | 0 | 1000 sqft2 of floor space | sq ft of outdoor pool area | 5 | None | 0 | 0 | 7.2962 | eTRM | 0 | 2018 | 0 | 0 | 2018 | 0 | 0 | SWRE001-01 | Pool Cover ¦ SCG ¦ All | Pool Cover | 1.1317 | 1 | 0.65 | CBSA 2014 | -54.4788 | 2012 | 0.55 | SWRE001-01
COM-APPPLUG-40.4 | Com ¦ No Pool Cover ¦ SCG ¦ All | Com ¦ No Pool Cover | SCG ¦ All | SCG | All | Gas | No pool cover | Average Existing and Code | 0 | Conventional | AppPlug | Com - Other | Com | RET and NEW | 0 | 1000 sqft2 of floor space | sq ft of outdoor pool area | 5 | None | 0 | 0 | 8.1453 | eTRM | 0 | 2018 | 0 | 0 | 2018 | 0 | 0 | SWRE001-01 | Pool Cover ¦ SCG ¦ All | Pool Cover | 0.71617 | 1 | 0.65 | CBSA 2014 | -19.9568 | 2012 | 0.6 | SWRE001-01
COM-APPPLUG-40.5 | Com ¦ No Pool Cover ¦ SDG&E ¦ All | Com ¦ No Pool Cover | SDG&E ¦ All | SDG&E | All | Gas | No pool cover | Average Existing and Code | 0 | Conventional | AppPlug | Com - Lodging | Com | RET and NEW | 0 | 1000 sqft2 of floor space | sq ft of outdoor pool area | 5 | None | 0 | 0 | 7.8913 | eTRM | 0 | 2018 | 0 | 0 | 2018 | 0 | 0 | SWRE001-01 | Pool Cover ¦ SDG&E ¦ All | Pool Cover | 1.1317 | 1 | 0.65 | CBSA 2014 | -58.9223 | 2012 | 0.55 | SWRE001-01
COM-APPPLUG-40.6 | Com ¦ No Pool Cover ¦ SDG&E ¦ All | Com ¦ No Pool Cover | SDG&E ¦ All | SDG&E | All | Gas | No pool cover | Average Existing and Code | 0 | Conventional | AppPlug | Com - Other | Com | RET and NEW | 0 | 1000 sqft2 of floor space | sq ft of outdoor pool area | 5 | None | 0 | 0 | 9.364 | eTRM | 0 | 2018 | 0 | 0 | 2018 | 0 | 0 | SWRE001-01 | Pool Cover ¦ SDG&E ¦ All | Pool Cover | 0.71617 | 1 | 0.65 | CBSA 2014 | -22.9427 | 2012 | 0.6 | SWRE001-01
COM-APPPLUG-41.1 | Com ¦ Pool Cover ¦ PG&E ¦ All | Com ¦ Pool Cover | PG&E ¦ All | PG&E | All | Gas | Cover for outdoor pool | Efficient | 0 | Conventional | AppPlug | Com - Lodging | Com | RET and NEW | 0 | 1000 sqft2 of floor space | sq ft of outdoor pool area | 5 | None | 0 | 0 | 5.87 | eTRM | 2.11 | 2018 | 0 | 0 | 2018 | 0 | 0 | SWRE001-01 | Pool Cover ¦ PG&E ¦ All | Pool Cover | 1.1317 | 1 | 0.35 | CBSA 2014 | -43.8298 | 2012 | 0.55 | SWRE001-01
COM-APPPLUG-41.2 | Com ¦ Pool Cover ¦ PG&E ¦ All | Com ¦ Pool Cover | PG&E ¦ All | PG&E | All | Gas | Cover for outdoor pool | Efficient | 0 | Conventional | AppPlug | Com - Other | Com | RET and NEW | 0 | 1000 sqft2 of floor space | sq ft of outdoor pool area | 5 | None | 0 | 0 | 8.3526 | eTRM | 2.11 | 2018 | 0 | 0 | 2018 | 0 | 0 | SWRE001-01 | Pool Cover ¦ PG&E ¦ All | Pool Cover | 0.71617 | 1 | 0.35 | CBSA 2014 | -20.4645 | 2012 | 0.6 | SWRE001-01
COM-APPPLUG-41.3 | Com ¦ Pool Cover ¦ SCG ¦ All | Com ¦ Pool Cover | SCG ¦ All | SCG | All | Gas | Cover for outdoor pool | Efficient | 0 | Conventional | AppPlug | Com - Lodging | Com | RET and NEW | 0 | 1000 sqft2 of floor space | sq ft of outdoor pool area | 5 | None | 0 | 0 | 3.7338 | eTRM | 2.11 | 2018 | 0 | 0 | 2018 | 0 | 0 | SWRE001-01 | Pool Cover ¦ SCG ¦ All | Pool Cover | 1.1317 | 1 | 0.35 | CBSA 2014 | -27.8793 | 2012 | 0.55 | SWRE001-01
COM-APPPLUG-41.4 | Com ¦ Pool Cover ¦ SCG ¦ All | Com ¦ Pool Cover | SCG ¦ All | SCG | All | Gas | Cover for outdoor pool | Efficient | 0 | Conventional | AppPlug | Com - Other | Com | RET and NEW | 0 | 1000 sqft2 of floor space | sq ft of outdoor pool area | 5 | None | 0 | 0 | 5.3989 | eTRM | 2.11 | 2018 | 0 | 0 | 2018 | 0 | 0 | SWRE001-01 | Pool Cover ¦ SCG ¦ All | Pool Cover | 0.71617 | 1 | 0.35 | CBSA 2014 | -13.2278 | 2012 | 0.6 | SWRE001-01
COM-APPPLUG-41.5 | Com ¦ Pool Cover ¦ SDG&E ¦ All | Com ¦ Pool Cover | SDG&E ¦ All | SDG&E | All | Gas | Cover for outdoor pool | Efficient | 0 | Conventional | AppPlug | Com - Lodging | Com | RET and NEW | 0 | 1000 sqft2 of floor space | sq ft of outdoor pool area | 5 | None | 0 | 0 | 4.0152 | eTRM | 2.11 | 2018 | 0 | 0 | 2018 | 0 | 0 | SWRE001-01 | Pool Cover ¦ SDG&E ¦ All | Pool Cover | 1.1317 | 1 | 0.35 | CBSA 2014 | -29.9805 | 2012 | 0.55 | SWRE001-01
COM-APPPLUG-41.6 | Com ¦ Pool Cover ¦ SDG&E ¦ All | Com ¦ Pool Cover | SDG&E ¦ All | SDG&E | All | Gas | Cover for outdoor pool | Efficient | 0 | Conventional | AppPlug | Com - Other | Com | RET and NEW | 0 | 1000 sqft2 of floor space | sq ft of outdoor pool area | 5 | None | 0 | 0 | 6.2758 | eTRM | 2.11 | 2018 | 0 | 0 | 2018 | 0 | 0 | SWRE001-01 | Pool Cover ¦ SDG&E ¦ All | Pool Cover | 0.71617 | 1 | 0.35 | CBSA 2014 | -15.3763 | 2012 | 0.6 | SWRE001-01
COM-APPPLUG-10.1 | Com ¦ Average Existing Commercial Process Washer ¦ PG&E ¦ All | Com ¦ Average Existing Commercial Process Washer | PG&E ¦ All | PG&E | All | Gas | Conventional code-level non-ozone commercial washing machine | Average Existing and Code | 0 | Conventional | AppPlug | Com - Health | Com | RET and NEW | 0 | 1000 sqft2 of floor space | commercial washer | 11 | DEER:Indoor_Non-CFL_Ltg | 0 | 0 | 0 | eTRM | 0 | 2016 | 0 | 0 | 2016 | 0 | 0 | eTRM SWAP005-02 | Com Process Laundry ¦ PG&E ¦ All | Com Process Laundry | 0.07083 | 1 | 0.99 | CBSA 2014 | 0 | 2012 | 0.75 | SWAP005-02
COM-APPPLUG-10.2 | Com ¦ Average Existing Commercial Process Washer ¦ PG&E ¦ All | Com ¦ Average Existing Commercial Process Washer | PG&E ¦ All | PG&E | All | Gas | Conventional code-level non-ozone commercial washing machine | Average Existing and Code | 0 | Conventional | AppPlug | Com - Lodging | Com | RET and NEW | 0 | 1000 sqft2 of floor space | commercial washer | 11 | DEER:Indoor_Non-CFL_Ltg | 0 | 0 | 0 | eTRM | 0 | 2016 | 0 | 0 | 2016 | 0 | 0 | eTRM SWAP005-02 | Com Process Laundry ¦ PG&E ¦ All | Com Process Laundry | 0.075178 | 1 | 0.99 | CBSA 2014 | 0 | 2012 | 0.75 | SWAP005-02
COM-APPPLUG-10.3 | Com ¦ Average Existing Commercial Process Washer ¦ SCG ¦ All | Com ¦ Average Existing Commercial Process Washer | SCG ¦ All | SCG | All | Gas | Conventional code-level non-ozone commercial washing machine | Average Existing and Code | 0 | Conventional | AppPlug | Com - Health | Com | RET and NEW | 0 | 1000 sqft2 of floor space | commercial washer | 11 | DEER:Indoor_Non-CFL_Ltg | 0 | 0 | 0 | eTRM | 0 | 2016 | 0 | 0 | 2016 | 0 | 0 | eTRM SWAP005-02 | Com Process Laundry ¦ SCG ¦ All | Com Process Laundry | 0.07083 | 1 | 0.99 | CBSA 2014 | 0 | 2012 | 0.75 | SWAP005-02
COM-APPPLUG-10.4 | Com ¦ Average Existing Commercial Process Washer ¦ SCG ¦ All | Com ¦ Average Existing Commercial Process Washer | SCG ¦ All | SCG | All | Gas | Conventional code-level non-ozone commercial washing machine | Average Existing and Code | 0 | Conventional | AppPlug | Com - Lodging | Com | RET and NEW | 0 | 1000 sqft2 of floor space | commercial washer | 11 | DEER:Indoor_Non-CFL_Ltg | 0 | 0 | 0 | eTRM | 0 | 2016 | 0 | 0 | 2016 | 0 | 0 | eTRM SWAP005-02 | Com Process Laundry ¦ SCG ¦ All | Com Process Laundry | 0.075178 | 1 | 0.99 | CBSA 2014 | 0 | 2012 | 0.75 | SWAP005-02
COM-APPPLUG-10.5 | Com ¦ Average Existing Commercial Process Washer ¦ SDG&E ¦ All | Com ¦ Average Existing Commercial Process Washer | SDG&E ¦ All | SDG&E | All | Gas | Conventional code-level non-ozone commercial washing machine | Average Existing and Code | 0 | Conventional | AppPlug | Com - Health | Com | RET and NEW | 0 | 1000 sqft2 of floor space | commercial washer | 11 | DEER:Indoor_Non-CFL_Ltg | 0 | 0 | 0 | eTRM | 0 | 2016 | 0 | 0 | 2016 | 0 | 0 | eTRM SWAP005-02 | Com Process Laundry ¦ SDG&E ¦ All | Com Process Laundry | 0.07083 | 1 | 0.99 | CBSA 2014 | 0 | 2012 | 0.75 | SWAP005-02
COM-APPPLUG-10.6 | Com ¦ Average Existing Commercial Process Washer ¦ SDG&E ¦ All | Com ¦ Average Existing Commercial Process Washer | SDG&E ¦ All | SDG&E | All | Gas | Conventional code-level non-ozone commercial washing machine | Average Existing and Code | 0 | Conventional | AppPlug | Com - Lodging | Com | RET and NEW | 0 | 1000 sqft2 of floor space | commercial washer | 11 | DEER:Indoor_Non-CFL_Ltg | 0 | 0 | 0 | eTRM | 0 | 2016 | 0 | 0 | 2016 | 0 | 0 | eTRM SWAP005-02 | Com Process Laundry ¦ SDG&E ¦ All | Com Process Laundry | 0.075178 | 1 | 0.99 | CBSA 2014 | 0 | 2012 | 0.75 | SWAP005-02
COM-APPPLUG-11.1 | Com ¦ Ozone Laundry System Retrofit ¦ PG&E ¦ All | Com ¦ Ozone Laundry System Retrofit | PG&E ¦ All | PG&E | All | Gas | Ozone generator installed on new or existing commercial washer | Efficient | 0 | Conventional | AppPlug | Com - Health | Com | RET and NEW | 0 | 1000 sqft2 of floor space | commercial washer | 10 | DEER:Indoor_Non-CFL_Ltg | -3000 | 0 | -7780 | eTRM | 25870 | 2016 | 0 | 1812 | 2016 | 0 | 0 | eTRM SWAP005-02 | Com Process Laundry ¦ PG&E ¦ All | Com Process Laundry | 0.07083 | 0.5 | 0.01 | CBSA 2014 | 25276.8993 | 2012 | 0.75 | SWAP005-02
COM-APPPLUG-11.2 | Com ¦ Ozone Laundry System Retrofit ¦ PG&E ¦ All | Com ¦ Ozone Laundry System Retrofit | PG&E ¦ All | PG&E | All | Gas | Ozone generator installed on new or existing commercial washer | Efficient | 0 | Conventional | AppPlug | Com - Lodging | Com | RET and NEW | 0 | 1000 sqft2 of floor space | commercial washer | 10 | DEER:Indoor_Non-CFL_Ltg | -3000 | 0 | -7780 | eTRM | 25870 | 2016 | 0 | 1812 | 2016 | 0 | 0 | eTRM SWAP005-02 | Com Process Laundry ¦ PG&E ¦ All | Com Process Laundry | 0.075178 | 0.5 | 0.01 | CBSA 2014 | 58252.9002 | 2012 | 0.75 | SWAP005-02
COM-APPPLUG-11.3 | Com ¦ Ozone Laundry System Retrofit ¦ SCG ¦ All | Com ¦ Ozone Laundry System Retrofit | SCG ¦ All | SCG | All | Gas | Ozone generator installed on new or existing commercial washer | Efficient | 0 | Conventional | AppPlug | Com - Health | Com | RET and NEW | 0 | 1000 sqft2 of floor space | commercial washer | 10 | DEER:Indoor_Non-CFL_Ltg | -3000 | 0 | -7020 | eTRM | 25870 | 2016 | 0 | 1812 | 2016 | 0 | 0 | eTRM SWAP005-02 | Com Process Laundry ¦ SCG ¦ All | Com Process Laundry | 0.07083 | 0.5 | 0.01 | CBSA 2014 | 22813.6524 | 2012 | 0.75 | SWAP005-03
COM-APPPLUG-11.4 | Com ¦ Ozone Laundry System Retrofit ¦ SCG ¦ All | Com ¦ Ozone Laundry System Retrofit | SCG ¦ All | SCG | All | Gas | Ozone generator installed on new or existing commercial washer | Efficient | 0 | Conventional | AppPlug | Com - Lodging | Com | RET and NEW | 0 | 1000 sqft2 of floor space | commercial washer | 10 | DEER:Indoor_Non-CFL_Ltg | -3000 | 0 | -7020 | eTRM | 25870 | 2016 | 0 | 1812 | 2016 | 0 | 0 | eTRM SWAP005-02 | Com Process Laundry ¦ SCG ¦ All | Com Process Laundry | 0.075178 | 0.5 | 0.01 | CBSA 2014 | 52578.1771 | 2012 | 0.75 | SWAP005-03
COM-APPPLUG-11.5 | Com ¦ Ozone Laundry System Retrofit ¦ SDG&E ¦ All | Com ¦ Ozone Laundry System Retrofit | SDG&E ¦ All | SDG&E | All | Gas | Ozone generator installed on new or existing commercial washer | Efficient | 0 | Conventional | AppPlug | Com - Health | Com | RET and NEW | 0 | 1000 sqft2 of floor space | commercial washer | 10 | DEER:Indoor_Non-CFL_Ltg | -3000 | 0 | -7140 | eTRM | 25870 | 2016 | 0 | 1812 | 2016 | 0 | 0 | eTRM SWAP005-02 | Com Process Laundry ¦ SDG&E ¦ All | Com Process Laundry | 0.07083 | 0.5 | 0.01 | CBSA 2014 | 23202.5861 | 2012 | 0.75 | SWAP005-04
COM-APPPLUG-11.6 | Com ¦ Ozone Laundry System Retrofit ¦ SDG&E ¦ All | Com ¦ Ozone Laundry System Retrofit | SDG&E ¦ All | SDG&E | All | Gas | Ozone generator installed on new or existing commercial washer | Efficient | 0 | Conventional | AppPlug | Com - Lodging | Com | RET and NEW | 0 | 1000 sqft2 of floor space | commercial washer | 10 | DEER:Indoor_Non-CFL_Ltg | -3000 | 0 | -7140 | eTRM | 25870 | 2016 | 0 | 1812 | 2016 | 0 | 0 | eTRM SWAP005-02 | Com Process Laundry ¦ SDG&E ¦ All | Com Process Laundry | 0.075178 | 0.5 | 0.01 | CBSA 2014 | 53474.186 | 2012 | 0.75 | SWAP005-04
COM-APPPLUG-20.1 | Com ¦ No PC Power Management ¦ PG&E ¦ All | Com ¦ No PC Power Management | PG&E ¦ All | PG&E | All | Electric | Computers without Personal Computer Power Management (PCPM) Software | Average Existing and Code | 0 | Conventional | AppPlug | Com - College | Com | RET and NEW | 0 | 1000 sqft2 of floor space | per computer | 5 | DEER:Indoor_CFL_Ltg | 0 | 0 | 0 | Workpaper | 0 | 2008 | 0 | 0 | 2008 | 0 | 0 | Workpaper SCE17OE001.0 | PC Power Management ¦ PG&E ¦ All | PC Power Management | 0.55635 | 0.75 | 0.8673 | CBSA 2014 | 0 | 2012 | 0.85 | SCE17OE001.0
COM-APPPLUG-20.2 | Com ¦ No PC Power Management ¦ PG&E ¦ All | Com ¦ No PC Power Management | PG&E ¦ All | PG&E | All | Electric | Computers without Personal Computer Power Management (PCPM) Software | Average Existing and Code | 0 | Conventional | AppPlug | Com - Grocery | Com | RET and NEW | 0 | 1000 sqft2 of floor space | per computer | 5 | DEER:Indoor_CFL_Ltg | 0 | 0 | 0 | Workpaper | 0 | 2008 | 0 | 0 | 2008 | 0 | 0 | Workpaper SCE17OE001.0 | PC Power Management ¦ PG&E ¦ All | PC Power Management | 0.1788 | 0.75 | 0.8673 | CBSA 2014 | 0 | 2012 | 0.85 | SCE17OE001.0
COM-APPPLUG-20.3 | Com ¦ No PC Power Management ¦ PG&E ¦ All | Com ¦ No PC Power Management | PG&E ¦ All | PG&E | All | Electric | Computers without Personal Computer Power Management (PCPM) Software | Average Existing and Code | 0 | Conventional | AppPlug | Com - Health | Com | RET and NEW | 0 | 1000 sqft2 of floor space | per computer | 5 | DEER:Indoor_CFL_Ltg | 0 | 0 | 0 | Workpaper | 0 | 2008 | 0 | 0 | 2008 | 0 | 0 | Workpaper SCE17OE001.0 | PC Power Management ¦ PG&E ¦ All | PC Power Management | 0.89608 | 0.75 | 0.8673 | CBSA 2014 | 0 | 2012 | 0.85 | SCE17OE001.0
COM-APPPLUG-20.4 | Com ¦ No PC Power Management ¦ PG&E ¦ All | Com ¦ No PC Power Management | PG&E ¦ All | PG&E | All | Electric | Computers without Personal Computer Power Management (PCPM) Software | Average Existing and Code | 0 | Conventional | AppPlug | Com - Lodging | Com | RET and NEW | 0 | 1000 sqft2 of floor space | per computer | 5 | DEER:Indoor_CFL_Ltg | 0 | 0 | 0 | Workpaper | 0 | 2008 | 0 | 0 | 2008 | 0 | 0 | Workpaper SCE17OE001.0 | PC Power Management ¦ PG&E ¦ All | PC Power Management | 0.014158 | 0.75 | 0.8673 | CBSA 2014 | 0 | 2012 | 0.85 | SCE17OE001.0
COM-APPPLUG-20.5 | Com ¦ No PC Power Management ¦ PG&E ¦ All | Com ¦ No PC Power Management | PG&E ¦ All | PG&E | All | Electric | Computers without Personal Computer Power Management (PCPM) Software | Average Existing and Code | 0 | Conventional | AppPlug | Com - Office (Large) | Com | RET and NEW | 0 | 1000 sqft2 of floor space | per computer | 5 | DEER:Indoor_CFL_Ltg | 0 | 0 | 0 | Workpaper | 0 | 2008 | 0 | 0 | 2008 | 0 | 0 | Workpaper SCE17OE001.0 | PC Power Management ¦ PG&E ¦ All | PC Power Management | 0.62862 | 0.75 | 0.8673 | CBSA 2014 | 0 | 2012 | 0.85 | SCE17OE001.0
COM-APPPLUG-20.6 | Com ¦ No PC Power Management ¦ PG&E ¦ All | Com ¦ No PC Power Management | PG&E ¦ All | PG&E | All | Electric | Computers without Personal Computer Power Management (PCPM) Software | Average Existing and Code | 0 | Conventional | AppPlug | Com - Office (Small) | Com | RET and NEW | 0 | 1000 sqft2 of floor space | per computer | 5 | DEER:Indoor_CFL_Ltg | 0 | 0 | 0 | Workpaper | 0 | 2008 | 0 | 0 | 2008 | 0 | 0 | Workpaper SCE17OE001.0 | PC Power Management ¦ PG&E ¦ All | PC Power Management | 2.35 | 0.75 | 0.8673 | CBSA 2014 | 0 | 2012 | 0.85 | SCE17OE001.0
COM-APPPLUG-20.7 | Com ¦ No PC Power Management ¦ PG&E ¦ All | Com ¦ No PC Power Management | PG&E ¦ All | PG&E | All | Electric | Computers without Personal Computer Power Management (PCPM) Software | Average Existing and Code | 0 | Conventional | AppPlug | Com - Other | Com | RET and NEW | 0 | 1000 sqft2 of floor space | per computer | 5 | DEER:Indoor_CFL_Ltg | 0 | 0 | 0 | Workpaper | 0 | 2008 | 0 | 0 | 2008 | 0 | 0 | Workpaper SCE17OE001.0 | PC Power Management ¦ PG&E ¦ All | PC Power Management | 0.10188 | 0.75 | 0.8673 | CBSA 2014 | 0 | 2012 | 0.85 | SCE17OE001.0
COM-APPPLUG-20.8 | Com ¦ No PC Power Management ¦ PG&E ¦ All | Com ¦ No PC Power Management | PG&E ¦ All | PG&E | All | Electric | Computers without Personal Computer Power Management (PCPM) Software | Average Existing and Code | 0 | Conventional | AppPlug | Com - Refrig. Warehouse | Com | RET and NEW | 0 | 1000 sqft2 of floor space | per computer | 5 | DEER:Indoor_CFL_Ltg | 0 | 0 | 0 | Workpaper | 0 | 2008 | 0 | 0 | 2008 | 0 | 0 | Workpaper SCE17OE001.0 | PC Power Management ¦ PG&E ¦ All | PC Power Management | 0.17712 | 0.75 | 0.8673 | CBSA 2014 | 0 | 2012 | 0.85 | SCE17OE001.0
COM-APPPLUG-20.9 | Com ¦ No PC Power Management ¦ PG&E ¦ All | Com ¦ No PC Power Management | PG&E ¦ All | PG&E | All | Electric | Computers without Personal Computer Power Management (PCPM) Software | Average Existing and Code | 0 | Conventional | AppPlug | Com - Restaurant | Com | RET and NEW | 0 | 1000 sqft2 of floor space | per computer | 5 | DEER:Indoor_CFL_Ltg | 0 | 0 | 0 | Workpaper | 0 | 2008 | 0 | 0 | 2008 | 0 | 0 | Workpaper SCE17OE001.0 | PC Power Management ¦ PG&E ¦ All | PC Power Management | 0.43535 | 0.75 | 0.8673 | CBSA 2014 | 0 | 2012 | 0.85 | SCE17OE001.0
COM-APPPLUG-20.10 | Com ¦ No PC Power Management ¦ PG&E ¦ All | Com ¦ No PC Power Management | PG&E ¦ All | PG&E | All | Electric | Computers without Personal Computer Power Management (PCPM) Software | Average Existing and Code | 0 | Conventional | AppPlug | Com - Retail | Com | RET and NEW | 0 | 1000 sqft2 of floor space | per computer | 5 | DEER:Indoor_CFL_Ltg | 0 | 0 | 0 | Workpaper | 0 | 2008 | 0 | 0 | 2008 | 0 | 0 | Workpaper SCE17OE001.0 | PC Power Management ¦ PG&E ¦ All | PC Power Management | 0.21747 | 0.75 | 0.8673 | CBSA 2014 | 0 | 2012 | 0.85 | SCE17OE001.0
COM-APPPLUG-20.11 | Com ¦ No PC Power Management ¦ PG&E ¦ All | Com ¦ No PC Power Management | PG&E ¦ All | PG&E | All | Electric | Computers without Personal Computer Power Management (PCPM) Software | Average Existing and Code | 0 | Conventional | AppPlug | Com - School | Com | RET and NEW | 0 | 1000 sqft2 of floor space | per computer | 5 | DEER:Indoor_CFL_Ltg | 0 | 0 | 0 | Workpaper | 0 | 2008 | 0 | 0 | 2008 | 0 | 0 | Workpaper SCE17OE001.0 | PC Power Management ¦ PG&E ¦ All | PC Power Management | 0.90399 | 0.75 | 0.8673 | CBSA 2014 | 0 | 2012 | 0.85 | SCE17OE001.0
COM-APPPLUG-20.12 | Com ¦ No PC Power Management ¦ PG&E ¦ All | Com ¦ No PC Power Management | PG&E ¦ All | PG&E | All | Electric | Computers without Personal Computer Power Management (PCPM) Software | Average Existing and Code | 0 | Conventional | AppPlug | Com - Warehouse | Com | RET and NEW | 0 | 1000 sqft2 of floor space | per computer | 5 | DEER:Indoor_CFL_Ltg | 0 | 0 | 0 | Workpaper | 0 | 2008 | 0 | 0 | 2008 | 0 | 0 | Workpaper SCE17OE001.0 | PC Power Management ¦ PG&E ¦ All | PC Power Management | 0.19138 | 0.75 | 0.8673 | CBSA 2014 | 0 | 2012 | 0.85 | SCE17OE001.0
COM-APPPLUG-20.13 | Com ¦ No PC Power Management ¦ SCE ¦ All | Com ¦ No PC Power Management | SCE ¦ All | SCE | All | Electric | Computers without Personal Computer Power Management (PCPM) Software | Average Existing and Code | 0 | Conventional | AppPlug | Com - College | Com | RET and NEW | 0 | 1000 sqft2 of floor space | per computer | 5 | DEER:Indoor_CFL_Ltg | 0 | 0 | 0 | Workpaper | 0 | 2008 | 0 | 0 | 2008 | 0 | 0 | Workpaper SCE17OE001.0 | PC Power Management ¦ SCE ¦ All | PC Power Management | 0.70801 | 0.75 | 0.8741 | CBSA 2014 | 0 | 2012 | 0.85 | SCE17OE001.0
COM-APPPLUG-20.14 | Com ¦ No PC Power Management ¦ SCE ¦ All | Com ¦ No PC Power Management | SCE ¦ All | SCE | All | Electric | Computers without Personal Computer Power Management (PCPM) Software | Average Existing and Code | 0 | Conventional | AppPlug | Com - Grocery | Com | RET and NEW | 0 | 1000 sqft2 of floor space | per computer | 5 | DEER:Indoor_CFL_Ltg | 0 | 0 | 0 | Workpaper | 0 | 2008 | 0 | 0 | 2008 | 0 | 0 | Workpaper SCE17OE001.0 | PC Power Management ¦ SCE ¦ All | PC Power Management | 0.18836 | 0.75 | 0.8741 | CBSA 2014 | 0 | 2012 | 0.85 | SCE17OE001.0
COM-APPPLUG-20.15 | Com ¦ No PC Power Management ¦ SCE ¦ All | Com ¦ No PC Power Management | SCE ¦ All | SCE | All | Electric | Computers without Personal Computer Power Management (PCPM) Software | Average Existing and Code | 0 | Conventional | AppPlug | Com - Health | Com | RET and NEW | 0 | 1000 sqft2 of floor space | per computer | 5 | DEER:Indoor_CFL_Ltg | 0 | 0 | 0 | Workpaper | 0 | 2008 | 0 | 0 | 2008 | 0 | 0 | Workpaper SCE17OE001.0 | PC Power Management ¦ SCE ¦ All | PC Power Management | 0.48805 | 0.75 | 0.8741 | CBSA 2014 | 0 | 2012 | 0.85 | SCE17OE001.0
COM-APPPLUG-20.16 | Com ¦ No PC Power Management ¦ SCE ¦ All | Com ¦ No PC Power Management | SCE ¦ All | SCE | All | Electric | Computers without Personal Computer Power Management (PCPM) Software | Average Existing and Code | 0 | Conventional | AppPlug | Com - Lodging | Com | RET and NEW | 0 | 1000 sqft2 of floor space | per computer | 5 | DEER:Indoor_CFL_Ltg | 0 | 0 | 0 | Workpaper | 0 | 2008 | 0 | 0 | 2008 | 0 | 0 | Workpaper SCE17OE001.0 | PC Power Management ¦ SCE ¦ All | PC Power Management | 0.014158 | 0.75 | 0.8741 | CBSA 2014 | 0 | 2012 | 0.85 | SCE17OE001.0
COM-APPPLUG-20.17 | Com ¦ No PC Power Management ¦ SCE ¦ All | Com ¦ No PC Power Management | SCE ¦ All | SCE | All | Electric | Computers without Personal Computer Power Management (PCPM) Software | Average Existing and Code | 0 | Conventional | AppPlug | Com - Office (Large) | Com | RET and NEW | 0 | 1000 sqft2 of floor space | per computer | 5 | DEER:Indoor_CFL_Ltg | 0 | 0 | 0 | Workpaper | 0 | 2008 | 0 | 0 | 2008 | 0 | 0 | Workpaper SCE17OE001.0 | PC Power Management ¦ SCE ¦ All | PC Power Management | 1.0677 | 0.75 | 0.8741 | CBSA 2014 | 0 | 2012 | 0.85 | SCE17OE001.0
COM-APPPLUG-20.18 | Com ¦ No PC Power Management ¦ SCE ¦ All | Com ¦ No PC Power Management | SCE ¦ All | SCE | All | Electric | Computers without Personal Computer Power Management (PCPM) Software | Average Existing and Code | 0 | Conventional | AppPlug | Com - Office (Small) | Com | RET and NEW | 0 | 1000 sqft2 of floor space | per computer | 5 | DEER:Indoor_CFL_Ltg | 0 | 0 | 0 | Workpaper | 0 | 2008 | 0 | 0 | 2008 | 0 | 0 | Workpaper SCE17OE001.0 | PC Power Management ¦ SCE ¦ All | PC Power Management | 2.1552 | 0.75 | 0.8741 | CBSA 2014 | 0 | 2012 | 0.85 | SCE17OE001.0
COM-APPPLUG-20.19 | Com ¦ No PC Power Management ¦ SCE ¦ All | Com ¦ No PC Power Management | SCE ¦ All | SCE | All | Electric | Computers without Personal Computer Power Management (PCPM) Software | Average Existing and Code | 0 | Conventional | AppPlug | Com - Other | Com | RET and NEW | 0 | 1000 sqft2 of floor space | per computer | 5 | DEER:Indoor_CFL_Ltg | 0 | 0 | 0 | Workpaper | 0 | 2008 | 0 | 0 | 2008 | 0 | 0 | Workpaper SCE17OE001.0 | PC Power Management ¦ SCE ¦ All | PC Power Management | 0.12601 | 0.75 | 0.8741 | CBSA 2014 | 0 | 2012 | 0.85 | SCE17OE001.0
COM-APPPLUG-20.20 | Com ¦ No PC Power Management ¦ SCE ¦ All | Com ¦ No PC Power Management | SCE ¦ All | SCE | All | Electric | Computers without Personal Computer Power Management (PCPM) Software | Average Existing and Code | 0 | Conventional | AppPlug | Com - Refrig. Warehouse | Com | RET and NEW | 0 | 1000 sqft2 of floor space | per computer | 5 | DEER:Indoor_CFL_Ltg | 0 | 0 | 0 | Workpaper | 0 | 2008 | 0 | 0 | 2008 | 0 | 0 | Workpaper SCE17OE001.0 | PC Power Management ¦ SCE ¦ All | PC Power Management | 0.054387 | 0.75 | 0.8741 | CBSA 2014 | 0 | 2012 | 0.85 | SCE17OE001.0
COM-APPPLUG-20.21 | Com ¦ No PC Power Management ¦ SCE ¦ All | Com ¦ No PC Power Management | SCE ¦ All | SCE | All | Electric | Computers without Personal Computer Power Management (PCPM) Software | Average Existing and Code | 0 | Conventional | AppPlug | Com - Restaurant | Com | RET and NEW | 0 | 1000 sqft2 of floor space | per computer | 5 | DEER:Indoor_CFL_Ltg | 0 | 0 | 0 | Workpaper | 0 | 2008 | 0 | 0 | 2008 | 0 | 0 | Workpaper SCE17OE001.0 | PC Power Management ¦ SCE ¦ All | PC Power Management | 0.34614 | 0.75 | 0.8741 | CBSA 2014 | 0 | 2012 | 0.85 | SCE17OE001.0
COM-APPPLUG-20.22 | Com ¦ No PC Power Management ¦ SCE ¦ All | Com ¦ No PC Power Management | SCE ¦ All | SCE | All | Electric | Computers without Personal Computer Power Management (PCPM) Software | Average Existing and Code | 0 | Conventional | AppPlug | Com - Retail | Com | RET and NEW | 0 | 1000 sqft2 of floor space | per computer | 5 | DEER:Indoor_CFL_Ltg | 0 | 0 | 0 | Workpaper | 0 | 2008 | 0 | 0 | 2008 | 0 | 0 | Workpaper SCE17OE001.0 | PC Power Management ¦ SCE ¦ All | PC Power Management | 0.28261 | 0.75 | 0.8741 | CBSA 2014 | 0 | 2012 | 0.85 | SCE17OE001.0
COM-APPPLUG-20.23 | Com ¦ No PC Power Management ¦ SCE ¦ All | Com ¦ No PC Power Management | SCE ¦ All | SCE | All | Electric | Computers without Personal Computer Power Management (PCPM) Software | Average Existing and Code | 0 | Conventional | AppPlug | Com - School | Com | RET and NEW | 0 | 1000 sqft2 of floor space | per computer | 5 | DEER:Indoor_CFL_Ltg | 0 | 0 | 0 | Workpaper | 0 | 2008 | 0 | 0 | 2008 | 0 | 0 | Workpaper SCE17OE001.0 | PC Power Management ¦ SCE ¦ All | PC Power Management | 0.75932 | 0.75 | 0.8741 | CBSA 2014 | 0 | 2012 | 0.85 | SCE17OE001.0
COM-APPPLUG-20.24 | Com ¦ No PC Power Management ¦ SCE ¦ All | Com ¦ No PC Power Management | SCE ¦ All | SCE | All | Electric | Computers without Personal Computer Power Management (PCPM) Software | Average Existing and Code | 0 | Conventional | AppPlug | Com - Warehouse | Com | RET and NEW | 0 | 1000 sqft2 of floor space | per computer | 5 | DEER:Indoor_CFL_Ltg | 0 | 0 | 0 | Workpaper | 0 | 2008 | 0 | 0 | 2008 | 0 | 0 | Workpaper SCE17OE001.0 | PC Power Management ¦ SCE ¦ All | PC Power Management | 0.14646 | 0.75 | 0.8741 | CBSA 2014 | 0 | 2012 | 0.85 | SCE17OE001.0
COM-APPPLUG-20.25 | Com ¦ No PC Power Management ¦ SDG&E ¦ All | Com ¦ No PC Power Management | SDG&E ¦ All | SDG&E | All | Electric | Computers without Personal Computer Power Management (PCPM) Software | Average Existing and Code | 0 | Conventional | AppPlug | Com - College | Com | RET and NEW | 0 | 1000 sqft2 of floor space | per computer | 5 | DEER:Indoor_CFL_Ltg | 0 | 0 | 0 | Workpaper | 0 | 2008 | 0 | 0 | 2008 | 0 | 0 | Workpaper SCE17OE001.0 | PC Power Management ¦ SDG&E ¦ All | PC Power Management | 0.5837 | 0.75 | 0.88325 | CBSA 2014 | 0 | 2012 | 0.85 | SCE17OE001.0
COM-APPPLUG-20.26 | Com ¦ No PC Power Management ¦ SDG&E ¦ All | Com ¦ No PC Power Management | SDG&E ¦ All | SDG&E | All | Electric | Computers without Personal Computer Power Management (PCPM) Software | Average Existing and Code | 0 | Conventional | AppPlug | Com - Grocery | Com | RET and NEW | 0 | 1000 sqft2 of floor space | per computer | 5 | DEER:Indoor_CFL_Ltg | 0 | 0 | 0 | Workpaper | 0 | 2008 | 0 | 0 | 2008 | 0 | 0 | Workpaper SCE17OE001.0 | PC Power Management ¦ SDG&E ¦ All | PC Power Management | 0.22269 | 0.75 | 0.88325 | CBSA 2014 | 0 | 2012 | 0.85 | SCE17OE001.0
COM-APPPLUG-20.27 | Com ¦ No PC Power Management ¦ SDG&E ¦ All | Com ¦ No PC Power Management | SDG&E ¦ All | SDG&E | All | Electric | Computers without Personal Computer Power Management (PCPM) Software | Average Existing and Code | 0 | Conventional | AppPlug | Com - Health | Com | RET and NEW | 0 | 1000 sqft2 of floor space | per computer | 5 | DEER:Indoor_CFL_Ltg | 0 | 0 | 0 | Workpaper | 0 | 2008 | 0 | 0 | 2008 | 0 | 0 | Workpaper SCE17OE001.0 | PC Power Management ¦ SDG&E ¦ All | PC Power Management | 0.73043 | 0.75 | 0.88325 | CBSA 2014 | 0 | 2012 | 0.85 | SCE17OE001.0
COM-APPPLUG-20.28 | Com ¦ No PC Power Management ¦ SDG&E ¦ All | Com ¦ No PC Power Management | SDG&E ¦ All | SDG&E | All | Electric | Computers without Personal Computer Power Management (PCPM) Software | Average Existing and Code | 0 | Conventional | AppPlug | Com - Lodging | Com | RET and NEW | 0 | 1000 sqft2 of floor space | per computer | 5 | DEER:Indoor_CFL_Ltg | 0 | 0 | 0 | Workpaper | 0 | 2008 | 0 | 0 | 2008 | 0 | 0 | Workpaper SCE17OE001.0 | PC Power Management ¦ SDG&E ¦ All | PC Power Management | 0.014158 | 0.75 | 0.88325 | CBSA 2014 | 0 | 2012 | 0.85 | SCE17OE001.0
COM-APPPLUG-20.29 | Com ¦ No PC Power Management ¦ SDG&E ¦ All | Com ¦ No PC Power Management | SDG&E ¦ All | SDG&E | All | Electric | Computers without Personal Computer Power Management (PCPM) Software | Average Existing and Code | 0 | Conventional | AppPlug | Com - Office (Large) | Com | RET and NEW | 0 | 1000 sqft2 of floor space | per computer | 5 | DEER:Indoor_CFL_Ltg | 0 | 0 | 0 | Workpaper | 0 | 2008 | 0 | 0 | 2008 | 0 | 0 | Workpaper SCE17OE001.0 | PC Power Management ¦ SDG&E ¦ All | PC Power Management | 1.0188 | 0.75 | 0.88325 | CBSA 2014 | 0 | 2012 | 0.85 | SCE17OE001.0
COM-APPPLUG-20.30 | Com ¦ No PC Power Management ¦ SDG&E ¦ All | Com ¦ No PC Power Management | SDG&E ¦ All | SDG&E | All | Electric | Computers without Personal Computer Power Management (PCPM) Software | Average Existing and Code | 0 | Conventional | AppPlug | Com - Office (Small) | Com | RET and NEW | 0 | 1000 sqft2 of floor space | per computer | 5 | DEER:Indoor_CFL_Ltg | 0 | 0 | 0 | Workpaper | 0 | 2008 | 0 | 0 | 2008 | 0 | 0 | Workpaper SCE17OE001.0 | PC Power Management ¦ SDG&E ¦ All | PC Power Management | 2.6314 | 0.75 | 0.88325 | CBSA 2014 | 0 | 2012 | 0.85 | SCE17OE001.0
COM-APPPLUG-20.31 | Com ¦ No PC Power Management ¦ SDG&E ¦ All | Com ¦ No PC Power Management | SDG&E ¦ All | SDG&E | All | Electric | Computers without Personal Computer Power Management (PCPM) Software | Average Existing and Code | 0 | Conventional | AppPlug | Com - Other | Com | RET and NEW | 0 | 1000 sqft2 of floor space | per computer | 5 | DEER:Indoor_CFL_Ltg | 0 | 0 | 0 | Workpaper | 0 | 2008 | 0 | 0 | 2008 | 0 | 0 | Workpaper SCE17OE001.0 | PC Power Management ¦ SDG&E ¦ All | PC Power Management | 0.080649 | 0.75 | 0.88325 | CBSA 2014 | 0 | 2012 | 0.85 | SCE17OE001.0
COM-APPPLUG-20.32 | Com ¦ No PC Power Management ¦ SDG&E ¦ All | Com ¦ No PC Power Management | SDG&E ¦ All | SDG&E | All | Electric | Computers without Personal Computer Power Management (PCPM) Software | Average Existing and Code | 0 | Conventional | AppPlug | Com - Refrig. Warehouse | Com | RET and NEW | 0 | 1000 sqft2 of floor space | per computer | 5 | DEER:Indoor_CFL_Ltg | 0 | 0 | 0 | Workpaper | 0 | 2008 | 0 | 0 | 2008 | 0 | 0 | Workpaper SCE17OE001.0 | PC Power Management ¦ SDG&E ¦ All | PC Power Management | 0.093597 | 0.75 | 0.88325 | CBSA 2014 | 0 | 2012 | 0.85 | SCE17OE001.0
COM-APPPLUG-20.33 | Com ¦ No PC Power Management ¦ SDG&E ¦ All | Com ¦ No PC Power Management | SDG&E ¦ All | SDG&E | All | Electric | Computers without Personal Computer Power Management (PCPM) Software | Average Existing and Code | 0 | Conventional | AppPlug | Com - Restaurant | Com | RET and NEW | 0 | 1000 sqft2 of floor space | per computer | 5 | DEER:Indoor_CFL_Ltg | 0 | 0 | 0 | Workpaper | 0 | 2008 | 0 | 0 | 2008 | 0 | 0 | Workpaper SCE17OE001.0 | PC Power Management ¦ SDG&E ¦ All | PC Power Management | 0.42646 | 0.75 | 0.88325 | CBSA 2014 | 0 | 2012 | 0.85 | SCE17OE001.0
COM-APPPLUG-20.34 | Com ¦ No PC Power Management ¦ SDG&E ¦ All | Com ¦ No PC Power Management | SDG&E ¦ All | SDG&E | All | Electric | Computers without Personal Computer Power Management (PCPM) Software | Average Existing and Code | 0 | Conventional | AppPlug | Com - Retail | Com | RET and NEW | 0 | 1000 sqft2 of floor space | per computer | 5 | DEER:Indoor_CFL_Ltg | 0 | 0 | 0 | Workpaper | 0 | 2008 | 0 | 0 | 2008 | 0 | 0 | Workpaper SCE17OE001.0 | PC Power Management ¦ SDG&E ¦ All | PC Power Management | 0.34595 | 0.75 | 0.88325 | CBSA 2014 | 0 | 2012 | 0.85 | SCE17OE001.0
COM-APPPLUG-20.35 | Com ¦ No PC Power Management ¦ SDG&E ¦ All | Com ¦ No PC Power Management | SDG&E ¦ All | SDG&E | All | Electric | Computers without Personal Computer Power Management (PCPM) Software | Average Existing and Code | 0 | Conventional | AppPlug | Com - School | Com | RET and NEW | 0 | 1000 sqft2 of floor space | per computer | 5 | DEER:Indoor_CFL_Ltg | 0 | 0 | 0 | Workpaper | 0 | 2008 | 0 | 0 | 2008 | 0 | 0 | Workpaper SCE17OE001.0 | PC Power Management ¦ SDG&E ¦ All | PC Power Management | 1.1693 | 0.75 | 0.88325 | CBSA 2014 | 0 | 2012 | 0.85 | SCE17OE001.0
COM-APPPLUG-20.36 | Com ¦ No PC Power Management ¦ SDG&E ¦ All | Com ¦ No PC Power Management | SDG&E ¦ All | SDG&E | All | Electric | Computers without Personal Computer Power Management (PCPM) Software | Average Existing and Code | 0 | Conventional | AppPlug | Com - Warehouse | Com | RET and NEW | 0 | 1000 sqft2 of floor space | per computer | 5 | DEER:Indoor_CFL_Ltg | 0 | 0 | 0 | Workpaper | 0 | 2008 | 0 | 0 | 2008 | 0 | 0 | Workpaper SCE17OE001.0 | PC Power Management ¦ SDG&E ¦ All | PC Power Management | 0.1425 | 0.75 | 0.88325 | CBSA 2014 | 0 | 2012 | 0.85 | SCE17OE001.0
COM-APPPLUG-21.1 | Com ¦ PC Power Management ¦ PG&E ¦ All | Com ¦ PC Power Management | PG&E ¦ All | PG&E | All | Electric | Computers with Personal Computer Power Management (PCPM) Software | Efficient | 0 | Conventional | AppPlug | Com - College | Com | RET and NEW | 0 | 1000 sqft2 of floor space | per computer | 5 | DEER:Indoor_CFL_Ltg | -96.689 | -0.00080063 | 1.9932 | Workpaper | 20 | 2008 | 0 | 9 | 2008 | 0 | 0 | Workpaper SCE17OE001.0 | PC Power Management ¦ PG&E ¦ All | PC Power Management | 0.55635 | 0.75 | 0.1327 | CBSA 2014 | 3.3505 | 2012 | 0.85 | SCE17OE001.0
COM-APPPLUG-21.2 | Com ¦ PC Power Management ¦ PG&E ¦ All | Com ¦ PC Power Management | PG&E ¦ All | PG&E | All | Electric | Computers with Personal Computer Power Management (PCPM) Software | Efficient | 0 | Conventional | AppPlug | Com - Grocery | Com | RET and NEW | 0 | 1000 sqft2 of floor space | per computer | 5 | DEER:Indoor_CFL_Ltg | -76.81 | -0.00082587 | 7.31 | Workpaper | 20 | 2008 | 0 | 9 | 2008 | 0 | 0 | Workpaper SCE17OE001.0 | PC Power Management ¦ PG&E ¦ All | PC Power Management | 0.1788 | 0.75 | 0.1327 | CBSA 2014 | -17.8909 | 2012 | 0.85 | SCE17OE001.0
COM-APPPLUG-21.3 | Com ¦ PC Power Management ¦ PG&E ¦ All | Com ¦ PC Power Management | PG&E ¦ All | PG&E | All | Electric | Computers with Personal Computer Power Management (PCPM) Software | Efficient | 0 | Conventional | AppPlug | Com - Health | Com | RET and NEW | 0 | 1000 sqft2 of floor space | per computer | 5 | DEER:Indoor_CFL_Ltg | -93.6588 | -0.00081375 | 4.4589 | Workpaper | 20 | 2008 | 0 | 9 | 2008 | 0 | 0 | Workpaper SCE17OE001.0 | PC Power Management ¦ PG&E ¦ All | PC Power Management | 0.89608 | 0.75 | 0.1327 | CBSA 2014 | -12.5466 | 2012 | 0.85 | SCE17OE001.0
COM-APPPLUG-21.4 | Com ¦ PC Power Management ¦ PG&E ¦ All | Com ¦ PC Power Management | PG&E ¦ All | PG&E | All | Electric | Computers with Personal Computer Power Management (PCPM) Software | Efficient | 0 | Conventional | AppPlug | Com - Lodging | Com | RET and NEW | 0 | 1000 sqft2 of floor space | per computer | 5 | DEER:Indoor_CFL_Ltg | -86.8613 | -0.00081688 | 2.0649 | Workpaper | 20 | 2008 | 0 | 9 | 2008 | 0 | 0 | Workpaper SCE17OE001.0 | PC Power Management ¦ PG&E ¦ All | PC Power Management | 0.014158 | 0.75 | 0.1327 | CBSA 2014 | -10.7378 | 2012 | 0.85 | SCE17OE001.0
COM-APPPLUG-21.5 | Com ¦ PC Power Management ¦ PG&E ¦ All | Com ¦ PC Power Management | PG&E ¦ All | PG&E | All | Electric | Computers with Personal Computer Power Management (PCPM) Software | Efficient | 0 | Conventional | AppPlug | Com - Office (Large) | Com | RET and NEW | 0 | 1000 sqft2 of floor space | per computer | 5 | DEER:Indoor_CFL_Ltg | -97.12 | -0.0008509 | 1.607 | Workpaper | 20 | 2008 | 0 | 9 | 2008 | 0 | 0 | Workpaper SCE17OE001.0 | PC Power Management ¦ PG&E ¦ All | PC Power Management | 0.62862 | 0.75 | 0.1327 | CBSA 2014 | -6.3367 | 2012 | 0.85 | SCE17OE001.0
COM-APPPLUG-21.6 | Com ¦ PC Power Management ¦ PG&E ¦ All | Com ¦ PC Power Management | PG&E ¦ All | PG&E | All | Electric | Computers with Personal Computer Power Management (PCPM) Software | Efficient | 0 | Conventional | AppPlug | Com - Office (Small) | Com | RET and NEW | 0 | 1000 sqft2 of floor space | per computer | 5 | DEER:Indoor_CFL_Ltg | -92.7 | -0.00080919 | 0.662 | Workpaper | 20 | 2008 | 0 | 9 | 2008 | 0 | 0 | Workpaper SCE17OE001.0 | PC Power Management ¦ PG&E ¦ All | PC Power Management | 2.35 | 0.75 | 0.1327 | CBSA 2014 | 2.768 | 2012 | 0.85 | SCE17OE001.0
COM-APPPLUG-21.7 | Com ¦ PC Power Management ¦ PG&E ¦ All | Com ¦ PC Power Management | PG&E ¦ All | PG&E | All | Electric | Computers with Personal Computer Power Management (PCPM) Software | Efficient | 0 | Conventional | AppPlug | Com - Other | Com | RET and NEW | 0 | 1000 sqft2 of floor space | per computer | 5 | DEER:Indoor_CFL_Ltg | -90.06 | -0.00078416 | 1.757 | Workpaper | 20 | 2008 | 0 | 9 | 2008 | 0 | 0 | Workpaper SCE17OE001.0 | PC Power Management ¦ PG&E ¦ All | PC Power Management | 0.10188 | 0.75 | 0.1327 | CBSA 2014 | 0.87212 | 2012 | 0.85 | SCE17OE001.0
COM-APPPLUG-21.8 | Com ¦ PC Power Management ¦ PG&E ¦ All | Com ¦ PC Power Management | PG&E ¦ All | PG&E | All | Electric | Computers with Personal Computer Power Management (PCPM) Software | Efficient | 0 | Conventional | AppPlug | Com - Refrig. Warehouse | Com | RET and NEW | 0 | 1000 sqft2 of floor space | per computer | 5 | DEER:Indoor_CFL_Ltg | -143.91 | -0.00088427 | 0 | Workpaper | 20 | 2008 | 0 | 9 | 2008 | 0 | 0 | Workpaper SCE17OE001.0 | PC Power Management ¦ PG&E ¦ All | PC Power Management | 0.17712 | 0.75 | 0.1327 | CBSA 2014 | 3.0272 | 2012 | 0.85 | SCE17OE001.0
COM-APPPLUG-21.9 | Com ¦ PC Power Management ¦ PG&E ¦ All | Com ¦ PC Power Management | PG&E ¦ All | PG&E | All | Electric | Computers with Personal Computer Power Management (PCPM) Software | Efficient | 0 | Conventional | AppPlug | Com - Restaurant | Com | RET and NEW | 0 | 1000 sqft2 of floor space | per computer | 5 | DEER:Indoor_CFL_Ltg | -88.7326 | -0.00078416 | 3.377 | Workpaper | 20 | 2008 | 0 | 9 | 2008 | 0 | 0 | Workpaper SCE17OE001.0 | PC Power Management ¦ PG&E ¦ All | PC Power Management | 0.43535 | 0.75 | 0.1327 | CBSA 2014 | 0.98677 | 2012 | 0.85 | SCE17OE001.0
COM-APPPLUG-21.10 | Com ¦ PC Power Management ¦ PG&E ¦ All | Com ¦ PC Power Management | PG&E ¦ All | PG&E | All | Electric | Computers with Personal Computer Power Management (PCPM) Software | Efficient | 0 | Conventional | AppPlug | Com - Retail | Com | RET and NEW | 0 | 1000 sqft2 of floor space | per computer | 5 | DEER:Indoor_CFL_Ltg | -94.0045 | -0.0007889 | 1.9728 | Workpaper | 20 | 2008 | 0 | 9 | 2008 | 0 | 0 | Workpaper SCE17OE001.0 | PC Power Management ¦ PG&E ¦ All | PC Power Management | 0.21747 | 0.75 | 0.1327 | CBSA 2014 | -337.7211 | 2012 | 0.85 | SCE17OE001.0
COM-APPPLUG-21.11 | Com ¦ PC Power Management ¦ PG&E ¦ All | Com ¦ PC Power Management | PG&E ¦ All | PG&E | All | Electric | Computers with Personal Computer Power Management (PCPM) Software | Efficient | 0 | Conventional | AppPlug | Com - School | Com | RET and NEW | 0 | 1000 sqft2 of floor space | per computer | 5 | DEER:Indoor_CFL_Ltg | -92.8198 | -0.00066737 | 2.3281 | Workpaper | 20 | 2008 | 0 | 9 | 2008 | 0 | 0 | Workpaper SCE17OE001.0 | PC Power Management ¦ PG&E ¦ All | PC Power Management | 0.90399 | 0.75 | 0.1327 | CBSA 2014 | 4.9398 | 2012 | 0.85 | SCE17OE001.0
COM-APPPLUG-21.12 | Com ¦ PC Power Management ¦ PG&E ¦ All | Com ¦ PC Power Management | PG&E ¦ All | PG&E | All | Electric | Computers with Personal Computer Power Management (PCPM) Software | Efficient | 0 | Conventional | AppPlug | Com - Warehouse | Com | RET and NEW | 0 | 1000 sqft2 of floor space | per computer | 5 | DEER:Indoor_CFL_Ltg | -83.9348 | -0.00080632 | 1.2689 | Workpaper | 20 | 2008 | 0 | 9 | 2008 | 0 | 0 | Workpaper SCE17OE001.0 | PC Power Management ¦ PG&E ¦ All | PC Power Management | 0.19138 | 0.75 | 0.1327 | CBSA 2014 | -3.4078 | 2012 | 0.85 | SCE17OE001.0
COM-APPPLUG-21.13 | Com ¦ PC Power Management ¦ SCE ¦ All | Com ¦ PC Power Management | SCE ¦ All | SCE | All | Electric | Computers with Personal Computer Power Management (PCPM) Software | Efficient | 0 | Conventional | AppPlug | Com - College | Com | RET and NEW | 0 | 1000 sqft2 of floor space | per computer | 5 | DEER:Indoor_CFL_Ltg | -101.53 | -0.00082872 | 1.0073 | Workpaper | 20 | 2008 | 0 | 9 | 2008 | 0 | 0 | Workpaper SCE17OE001.0 | PC Power Management ¦ SCE ¦ All | PC Power Management | 0.70801 | 0.75 | 0.1259 | CBSA 2014 | 4.5013 | 2012 | 0.85 | SCE17OE001.0
COM-APPPLUG-21.14 | Com ¦ PC Power Management ¦ SCE ¦ All | Com ¦ PC Power Management | SCE ¦ All | SCE | All | Electric | Computers with Personal Computer Power Management (PCPM) Software | Efficient | 0 | Conventional | AppPlug | Com - Grocery | Com | RET and NEW | 0 | 1000 sqft2 of floor space | per computer | 5 | DEER:Indoor_CFL_Ltg | -90.94 | -0.00082256 | 5.536 | Workpaper | 20 | 2008 | 0 | 9 | 2008 | 0 | 0 | Workpaper SCE17OE001.0 | PC Power Management ¦ SCE ¦ All | PC Power Management | 0.18836 | 0.75 | 0.1259 | CBSA 2014 | -12.6073 | 2012 | 0.85 | SCE17OE001.0
COM-APPPLUG-21.15 | Com ¦ PC Power Management ¦ SCE ¦ All | Com ¦ PC Power Management | SCE ¦ All | SCE | All | Electric | Computers with Personal Computer Power Management (PCPM) Software | Efficient | 0 | Conventional | AppPlug | Com - Health | Com | RET and NEW | 0 | 1000 sqft2 of floor space | per computer | 5 | DEER:Indoor_CFL_Ltg | -98.6377 | -0.00083223 | 3.0318 | Workpaper | 20 | 2008 | 0 | 9 | 2008 | 0 | 0 | Workpaper SCE17OE001.0 | PC Power Management ¦ SCE ¦ All | PC Power Management | 0.48805 | 0.75 | 0.1259 | CBSA 2014 | -7.8197 | 2012 | 0.85 | SCE17OE001.0
COM-APPPLUG-21.16 | Com ¦ PC Power Management ¦ SCE ¦ All | Com ¦ PC Power Management | SCE ¦ All | SCE | All | Electric | Computers with Personal Computer Power Management (PCPM) Software | Efficient | 0 | Conventional | AppPlug | Com - Lodging | Com | RET and NEW | 0 | 1000 sqft2 of floor space | per computer | 5 | DEER:Indoor_CFL_Ltg | -96.5126 | -0.00082319 | 1.0476 | Workpaper | 20 | 2008 | 0 | 9 | 2008 | 0 | 0 | Workpaper SCE17OE001.0 | PC Power Management ¦ SCE ¦ All | PC Power Management | 0.014158 | 0.75 | 0.1259 | CBSA 2014 | -2.6216 | 2012 | 0.85 | SCE17OE001.0
COM-APPPLUG-21.17 | Com ¦ PC Power Management ¦ SCE ¦ All | Com ¦ PC Power Management | SCE ¦ All | SCE | All | Electric | Computers with Personal Computer Power Management (PCPM) Software | Efficient | 0 | Conventional | AppPlug | Com - Office (Large) | Com | RET and NEW | 0 | 1000 sqft2 of floor space | per computer | 5 | DEER:Indoor_CFL_Ltg | -102.42 | -0.00083071 | 0.573 | Workpaper | 20 | 2008 | 0 | 9 | 2008 | 0 | 0 | Workpaper SCE17OE001.0 | PC Power Management ¦ SCE ¦ All | PC Power Management | 1.0677 | 0.75 | 0.1259 | CBSA 2014 | -0.59429 | 2012 | 0.85 | SCE17OE001.0
COM-APPPLUG-21.18 | Com ¦ PC Power Management ¦ SCE ¦ All | Com ¦ PC Power Management | SCE ¦ All | SCE | All | Electric | Computers with Personal Computer Power Management (PCPM) Software | Efficient | 0 | Conventional | AppPlug | Com - Office (Small) | Com | RET and NEW | 0 | 1000 sqft2 of floor space | per computer | 5 | DEER:Indoor_CFL_Ltg | -102.42 | -0.00082256 | 0.124 | Workpaper | 20 | 2008 | 0 | 9 | 2008 | 0 | 0 | Workpaper SCE17OE001.0 | PC Power Management ¦ SCE ¦ All | PC Power Management | 2.1552 | 0.75 | 0.1259 | CBSA 2014 | 3.991 | 2012 | 0.85 | SCE17OE001.0
COM-APPPLUG-21.19 | Com ¦ PC Power Management ¦ SCE ¦ All | Com ¦ PC Power Management | SCE ¦ All | SCE | All | Electric | Computers with Personal Computer Power Management (PCPM) Software | Efficient | 0 | Conventional | AppPlug | Com - Other | Com | RET and NEW | 0 | 1000 sqft2 of floor space | per computer | 5 | DEER:Indoor_CFL_Ltg | -98 | -0.00078184 | 0.697 | Workpaper | 20 | 2008 | 0 | 9 | 2008 | 0 | 0 | Workpaper SCE17OE001.0 | PC Power Management ¦ SCE ¦ All | PC Power Management | 0.12601 | 0.75 | 0.1259 | CBSA 2014 | 3.9256 | 2012 | 0.85 | SCE17OE001.0
COM-APPPLUG-21.20 | Com ¦ PC Power Management ¦ SCE ¦ All | Com ¦ PC Power Management | SCE ¦ All | SCE | All | Electric | Computers with Personal Computer Power Management (PCPM) Software | Efficient | 0 | Conventional | AppPlug | Com - Refrig. Warehouse | Com | RET and NEW | 0 | 1000 sqft2 of floor space | per computer | 5 | DEER:Indoor_CFL_Ltg | -136.85 | -0.00081442 | 0 | Workpaper | 20 | 2008 | 0 | 9 | 2008 | 0 | 0 | Workpaper SCE17OE001.0 | PC Power Management ¦ SCE ¦ All | PC Power Management | 0.054387 | 0.75 | 0.1259 | CBSA 2014 | 2.8787 | 2012 | 0.85 | SCE17OE001.0
COM-APPPLUG-21.21 | Com ¦ PC Power Management ¦ SCE ¦ All | Com ¦ PC Power Management | SCE ¦ All | SCE | All | Electric | Computers with Personal Computer Power Management (PCPM) Software | Efficient | 0 | Conventional | AppPlug | Com - Restaurant | Com | RET and NEW | 0 | 1000 sqft2 of floor space | per computer | 5 | DEER:Indoor_CFL_Ltg | -99.5475 | -0.00079202 | 1.7062 | Workpaper | 20 | 2008 | 0 | 9 | 2008 | 0 | 0 | Workpaper SCE17OE001.0 | PC Power Management ¦ SCE ¦ All | PC Power Management | 0.34614 | 0.75 | 0.1259 | CBSA 2014 | 1.6649 | 2012 | 0.85 | SCE17OE001.0
COM-APPPLUG-21.22 | Com ¦ PC Power Management ¦ SCE ¦ All | Com ¦ PC Power Management | SCE ¦ All | SCE | All | Electric | Computers with Personal Computer Power Management (PCPM) Software | Efficient | 0 | Conventional | AppPlug | Com - Retail | Com | RET and NEW | 0 | 1000 sqft2 of floor space | per computer | 5 | DEER:Indoor_CFL_Ltg | -100.8572 | -0.00079621 | 0.46097 | Workpaper | 20 | 2008 | 0 | 9 | 2008 | 0 | 0 | Workpaper SCE17OE001.0 | PC Power Management ¦ SCE ¦ All | PC Power Management | 0.28261 | 0.75 | 0.1259 | CBSA 2014 | -69.972 | 2012 | 0.85 | SCE17OE001.0
COM-APPPLUG-21.23 | Com ¦ PC Power Management ¦ SCE ¦ All | Com ¦ PC Power Management | SCE ¦ All | SCE | All | Electric | Computers with Personal Computer Power Management (PCPM) Software | Efficient | 0 | Conventional | AppPlug | Com - School | Com | RET and NEW | 0 | 1000 sqft2 of floor space | per computer | 5 | DEER:Indoor_CFL_Ltg | -100.4332 | -0.00083823 | 0.84403 | Workpaper | 20 | 2008 | 0 | 9 | 2008 | 0 | 0 | Workpaper SCE17OE001.0 | PC Power Management ¦ SCE ¦ All | PC Power Management | 0.75932 | 0.75 | 0.1259 | CBSA 2014 | 7.5452 | 2012 | 0.85 | SCE17OE001.0
COM-APPPLUG-21.24 | Com ¦ PC Power Management ¦ SCE ¦ All | Com ¦ PC Power Management | SCE ¦ All | SCE | All | Electric | Computers with Personal Computer Power Management (PCPM) Software | Efficient | 0 | Conventional | AppPlug | Com - Warehouse | Com | RET and NEW | 0 | 1000 sqft2 of floor space | per computer | 5 | DEER:Indoor_CFL_Ltg | -90.4676 | -0.00077211 | 0.59344 | Workpaper | 20 | 2008 | 0 | 9 | 2008 | 0 | 0 | Workpaper SCE17OE001.0 | PC Power Management ¦ SCE ¦ All | PC Power Management | 0.14646 | 0.75 | 0.1259 | CBSA 2014 | 2.1398 | 2012 | 0.85 | SCE17OE001.0
COM-APPPLUG-21.25 | Com ¦ PC Power Management ¦ SDG&E ¦ All | Com ¦ PC Power Management | SDG&E ¦ All | SDG&E | All | Electric | Computers with Personal Computer Power Management (PCPM) Software | Efficient | 0 | Conventional | AppPlug | Com - College | Com | RET and NEW | 0 | 1000 sqft2 of floor space | per computer | 5 | DEER:Indoor_CFL_Ltg | -100.4357 | -0.0008303 | 1.0625 | Workpaper | 20 | 2008 | 0 | 9 | 2008 | 0 | 0 | Workpaper SCE17OE001.0 | PC Power Management ¦ SDG&E ¦ All | PC Power Management | 0.5837 | 0.75 | 0.11675 | CBSA 2014 | 4.3929 | 2012 | 0.85 | SCE17OE001.0
COM-APPPLUG-21.26 | Com ¦ PC Power Management ¦ SDG&E ¦ All | Com ¦ PC Power Management | SDG&E ¦ All | SDG&E | All | Electric | Computers with Personal Computer Power Management (PCPM) Software | Efficient | 0 | Conventional | AppPlug | Com - Grocery | Com | RET and NEW | 0 | 1000 sqft2 of floor space | per computer | 5 | DEER:Indoor_CFL_Ltg | -89.17 | -0.0008037 | 6.11 | Workpaper | 20 | 2008 | 0 | 9 | 2008 | 0 | 0 | Workpaper SCE17OE001.0 | PC Power Management ¦ SDG&E ¦ All | PC Power Management | 0.22269 | 0.75 | 0.11675 | CBSA 2014 | -14.2364 | 2012 | 0.85 | SCE17OE001.0
COM-APPPLUG-21.27 | Com ¦ PC Power Management ¦ SDG&E ¦ All | Com ¦ PC Power Management | SDG&E ¦ All | SDG&E | All | Electric | Computers with Personal Computer Power Management (PCPM) Software | Efficient | 0 | Conventional | AppPlug | Com - Health | Com | RET and NEW | 0 | 1000 sqft2 of floor space | per computer | 5 | DEER:Indoor_CFL_Ltg | -98.151 | -0.00083804 | 3.1007 | Workpaper | 20 | 2008 | 0 | 9 | 2008 | 0 | 0 | Workpaper SCE17OE001.0 | PC Power Management ¦ SDG&E ¦ All | PC Power Management | 0.73043 | 0.75 | 0.11675 | CBSA 2014 | -8.0529 | 2012 | 0.85 | SCE17OE001.0
COM-APPPLUG-21.28 | Com ¦ PC Power Management ¦ SDG&E ¦ All | Com ¦ PC Power Management | SDG&E ¦ All | SDG&E | All | Electric | Computers with Personal Computer Power Management (PCPM) Software | Efficient | 0 | Conventional | AppPlug | Com - Lodging | Com | RET and NEW | 0 | 1000 sqft2 of floor space | per computer | 5 | DEER:Indoor_CFL_Ltg | -94.8105 | -0.00082073 | 1.1837 | Workpaper | 20 | 2008 | 0 | 9 | 2008 | 0 | 0 | Workpaper SCE17OE001.0 | PC Power Management ¦ SDG&E ¦ All | PC Power Management | 0.014158 | 0.75 | 0.11675 | CBSA 2014 | -3.7294 | 2012 | 0.85 | SCE17OE001.0
COM-APPPLUG-21.29 | Com ¦ PC Power Management ¦ SDG&E ¦ All | Com ¦ PC Power Management | SDG&E ¦ All | SDG&E | All | Electric | Computers with Personal Computer Power Management (PCPM) Software | Efficient | 0 | Conventional | AppPlug | Com - Office (Large) | Com | RET and NEW | 0 | 1000 sqft2 of floor space | per computer | 5 | DEER:Indoor_CFL_Ltg | -102.42 | -0.0008365 | 0.576 | Workpaper | 20 | 2008 | 0 | 9 | 2008 | 0 | 0 | Workpaper SCE17OE001.0 | PC Power Management ¦ SDG&E ¦ All | PC Power Management | 1.0188 | 0.75 | 0.11675 | CBSA 2014 | -0.61058 | 2012 | 0.85 | SCE17OE001.0
COM-APPPLUG-21.30 | Com ¦ PC Power Management ¦ SDG&E ¦ All | Com ¦ PC Power Management | SDG&E ¦ All | SDG&E | All | Electric | Computers with Personal Computer Power Management (PCPM) Software | Efficient | 0 | Conventional | AppPlug | Com - Office (Small) | Com | RET and NEW | 0 | 1000 sqft2 of floor space | per computer | 5 | DEER:Indoor_CFL_Ltg | -101.53 | -0.0008201 | 0.144 | Workpaper | 20 | 2008 | 0 | 9 | 2008 | 0 | 0 | Workpaper SCE17OE001.0 | PC Power Management ¦ SDG&E ¦ All | PC Power Management | 2.6314 | 0.75 | 0.11675 | CBSA 2014 | 3.9239 | 2012 | 0.85 | SCE17OE001.0
COM-APPPLUG-21.31 | Com ¦ PC Power Management ¦ SDG&E ¦ All | Com ¦ PC Power Management | SDG&E ¦ All | SDG&E | All | Electric | Computers with Personal Computer Power Management (PCPM) Software | Efficient | 0 | Conventional | AppPlug | Com - Other | Com | RET and NEW | 0 | 1000 sqft2 of floor space | per computer | 5 | DEER:Indoor_CFL_Ltg | -97.12 | -0.0008037 | 0.825 | Workpaper | 20 | 2008 | 0 | 9 | 2008 | 0 | 0 | Workpaper SCE17OE001.0 | PC Power Management ¦ SDG&E ¦ All | PC Power Management | 0.080649 | 0.75 | 0.11675 | CBSA 2014 | 3.5614 | 2012 | 0.85 | SCE17OE001.0
COM-APPPLUG-21.32 | Com ¦ PC Power Management ¦ SDG&E ¦ All | Com ¦ PC Power Management | SDG&E ¦ All | SDG&E | All | Electric | Computers with Personal Computer Power Management (PCPM) Software | Efficient | 0 | Conventional | AppPlug | Com - Refrig. Warehouse | Com | RET and NEW | 0 | 1000 sqft2 of floor space | per computer | 5 | DEER:Indoor_CFL_Ltg | -142.15 | -0.0008201 | 0 | Workpaper | 20 | 2008 | 0 | 9 | 2008 | 0 | 0 | Workpaper SCE17OE001.0 | PC Power Management ¦ SDG&E ¦ All | PC Power Management | 0.093597 | 0.75 | 0.11675 | CBSA 2014 | 2.9902 | 2012 | 0.85 | SCE17OE001.0
COM-APPPLUG-21.33 | Com ¦ PC Power Management ¦ SDG&E ¦ All | Com ¦ PC Power Management | SDG&E ¦ All | SDG&E | All | Electric | Computers with Personal Computer Power Management (PCPM) Software | Efficient | 0 | Conventional | AppPlug | Com - Restaurant | Com | RET and NEW | 0 | 1000 sqft2 of floor space | per computer | 5 | DEER:Indoor_CFL_Ltg | -98.66 | -0.000816 | 2.0285 | Workpaper | 20 | 2008 | 0 | 9 | 2008 | 0 | 0 | Workpaper SCE17OE001.0 | PC Power Management ¦ SDG&E ¦ All | PC Power Management | 0.42646 | 0.75 | 0.11675 | CBSA 2014 | 1.5596 | 2012 | 0.85 | SCE17OE001.0
COM-APPPLUG-21.34 | Com ¦ PC Power Management ¦ SDG&E ¦ All | Com ¦ PC Power Management | SDG&E ¦ All | SDG&E | All | Electric | Computers with Personal Computer Power Management (PCPM) Software | Efficient | 0 | Conventional | AppPlug | Com - Retail | Com | RET and NEW | 0 | 1000 sqft2 of floor space | per computer | 5 | DEER:Indoor_CFL_Ltg | -100.1845 | -0.0008037 | 0.53191 | Workpaper | 20 | 2008 | 0 | 9 | 2008 | 0 | 0 | Workpaper SCE17OE001.0 | PC Power Management ¦ SDG&E ¦ All | PC Power Management | 0.34595 | 0.75 | 0.11675 | CBSA 2014 | -82.5758 | 2012 | 0.85 | SCE17OE001.0
COM-APPPLUG-21.35 | Com ¦ PC Power Management ¦ SDG&E ¦ All | Com ¦ PC Power Management | SDG&E ¦ All | SDG&E | All | Electric | Computers with Personal Computer Power Management (PCPM) Software | Efficient | 0 | Conventional | AppPlug | Com - School | Com | RET and NEW | 0 | 1000 sqft2 of floor space | per computer | 5 | DEER:Indoor_CFL_Ltg | -99.623 | -0.00083581 | 0.99863 | Workpaper | 20 | 2008 | 0 | 9 | 2008 | 0 | 0 | Workpaper SCE17OE001.0 | PC Power Management ¦ SDG&E ¦ All | PC Power Management | 1.1693 | 0.75 | 0.11675 | CBSA 2014 | 7.2723 | 2012 | 0.85 | SCE17OE001.0
COM-APPPLUG-21.36 | Com ¦ PC Power Management ¦ SDG&E ¦ All | Com ¦ PC Power Management | SDG&E ¦ All | SDG&E | All | Electric | Computers with Personal Computer Power Management (PCPM) Software | Efficient | 0 | Conventional | AppPlug | Com - Warehouse | Com | RET and NEW | 0 | 1000 sqft2 of floor space | per computer | 5 | DEER:Indoor_CFL_Ltg | -89.9247 | -0.0007775 | 0.69708 | Workpaper | 20 | 2008 | 0 | 9 | 2008 | 0 | 0 | Workpaper SCE17OE001.0 | PC Power Management ¦ SDG&E ¦ All | PC Power Management | 0.1425 | 0.75 | 0.11675 | CBSA 2014 | 1.3222 | 2012 | 0.85 | SCE17OE001.0
COM-APPPLUG-30.1 | Com ¦ Com Standard Power Strip ¦ PG&E ¦ All | Com ¦ Com Standard Power Strip | PG&E ¦ All | PG&E | All | Electric | standard power strip | Average Existing and Code | 0 | Conventional | AppPlug | Com - College | Com | RET and NEW | 0 | 1000 sqft2 of floor space | power strip | 8 | DEER:Indoor_CFL_Ltg | 0 | 0 | 0 | Workpaper | 0 | 2014 | 0 | 0 | 2014 | 0 | 0 | Workpaper SCE13CS002 Rev 3 | Com Power Strips ¦ PG&E ¦ All | Com Power Strips | 0.7206 | 0.15 | 1 | CBSA 2014 | 0 | 2012 | 0.6 | SCE13CS002 Rev 3
COM-APPPLUG-30.2 | Com ¦ Com Standard Power Strip ¦ PG&E ¦ All | Com ¦ Com Standard Power Strip | PG&E ¦ All | PG&E | All | Electric | standard power strip | Average Existing and Code | 0 | Conventional | AppPlug | Com - Grocery | Com | RET and NEW | 0 | 1000 sqft2 of floor space | power strip | 8 | DEER:Indoor_CFL_Ltg | 0 | 0 | 0 | Workpaper | 0 | 2014 | 0 | 0 | 2014 | 0 | 0 | Workpaper SCE13CS002 Rev 3 | Com Power Strips ¦ PG&E ¦ All | Com Power Strips | 0.3 | 0.15 | 0.98864 | CBSA 2014 | 0 | 2012 | 0.6 | SCE13CS002 Rev 3
COM-APPPLUG-30.3 | Com ¦ Com Standard Power Strip ¦ PG&E ¦ All | Com ¦ Com Standard Power Strip | PG&E ¦ All | PG&E | All | Electric | standard power strip | Average Existing and Code | 0 | Conventional | AppPlug | Com - Health | Com | RET and NEW | 0 | 1000 sqft2 of floor space | power strip | 8 | DEER:Indoor_CFL_Ltg | 0 | 0 | 0 | Workpaper | 0 | 2014 | 0 | 0 | 2014 | 0 | 0 | Workpaper SCE13CS002 Rev 3 | Com Power Strips ¦ PG&E ¦ All | Com Power Strips | 1.0074 | 0.15 | 0.87329 | CBSA 2014 | 0 | 2012 | 0.6 | SCE13CS002 Rev 3
COM-APPPLUG-30.4 | Com ¦ Com Standard Power Strip ¦ PG&E ¦ All | Com ¦ Com Standard Power Strip | PG&E ¦ All | PG&E | All | Electric | standard power strip | Average Existing and Code | 0 | Conventional | AppPlug | Com - Lodging | Com | RET and NEW | 0 | 1000 sqft2 of floor space | power strip | 8 | DEER:Indoor_CFL_Ltg | 0 | 0 | 0 | Workpaper | 0 | 2014 | 0 | 0 | 2014 | 0 | 0 | Workpaper SCE13CS002 Rev 3 | Com Power Strips ¦ PG&E ¦ All | Com Power Strips | 0.4628 | 0.15 | 1 | CBSA 2014 | 0 | 2012 | 0.6 | SCE13CS002 Rev 3
COM-APPPLUG-30.5 | Com ¦ Com Standard Power Strip ¦ PG&E ¦ All | Com ¦ Com Standard Power Strip | PG&E ¦ All | PG&E | All | Electric | standard power strip | Average Existing and Code | 0 | Conventional | AppPlug | Com - Office (Large) | Com | RET and NEW | 0 | 1000 sqft2 of floor space | power strip | 8 | DEER:Indoor_CFL_Ltg | 0 | 0 | 0 | Workpaper | 0 | 2014 | 0 | 0 | 2014 | 0 | 0 | Workpaper SCE13CS002 Rev 3 | Com Power Strips ¦ PG&E ¦ All | Com Power Strips | 0.10857 | 0.15 | 0.93106 | CBSA 2014 | 0 | 2012 | 0.6 | SCE13CS002 Rev 3
COM-APPPLUG-30.6 | Com ¦ Com Standard Power Strip ¦ PG&E ¦ All | Com ¦ Com Standard Power Strip | PG&E ¦ All | PG&E | All | Electric | standard power strip | Average Existing and Code | 0 | Conventional | AppPlug | Com - Office (Small) | Com | RET and NEW | 0 | 1000 sqft2 of floor space | power strip | 8 | DEER:Indoor_CFL_Ltg | 0 | 0 | 0 | Workpaper | 0 | 2014 | 0 | 0 | 2014 | 0 | 0 | Workpaper SCE13CS002 Rev 3 | Com Power Strips ¦ PG&E ¦ All | Com Power Strips | 0.3 | 0.15 | 0.96944 | CBSA 2014 | 0 | 2012 | 0.6 | SCE13CS002 Rev 3
COM-APPPLUG-30.7 | Com ¦ Com Standard Power Strip ¦ PG&E ¦ All | Com ¦ Com Standard Power Strip | PG&E ¦ All | PG&E | All | Electric | standard power strip | Average Existing and Code | 0 | Conventional | AppPlug | Com - Other | Com | RET and NEW | 0 | 1000 sqft2 of floor space | power strip | 8 | DEER:Indoor_CFL_Ltg | 0 | 0 | 0 | Workpaper | 0 | 2014 | 0 | 0 | 2014 | 0 | 0 | Workpaper SCE13CS002 Rev 3 | Com Power Strips ¦ PG&E ¦ All | Com Power Strips | 0.88227 | 0.15 | 0.97157 | CBSA 2014 | 0 | 2012 | 0.6 | SCE13CS002 Rev 3
COM-APPPLUG-30.8 | Com ¦ Com Standard Power Strip ¦ PG&E ¦ All | Com ¦ Com Standard Power Strip | PG&E ¦ All | PG&E | All | Electric | standard power strip | Average Existing and Code | 0 | Conventional | AppPlug | Com - Refrig. Warehouse | Com | RET and NEW | 0 | 1000 sqft2 of floor space | power strip | 8 | DEER:Indoor_CFL_Ltg | 0 | 0 | 0 | Workpaper | 0 | 2014 | 0 | 0 | 2014 | 0 | 0 | Workpaper SCE13CS002 Rev 3 | Com Power Strips ¦ PG&E ¦ All | Com Power Strips | 0.05 | 0.15 | 1 | CBSA 2014 | 0 | 2012 | 0.6 | SCE13CS002 Rev 3
COM-APPPLUG-30.9 | Com ¦ Com Standard Power Strip ¦ PG&E ¦ All | Com ¦ Com Standard Power Strip | PG&E ¦ All | PG&E | All | Electric | standard power strip | Average Existing and Code | 0 | Conventional | AppPlug | Com - Restaurant | Com | RET and NEW | 0 | 1000 sqft2 of floor space | power strip | 8 | DEER:Indoor_CFL_Ltg | 0 | 0 | 0 | Workpaper | 0 | 2014 | 0 | 0 | 2014 | 0 | 0 | Workpaper SCE13CS002 Rev 3 | Com Power Strips ¦ PG&E ¦ All | Com Power Strips | 8.5 | 0.15 | 0.97239 | CBSA 2014 | 0 | 2012 | 0.6 | SCE13CS002 Rev 3
COM-APPPLUG-30.10 | Com ¦ Com Standard Power Strip ¦ PG&E ¦ All | Com ¦ Com Standard Power Strip | PG&E ¦ All | PG&E | All | Electric | standard power strip | Average Existing and Code | 0 | Conventional | AppPlug | Com - Retail | Com | RET and NEW | 0 | 1000 sqft2 of floor space | power strip | 8 | DEER:Indoor_CFL_Ltg | 0 | 0 | 0 | Workpaper | 0 | 2014 | 0 | 0 | 2014 | 0 | 0 | Workpaper SCE13CS002 Rev 3 | Com Power Strips ¦ PG&E ¦ All | Com Power Strips | 0.43965 | 0.15 | 0.91052 | CBSA 2014 | 0 | 2012 | 0.6 | SCE13CS002 Rev 3
COM-APPPLUG-30.11 | Com ¦ Com Standard Power Strip ¦ PG&E ¦ All | Com ¦ Com Standard Power Strip | PG&E ¦ All | PG&E | All | Electric | standard power strip | Average Existing and Code | 0 | Conventional | AppPlug | Com - School | Com | RET and NEW | 0 | 1000 sqft2 of floor space | power strip | 8 | DEER:Indoor_CFL_Ltg | 0 | 0 | 0 | Workpaper | 0 | 2014 | 0 | 0 | 2014 | 0 | 0 | Workpaper SCE13CS002 Rev 3 | Com Power Strips ¦ PG&E ¦ All | Com Power Strips | 2.5576 | 0.15 | 0.9121 | CBSA 2014 | 0 | 2012 | 0.6 | SCE13CS002 Rev 3
COM-APPPLUG-30.12 | Com ¦ Com Standard Power Strip ¦ PG&E ¦ All | Com ¦ Com Standard Power Strip | PG&E ¦ All | PG&E | All | Electric | standard power strip | Average Existing and Code | 0 | Conventional | AppPlug | Com - Warehouse | Com | RET and NEW | 0 | 1000 sqft2 of floor space | power strip | 8 | DEER:Indoor_CFL_Ltg | 0 | 0 | 0 | Workpaper | 0 | 2014 | 0 | 0 | 2014 | 0 | 0 | Workpaper SCE13CS002 Rev 3 | Com Power Strips ¦ PG&E ¦ All | Com Power Strips | 0.02 | 0.15 | 0.97358 | CBSA 2014 | 0 | 2012 | 0.6 | SCE13CS002 Rev 3
COM-APPPLUG-30.13 | Com ¦ Com Standard Power Strip ¦ SCE ¦ All | Com ¦ Com Standard Power Strip | SCE ¦ All | SCE | All | Electric | standard power strip | Average Existing and Code | 0 | Conventional | AppPlug | Com - College | Com | RET and NEW | 0 | 1000 sqft2 of floor space | power strip | 8 | DEER:Indoor_CFL_Ltg | 0 | 0 | 0 | Workpaper | 0 | 2014 | 0 | 0 | 2014 | 0 | 0 | Workpaper SCE13CS002 Rev 3 | Com Power Strips ¦ SCE ¦ All | Com Power Strips | 0.7206 | 0.15 | 1 | CBSA 2014 | 0 | 2012 | 0.6 | SCE13CS002 Rev 3
COM-APPPLUG-30.14 | Com ¦ Com Standard Power Strip ¦ SCE ¦ All | Com ¦ Com Standard Power Strip | SCE ¦ All | SCE | All | Electric | standard power strip | Average Existing and Code | 0 | Conventional | AppPlug | Com - Grocery | Com | RET and NEW | 0 | 1000 sqft2 of floor space | power strip | 8 | DEER:Indoor_CFL_Ltg | 0 | 0 | 0 | Workpaper | 0 | 2014 | 0 | 0 | 2014 | 0 | 0 | Workpaper SCE13CS002 Rev 3 | Com Power Strips ¦ SCE ¦ All | Com Power Strips | 0.3 | 0.15 | 0.93157 | CBSA 2014 | 0 | 2012 | 0.6 | SCE13CS002 Rev 3
COM-APPPLUG-30.15 | Com ¦ Com Standard Power Strip ¦ SCE ¦ All | Com ¦ Com Standard Power Strip | SCE ¦ All | SCE | All | Electric | standard power strip | Average Existing and Code | 0 | Conventional | AppPlug | Com - Health | Com | RET and NEW | 0 | 1000 sqft2 of floor space | power strip | 8 | DEER:Indoor_CFL_Ltg | 0 | 0 | 0 | Workpaper | 0 | 2014 | 0 | 0 | 2014 | 0 | 0 | Workpaper SCE13CS002 Rev 3 | Com Power Strips ¦ SCE ¦ All | Com Power Strips | 1.0074 | 0.15 | 0.97096 | CBSA 2014 | 0 | 2012 | 0.6 | SCE13CS002 Rev 3
COM-APPPLUG-30.16 | Com ¦ Com Standard Power Strip ¦ SCE ¦ All | Com ¦ Com Standard Power Strip | SCE ¦ All | SCE | All | Electric | standard power strip | Average Existing and Code | 0 | Conventional | AppPlug | Com - Lodging | Com | RET and NEW | 0 | 1000 sqft2 of floor space | power strip | 8 | DEER:Indoor_CFL_Ltg | 0 | 0 | 0 | Workpaper | 0 | 2014 | 0 | 0 | 2014 | 0 | 0 | Workpaper SCE13CS002 Rev 3 | Com Power Strips ¦ SCE ¦ All | Com Power Strips | 0.4628 | 0.15 | 1 | CBSA 2014 | 0 | 2012 | 0.6 | SCE13CS002 Rev 3
COM-APPPLUG-30.17 | Com ¦ Com Standard Power Strip ¦ SCE ¦ All | Com ¦ Com Standard Power Strip | SCE ¦ All | SCE | All | Electric | standard power strip | Average Existing and Code | 0 | Conventional | AppPlug | Com - Office (Large) | Com | RET and NEW | 0 | 1000 sqft2 of floor space | power strip | 8 | DEER:Indoor_CFL_Ltg | 0 | 0 | 0 | Workpaper | 0 | 2014 | 0 | 0 | 2014 | 0 | 0 | Workpaper SCE13CS002 Rev 3 | Com Power Strips ¦ SCE ¦ All | Com Power Strips | 0.10857 | 0.15 | 0.78119 | CBSA 2014 | 0 | 2012 | 0.6 | SCE13CS002 Rev 3
COM-APPPLUG-30.18 | Com ¦ Com Standard Power Strip ¦ SCE ¦ All | Com ¦ Com Standard Power Strip | SCE ¦ All | SCE | All | Electric | standard power strip | Average Existing and Code | 0 | Conventional | AppPlug | Com - Office (Small) | Com | RET and NEW | 0 | 1000 sqft2 of floor space | power strip | 8 | DEER:Indoor_CFL_Ltg | 0 | 0 | 0 | Workpaper | 0 | 2014 | 0 | 0 | 2014 | 0 | 0 | Workpaper SCE13CS002 Rev 3 | Com Power Strips ¦ SCE ¦ All | Com Power Strips | 0.3 | 0.15 | 0.74028 | CBSA 2014 | 0 | 2012 | 0.6 | SCE13CS002 Rev 3
COM-APPPLUG-30.19 | Com ¦ Com Standard Power Strip ¦ SCE ¦ All | Com ¦ Com Standard Power Strip | SCE ¦ All | SCE | All | Electric | standard power strip | Average Existing and Code | 0 | Conventional | AppPlug | Com - Other | Com | RET and NEW | 0 | 1000 sqft2 of floor space | power strip | 8 | DEER:Indoor_CFL_Ltg | 0 | 0 | 0 | Workpaper | 0 | 2014 | 0 | 0 | 2014 | 0 | 0 | Workpaper SCE13CS002 Rev 3 | Com Power Strips ¦ SCE ¦ All | Com Power Strips | 0.88227 | 0.15 | 0.92208 | CBSA 2014 | 0 | 2012 | 0.6 | SCE13CS002 Rev 3
COM-APPPLUG-30.20 | Com ¦ Com Standard Power Strip ¦ SCE ¦ All | Com ¦ Com Standard Power Strip | SCE ¦ All | SCE | All | Electric | standard power strip | Average Existing and Code | 0 | Conventional | AppPlug | Com - Refrig. Warehouse | Com | RET and NEW | 0 | 1000 sqft2 of floor space | power strip | 8 | DEER:Indoor_CFL_Ltg | 0 | 0 | 0 | Workpaper | 0 | 2014 | 0 | 0 | 2014 | 0 | 0 | Workpaper SCE13CS002 Rev 3 | Com Power Strips ¦ SCE ¦ All | Com Power Strips | 0.05 | 0.15 | 1 | CBSA 2014 | 0 | 2012 | 0.6 | SCE13CS002 Rev 3
COM-APPPLUG-30.21 | Com ¦ Com Standard Power Strip ¦ SCE ¦ All | Com ¦ Com Standard Power Strip | SCE ¦ All | SCE | All | Electric | standard power strip | Average Existing and Code | 0 | Conventional | AppPlug | Com - Restaurant | Com | RET and NEW | 0 | 1000 sqft2 of floor space | power strip | 8 | DEER:Indoor_CFL_Ltg | 0 | 0 | 0 | Workpaper | 0 | 2014 | 0 | 0 | 2014 | 0 | 0 | Workpaper SCE13CS002 Rev 3 | Com Power Strips ¦ SCE ¦ All | Com Power Strips | 8.5 | 0.15 | 0.9217 | CBSA 2014 | 0 | 2012 | 0.6 | SCE13CS002 Rev 3
COM-APPPLUG-30.22 | Com ¦ Com Standard Power Strip ¦ SCE ¦ All | Com ¦ Com Standard Power Strip | SCE ¦ All | SCE | All | Electric | standard power strip | Average Existing and Code | 0 | Conventional | AppPlug | Com - Retail | Com | RET and NEW | 0 | 1000 sqft2 of floor space | power strip | 8 | DEER:Indoor_CFL_Ltg | 0 | 0 | 0 | Workpaper | 0 | 2014 | 0 | 0 | 2014 | 0 | 0 | Workpaper SCE13CS002 Rev 3 | Com Power Strips ¦ SCE ¦ All | Com Power Strips | 0.43965 | 0.15 | 0.92078 | CBSA 2014 | 0 | 2012 | 0.6 | SCE13CS002 Rev 3
COM-APPPLUG-30.23 | Com ¦ Com Standard Power Strip ¦ SCE ¦ All | Com ¦ Com Standard Power Strip | SCE ¦ All | SCE | All | Electric | standard power strip | Average Existing and Code | 0 | Conventional | AppPlug | Com - School | Com | RET and NEW | 0 | 1000 sqft2 of floor space | power strip | 8 | DEER:Indoor_CFL_Ltg | 0 | 0 | 0 | Workpaper | 0 | 2014 | 0 | 0 | 2014 | 0 | 0 | Workpaper SCE13CS002 Rev 3 | Com Power Strips ¦ SCE ¦ All | Com Power Strips | 2.5576 | 0.15 | 0.82402 | CBSA 2014 | 0 | 2012 | 0.6 | SCE13CS002 Rev 3
COM-APPPLUG-30.24 | Com ¦ Com Standard Power Strip ¦ SCE ¦ All | Com ¦ Com Standard Power Strip | SCE ¦ All | SCE | All | Electric | standard power strip | Average Existing and Code | 0 | Conventional | AppPlug | Com - Warehouse | Com | RET and NEW | 0 | 1000 sqft2 of floor space | power strip | 8 | DEER:Indoor_CFL_Ltg | 0 | 0 | 0 | Workpaper | 0 | 2014 | 0 | 0 | 2014 | 0 | 0 | Workpaper SCE13CS002 Rev 3 | Com Power Strips ¦ SCE ¦ All | Com Power Strips | 0.02 | 0.15 | 0.79674 | CBSA 2014 | 0 | 2012 | 0.6 | SCE13CS002 Rev 3
COM-APPPLUG-30.25 | Com ¦ Com Standard Power Strip ¦ SDG&E ¦ All | Com ¦ Com Standard Power Strip | SDG&E ¦ All | SDG&E | All | Electric | standard power strip | Average Existing and Code | 0 | Conventional | AppPlug | Com - College | Com | RET and NEW | 0 | 1000 sqft2 of floor space | power strip | 8 | DEER:Indoor_CFL_Ltg | 0 | 0 | 0 | Workpaper | 0 | 2014 | 0 | 0 | 2014 | 0 | 0 | Workpaper SCE13CS002 Rev 3 | Com Power Strips ¦ SDG&E ¦ All | Com Power Strips | 0.7206 | 0.15 | 1 | CBSA 2014 | 0 | 2012 | 0.6 | SCE13CS002 Rev 3
COM-APPPLUG-30.26 | Com ¦ Com Standard Power Strip ¦ SDG&E ¦ All | Com ¦ Com Standard Power Strip | SDG&E ¦ All | SDG&E | All | Electric | standard power strip | Average Existing and Code | 0 | Conventional | AppPlug | Com - Grocery | Com | RET and NEW | 0 | 1000 sqft2 of floor space | power strip | 8 | DEER:Indoor_CFL_Ltg | 0 | 0 | 0 | Workpaper | 0 | 2014 | 0 | 0 | 2014 | 0 | 0 | Workpaper SCE13CS002 Rev 3 | Com Power Strips ¦ SDG&E ¦ All | Com Power Strips | 0.3 | 0.15 | 0.96032 | CBSA 2014 | 0 | 2012 | 0.6 | SCE13CS002 Rev 3
COM-APPPLUG-30.27 | Com ¦ Com Standard Power Strip ¦ SDG&E ¦ All | Com ¦ Com Standard Power Strip | SDG&E ¦ All | SDG&E | All | Electric | standard power strip | Average Existing and Code | 0 | Conventional | AppPlug | Com - Health | Com | RET and NEW | 0 | 1000 sqft2 of floor space | power strip | 8 | DEER:Indoor_CFL_Ltg | 0 | 0 | 0 | Workpaper | 0 | 2014 | 0 | 0 | 2014 | 0 | 0 | Workpaper SCE13CS002 Rev 3 | Com Power Strips ¦ SDG&E ¦ All | Com Power Strips | 1.0074 | 0.15 | 0.98193 | CBSA 2014 | 0 | 2012 | 0.6 | SCE13CS002 Rev 3
COM-APPPLUG-30.28 | Com ¦ Com Standard Power Strip ¦ SDG&E ¦ All | Com ¦ Com Standard Power Strip | SDG&E ¦ All | SDG&E | All | Electric | standard power strip | Average Existing and Code | 0 | Conventional | AppPlug | Com - Lodging | Com | RET and NEW | 0 | 1000 sqft2 of floor space | power strip | 8 | DEER:Indoor_CFL_Ltg | 0 | 0 | 0 | Workpaper | 0 | 2014 | 0 | 0 | 2014 | 0 | 0 | Workpaper SCE13CS002 Rev 3 | Com Power Strips ¦ SDG&E ¦ All | Com Power Strips | 0.4628 | 0.15 | 1 | CBSA 2014 | 0 | 2012 | 0.6 | SCE13CS002 Rev 3
COM-APPPLUG-30.29 | Com ¦ Com Standard Power Strip ¦ SDG&E ¦ All | Com ¦ Com Standard Power Strip | SDG&E ¦ All | SDG&E | All | Electric | standard power strip | Average Existing and Code | 0 | Conventional | AppPlug | Com - Office (Large) | Com | RET and NEW | 0 | 1000 sqft2 of floor space | power strip | 8 | DEER:Indoor_CFL_Ltg | 0 | 0 | 0 | Workpaper | 0 | 2014 | 0 | 0 | 2014 | 0 | 0 | Workpaper SCE13CS002 Rev 3 | Com Power Strips ¦ SDG&E ¦ All | Com Power Strips | 0.10857 | 0.15 | 0.86727 | CBSA 2014 | 0 | 2012 | 0.6 | SCE13CS002 Rev 3
COM-APPPLUG-30.30 | Com ¦ Com Standard Power Strip ¦ SDG&E ¦ All | Com ¦ Com Standard Power Strip | SDG&E ¦ All | SDG&E | All | Electric | standard power strip | Average Existing and Code | 0 | Conventional | AppPlug | Com - Office (Small) | Com | RET and NEW | 0 | 1000 sqft2 of floor space | power strip | 8 | DEER:Indoor_CFL_Ltg | 0 | 0 | 0 | Workpaper | 0 | 2014 | 0 | 0 | 2014 | 0 | 0 | Workpaper SCE13CS002 Rev 3 | Com Power Strips ¦ SDG&E ¦ All | Com Power Strips | 0.3 | 0.15 | 0.8824 | CBSA 2014 | 0 | 2012 | 0.6 | SCE13CS002 Rev 3
COM-APPPLUG-30.31 | Com ¦ Com Standard Power Strip ¦ SDG&E ¦ All | Com ¦ Com Standard Power Strip | SDG&E ¦ All | SDG&E | All | Electric | standard power strip | Average Existing and Code | 0 | Conventional | AppPlug | Com - Other | Com | RET and NEW | 0 | 1000 sqft2 of floor space | power strip | 8 | DEER:Indoor_CFL_Ltg | 0 | 0 | 0 | Workpaper | 0 | 2014 | 0 | 0 | 2014 | 0 | 0 | Workpaper SCE13CS002 Rev 3 | Com Power Strips ¦ SDG&E ¦ All | Com Power Strips | 0.88227 | 0.15 | 0.96987 | CBSA 2014 | 0 | 2012 | 0.6 | SCE13CS002 Rev 3
COM-APPPLUG-30.32 | Com ¦ Com Standard Power Strip ¦ SDG&E ¦ All | Com ¦ Com Standard Power Strip | SDG&E ¦ All | SDG&E | All | Electric | standard power strip | Average Existing and Code | 0 | Conventional | AppPlug | Com - Refrig. Warehouse | Com | RET and NEW | 0 | 1000 sqft2 of floor space | power strip | 8 | DEER:Indoor_CFL_Ltg | 0 | 0 | 0 | Workpaper | 0 | 2014 | 0 | 0 | 2014 | 0 | 0 | Workpaper SCE13CS002 Rev 3 | Com Power Strips ¦ SDG&E ¦ All | Com Power Strips | 0.05 | 0.15 | 1 | CBSA 2014 | 0 | 2012 | 0.6 | SCE13CS002 Rev 3
COM-APPPLUG-30.33 | Com ¦ Com Standard Power Strip ¦ SDG&E ¦ All | Com ¦ Com Standard Power Strip | SDG&E ¦ All | SDG&E | All | Electric | standard power strip | Average Existing and Code | 0 | Conventional | AppPlug | Com - Restaurant | Com | RET and NEW | 0 | 1000 sqft2 of floor space | power strip | 8 | DEER:Indoor_CFL_Ltg | 0 | 0 | 0 | Workpaper | 0 | 2014 | 0 | 0 | 2014 | 0 | 0 | Workpaper SCE13CS002 Rev 3 | Com Power Strips ¦ SDG&E ¦ All | Com Power Strips | 8.5 | 0.15 | 0.94737 | CBSA 2014 | 0 | 2012 | 0.6 | SCE13CS002 Rev 3
COM-APPPLUG-30.34 | Com ¦ Com Standard Power Strip ¦ SDG&E ¦ All | Com ¦ Com Standard Power Strip | SDG&E ¦ All | SDG&E | All | Electric | standard power strip | Average Existing and Code | 0 | Conventional | AppPlug | Com - Retail | Com | RET and NEW | 0 | 1000 sqft2 of floor space | power strip | 8 | DEER:Indoor_CFL_Ltg | 0 | 0 | 0 | Workpaper | 0 | 2014 | 0 | 0 | 2014 | 0 | 0 | Workpaper SCE13CS002 Rev 3 | Com Power Strips ¦ SDG&E ¦ All | Com Power Strips | 0.43965 | 0.15 | 0.94915 | CBSA 2014 | 0 | 2012 | 0.6 | SCE13CS002 Rev 3
COM-APPPLUG-30.35 | Com ¦ Com Standard Power Strip ¦ SDG&E ¦ All | Com ¦ Com Standard Power Strip | SDG&E ¦ All | SDG&E | All | Electric | standard power strip | Average Existing and Code | 0 | Conventional | AppPlug | Com - School | Com | RET and NEW | 0 | 1000 sqft2 of floor space | power strip | 8 | DEER:Indoor_CFL_Ltg | 0 | 0 | 0 | Workpaper | 0 | 2014 | 0 | 0 | 2014 | 0 | 0 | Workpaper SCE13CS002 Rev 3 | Com Power Strips ¦ SDG&E ¦ All | Com Power Strips | 2.5576 | 0.15 | 0.985 | CBSA 2014 | 0 | 2012 | 0.6 | SCE13CS002 Rev 3
COM-APPPLUG-30.36 | Com ¦ Com Standard Power Strip ¦ SDG&E ¦ All | Com ¦ Com Standard Power Strip | SDG&E ¦ All | SDG&E | All | Electric | standard power strip | Average Existing and Code | 0 | Conventional | AppPlug | Com - Warehouse | Com | RET and NEW | 0 | 1000 sqft2 of floor space | power strip | 8 | DEER:Indoor_CFL_Ltg | 0 | 0 | 0 | Workpaper | 0 | 2014 | 0 | 0 | 2014 | 0 | 0 | Workpaper SCE13CS002 Rev 3 | Com Power Strips ¦ SDG&E ¦ All | Com Power Strips | 0.02 | 0.15 | 0.98601 | CBSA 2014 | 0 | 2012 | 0.6 | SCE13CS002 Rev 3
COM-APPPLUG-31.1 | Com ¦ Com Smart Connected Power Strip ¦ PG&E ¦ All | Com ¦ Com Smart Connected Power Strip | PG&E ¦ All | PG&E | All | Electric | advanced occupancy sensor power strip | Efficient | 0 | Conventional | AppPlug | Com - College | Com | RET and NEW | 0 | 1000 sqft2 of floor space | power strip | 8 | DEER:Indoor_CFL_Ltg | -163 | -0.01585 | 0 | Workpaper | 86.2 | 2014 | 0 | 0 | 2014 | 0 | 0 | Workpaper SCE13CS002 Rev 3 | Com Power Strips ¦ PG&E ¦ All | Com Power Strips | 0.7206 | 0.15 | 0 | CBSA 2014 | 8.6908 | 2012 | 0.6 | SCE13CS002 Rev 3
COM-APPPLUG-31.2 | Com ¦ Com Smart Connected Power Strip ¦ PG&E ¦ All | Com ¦ Com Smart Connected Power Strip | PG&E ¦ All | PG&E | All | Electric | advanced occupancy sensor power strip | Efficient | 0 | Conventional | AppPlug | Com - Grocery | Com | RET and NEW | 0 | 1000 sqft2 of floor space | power strip | 8 | DEER:Indoor_CFL_Ltg | -163 | -0.01585 | 0 | Workpaper | 86.2 | 2014 | 0 | 0 | 2014 | 0 | 0 | Workpaper SCE13CS002 Rev 3 | Com Power Strips ¦ PG&E ¦ All | Com Power Strips | 0.3 | 0.15 | 0.011364 | CBSA 2014 | 4.6845 | 2012 | 0.6 | SCE13CS002 Rev 3
COM-APPPLUG-31.3 | Com ¦ Com Smart Connected Power Strip ¦ PG&E ¦ All | Com ¦ Com Smart Connected Power Strip | PG&E ¦ All | PG&E | All | Electric | advanced occupancy sensor power strip | Efficient | 0 | Conventional | AppPlug | Com - Health | Com | RET and NEW | 0 | 1000 sqft2 of floor space | power strip | 8 | DEER:Indoor_CFL_Ltg | -163 | -0.01585 | 0 | Workpaper | 86.2 | 2014 | 0 | 0 | 2014 | 0 | 0 | Workpaper SCE13CS002 Rev 3 | Com Power Strips ¦ PG&E ¦ All | Com Power Strips | 1.0074 | 0.15 | 0.12671 | CBSA 2014 | 3.316 | 2012 | 0.6 | SCE13CS002 Rev 3
COM-APPPLUG-31.4 | Com ¦ Com Smart Connected Power Strip ¦ PG&E ¦ All | Com ¦ Com Smart Connected Power Strip | PG&E ¦ All | PG&E | All | Electric | advanced occupancy sensor power strip | Efficient | 0 | Conventional | AppPlug | Com - Lodging | Com | RET and NEW | 0 | 1000 sqft2 of floor space | power strip | 8 | DEER:Indoor_CFL_Ltg | -163 | -0.01585 | 0 | Workpaper | 86.2 | 2014 | 0 | 0 | 2014 | 0 | 0 | Workpaper SCE13CS002 Rev 3 | Com Power Strips ¦ PG&E ¦ All | Com Power Strips | 0.4628 | 0.15 | 0 | CBSA 2014 | 8.7833 | 2012 | 0.6 | SCE13CS002 Rev 3
COM-APPPLUG-31.5 | Com ¦ Com Smart Connected Power Strip ¦ PG&E ¦ All | Com ¦ Com Smart Connected Power Strip | PG&E ¦ All | PG&E | All | Electric | advanced occupancy sensor power strip | Efficient | 0 | Conventional | AppPlug | Com - Office (Large) | Com | RET and NEW | 0 | 1000 sqft2 of floor space | power strip | 8 | DEER:Indoor_CFL_Ltg | -163 | -0.01585 | 0 | Workpaper | 86.2 | 2014 | 0 | 0 | 2014 | 0 | 0 | Workpaper SCE13CS002 Rev 3 | Com Power Strips ¦ PG&E ¦ All | Com Power Strips | 0.10857 | 0.15 | 0.068936 | CBSA 2014 | 4.0038 | 2012 | 0.6 | SCE13CS002 Rev 3
COM-APPPLUG-31.6 | Com ¦ Com Smart Connected Power Strip ¦ PG&E ¦ All | Com ¦ Com Smart Connected Power Strip | PG&E ¦ All | PG&E | All | Electric | advanced occupancy sensor power strip | Efficient | 0 | Conventional | AppPlug | Com - Office (Small) | Com | RET and NEW | 0 | 1000 sqft2 of floor space | power strip | 8 | DEER:Indoor_CFL_Ltg | -163 | -0.01585 | 0 | Workpaper | 86.2 | 2014 | 0 | 0 | 2014 | 0 | 0 | Workpaper SCE13CS002 Rev 3 | Com Power Strips ¦ PG&E ¦ All | Com Power Strips | 0.3 | 0.15 | 0.030562 | CBSA 2014 | 6.6546 | 2012 | 0.6 | SCE13CS002 Rev 3
COM-APPPLUG-31.7 | Com ¦ Com Smart Connected Power Strip ¦ PG&E ¦ All | Com ¦ Com Smart Connected Power Strip | PG&E ¦ All | PG&E | All | Electric | advanced occupancy sensor power strip | Efficient | 0 | Conventional | AppPlug | Com - Other | Com | RET and NEW | 0 | 1000 sqft2 of floor space | power strip | 8 | DEER:Indoor_CFL_Ltg | -163 | -0.01585 | 0 | Workpaper | 86.2 | 2014 | 0 | 0 | 2014 | 0 | 0 | Workpaper SCE13CS002 Rev 3 | Com Power Strips ¦ PG&E ¦ All | Com Power Strips | 0.88227 | 0.15 | 0.028429 | CBSA 2014 | 9.3698 | 2012 | 0.6 | SCE13CS002 Rev 3
COM-APPPLUG-31.8 | Com ¦ Com Smart Connected Power Strip ¦ PG&E ¦ All | Com ¦ Com Smart Connected Power Strip | PG&E ¦ All | PG&E | All | Electric | advanced occupancy sensor power strip | Efficient | 0 | Conventional | AppPlug | Com - Refrig. Warehouse | Com | RET and NEW | 0 | 1000 sqft2 of floor space | power strip | 8 | DEER:Indoor_CFL_Ltg | -163 | -0.01585 | 0 | Workpaper | 86.2 | 2014 | 0 | 0 | 2014 | 0 | 0 | Workpaper SCE13CS002 Rev 3 | Com Power Strips ¦ PG&E ¦ All | Com Power Strips | 0.05 | 0.15 | 0 | CBSA 2014 | 3.4288 | 2012 | 0.6 | SCE13CS002 Rev 3
COM-APPPLUG-31.9 | Com ¦ Com Smart Connected Power Strip ¦ PG&E ¦ All | Com ¦ Com Smart Connected Power Strip | PG&E ¦ All | PG&E | All | Electric | advanced occupancy sensor power strip | Efficient | 0 | Conventional | AppPlug | Com - Restaurant | Com | RET and NEW | 0 | 1000 sqft2 of floor space | power strip | 8 | DEER:Indoor_CFL_Ltg | -163 | -0.01585 | 0 | Workpaper | 86.2 | 2014 | 0 | 0 | 2014 | 0 | 0 | Workpaper SCE13CS002 Rev 3 | Com Power Strips ¦ PG&E ¦ All | Com Power Strips | 8.5 | 0.15 | 0.027607 | CBSA 2014 | 3.4745 | 2012 | 0.6 | SCE13CS002 Rev 3
COM-APPPLUG-31.10 | Com ¦ Com Smart Connected Power Strip ¦ PG&E ¦ All | Com ¦ Com Smart Connected Power Strip | PG&E ¦ All | PG&E | All | Electric | advanced occupancy sensor power strip | Efficient | 0 | Conventional | AppPlug | Com - Retail | Com | RET and NEW | 0 | 1000 sqft2 of floor space | power strip | 8 | DEER:Indoor_CFL_Ltg | -163 | -0.01585 | 0 | Workpaper | 86.2 | 2014 | 0 | 0 | 2014 | 0 | 0 | Workpaper SCE13CS002 Rev 3 | Com Power Strips ¦ PG&E ¦ All | Com Power Strips | 0.43965 | 0.15 | 0.089481 | CBSA 2014 | 18.4687 | 2012 | 0.6 | SCE13CS002 Rev 3
COM-APPPLUG-31.11 | Com ¦ Com Smart Connected Power Strip ¦ PG&E ¦ All | Com ¦ Com Smart Connected Power Strip | PG&E ¦ All | PG&E | All | Electric | advanced occupancy sensor power strip | Efficient | 0 | Conventional | AppPlug | Com - School | Com | RET and NEW | 0 | 1000 sqft2 of floor space | power strip | 8 | DEER:Indoor_CFL_Ltg | -163 | -0.01585 | 0 | Workpaper | 86.2 | 2014 | 0 | 0 | 2014 | 0 | 0 | Workpaper SCE13CS002 Rev 3 | Com Power Strips ¦ PG&E ¦ All | Com Power Strips | 2.5576 | 0.15 | 0.087895 | CBSA 2014 | 14.045 | 2012 | 0.6 | SCE13CS002 Rev 3
COM-APPPLUG-31.12 | Com ¦ Com Smart Connected Power Strip ¦ PG&E ¦ All | Com ¦ Com Smart Connected Power Strip | PG&E ¦ All | PG&E | All | Electric | advanced occupancy sensor power strip | Efficient | 0 | Conventional | AppPlug | Com - Warehouse | Com | RET and NEW | 0 | 1000 sqft2 of floor space | power strip | 8 | DEER:Indoor_CFL_Ltg | -163 | -0.01585 | 0 | Workpaper | 86.2 | 2014 | 0 | 0 | 2014 | 0 | 0 | Workpaper SCE13CS002 Rev 3 | Com Power Strips ¦ PG&E ¦ All | Com Power Strips | 0.02 | 0.15 | 0.026415 | CBSA 2014 | 11.8829 | 2012 | 0.6 | SCE13CS002 Rev 3
COM-APPPLUG-31.13 | Com ¦ Com Smart Connected Power Strip ¦ SCE ¦ All | Com ¦ Com Smart Connected Power Strip | SCE ¦ All | SCE | All | Electric | advanced occupancy sensor power strip | Efficient | 0 | Conventional | AppPlug | Com - College | Com | RET and NEW | 0 | 1000 sqft2 of floor space | power strip | 8 | DEER:Indoor_CFL_Ltg | -163 | -0.015474 | 0 | Workpaper | 86.2 | 2014 | 0 | 0 | 2014 | 0 | 0 | Workpaper SCE13CS002 Rev 3 | Com Power Strips ¦ SCE ¦ All | Com Power Strips | 0.7206 | 0.15 | 0 | CBSA 2014 | 8.6908 | 2012 | 0.6 | SCE13CS002 Rev 3
COM-APPPLUG-31.14 | Com ¦ Com Smart Connected Power Strip ¦ SCE ¦ All | Com ¦ Com Smart Connected Power Strip | SCE ¦ All | SCE | All | Electric | advanced occupancy sensor power strip | Efficient | 0 | Conventional | AppPlug | Com - Grocery | Com | RET and NEW | 0 | 1000 sqft2 of floor space | power strip | 8 | DEER:Indoor_CFL_Ltg | -163 | -0.015474 | 0 | Workpaper | 86.2 | 2014 | 0 | 0 | 2014 | 0 | 0 | Workpaper SCE13CS002 Rev 3 | Com Power Strips ¦ SCE ¦ All | Com Power Strips | 0.3 | 0.15 | 0.068429 | CBSA 2014 | 4.6845 | 2012 | 0.6 | SCE13CS002 Rev 3
COM-APPPLUG-31.15 | Com ¦ Com Smart Connected Power Strip ¦ SCE ¦ All | Com ¦ Com Smart Connected Power Strip | SCE ¦ All | SCE | All | Electric | advanced occupancy sensor power strip | Efficient | 0 | Conventional | AppPlug | Com - Health | Com | RET and NEW | 0 | 1000 sqft2 of floor space | power strip | 8 | DEER:Indoor_CFL_Ltg | -163 | -0.015474 | 0 | Workpaper | 86.2 | 2014 | 0 | 0 | 2014 | 0 | 0 | Workpaper SCE13CS002 Rev 3 | Com Power Strips ¦ SCE ¦ All | Com Power Strips | 1.0074 | 0.15 | 0.02904 | CBSA 2014 | 3.316 | 2012 | 0.6 | SCE13CS002 Rev 3
COM-APPPLUG-31.16 | Com ¦ Com Smart Connected Power Strip ¦ SCE ¦ All | Com ¦ Com Smart Connected Power Strip | SCE ¦ All | SCE | All | Electric | advanced occupancy sensor power strip | Efficient | 0 | Conventional | AppPlug | Com - Lodging | Com | RET and NEW | 0 | 1000 sqft2 of floor space | power strip | 8 | DEER:Indoor_CFL_Ltg | -163 | -0.015474 | 0 | Workpaper | 86.2 | 2014 | 0 | 0 | 2014 | 0 | 0 | Workpaper SCE13CS002 Rev 3 | Com Power Strips ¦ SCE ¦ All | Com Power Strips | 0.4628 | 0.15 | 0 | CBSA 2014 | 8.7833 | 2012 | 0.6 | SCE13CS002 Rev 3
COM-APPPLUG-31.17 | Com ¦ Com Smart Connected Power Strip ¦ SCE ¦ All | Com ¦ Com Smart Connected Power Strip | SCE ¦ All | SCE | All | Electric | advanced occupancy sensor power strip | Efficient | 0 | Conventional | AppPlug | Com - Office (Large) | Com | RET and NEW | 0 | 1000 sqft2 of floor space | power strip | 8 | DEER:Indoor_CFL_Ltg | -163 | -0.015474 | 0 | Workpaper | 86.2 | 2014 | 0 | 0 | 2014 | 0 | 0 | Workpaper SCE13CS002 Rev 3 | Com Power Strips ¦ SCE ¦ All | Com Power Strips | 0.10857 | 0.15 | 0.21881 | CBSA 2014 | 4.0038 | 2012 | 0.6 | SCE13CS002 Rev 3
COM-APPPLUG-31.18 | Com ¦ Com Smart Connected Power Strip ¦ SCE ¦ All | Com ¦ Com Smart Connected Power Strip | SCE ¦ All | SCE | All | Electric | advanced occupancy sensor power strip | Efficient | 0 | Conventional | AppPlug | Com - Office (Small) | Com | RET and NEW | 0 | 1000 sqft2 of floor space | power strip | 8 | DEER:Indoor_CFL_Ltg | -163 | -0.015474 | 0 | Workpaper | 86.2 | 2014 | 0 | 0 | 2014 | 0 | 0 | Workpaper SCE13CS002 Rev 3 | Com Power Strips ¦ SCE ¦ All | Com Power Strips | 0.3 | 0.15 | 0.25972 | CBSA 2014 | 6.6546 | 2012 | 0.6 | SCE13CS002 Rev 3
COM-APPPLUG-31.19 | Com ¦ Com Smart Connected Power Strip ¦ SCE ¦ All | Com ¦ Com Smart Connected Power Strip | SCE ¦ All | SCE | All | Electric | advanced occupancy sensor power strip | Efficient | 0 | Conventional | AppPlug | Com - Other | Com | RET and NEW | 0 | 1000 sqft2 of floor space | power strip | 8 | DEER:Indoor_CFL_Ltg | -163 | -0.015474 | 0 | Workpaper | 86.2 | 2014 | 0 | 0 | 2014 | 0 | 0 | Workpaper SCE13CS002 Rev 3 | Com Power Strips ¦ SCE ¦ All | Com Power Strips | 0.88227 | 0.15 | 0.077922 | CBSA 2014 | 9.3698 | 2012 | 0.6 | SCE13CS002 Rev 3
COM-APPPLUG-31.20 | Com ¦ Com Smart Connected Power Strip ¦ SCE ¦ All | Com ¦ Com Smart Connected Power Strip | SCE ¦ All | SCE | All | Electric | advanced occupancy sensor power strip | Efficient | 0 | Conventional | AppPlug | Com - Refrig. Warehouse | Com | RET and NEW | 0 | 1000 sqft2 of floor space | power strip | 8 | DEER:Indoor_CFL_Ltg | -163 | -0.015474 | 0 | Workpaper | 86.2 | 2014 | 0 | 0 | 2014 | 0 | 0 | Workpaper SCE13CS002 Rev 3 | Com Power Strips ¦ SCE ¦ All | Com Power Strips | 0.05 | 0.15 | 0 | CBSA 2014 | 3.4288 | 2012 | 0.6 | SCE13CS002 Rev 3
COM-APPPLUG-31.21 | Com ¦ Com Smart Connected Power Strip ¦ SCE ¦ All | Com ¦ Com Smart Connected Power Strip | SCE ¦ All | SCE | All | Electric | advanced occupancy sensor power strip | Efficient | 0 | Conventional | AppPlug | Com - Restaurant | Com | RET and NEW | 0 | 1000 sqft2 of floor space | power strip | 8 | DEER:Indoor_CFL_Ltg | -163 | -0.015474 | 0 | Workpaper | 86.2 | 2014 | 0 | 0 | 2014 | 0 | 0 | Workpaper SCE13CS002 Rev 3 | Com Power Strips ¦ SCE ¦ All | Com Power Strips | 8.5 | 0.15 | 0.0783 | CBSA 2014 | 3.4745 | 2012 | 0.6 | SCE13CS002 Rev 3
COM-APPPLUG-31.22 | Com ¦ Com Smart Connected Power Strip ¦ SCE ¦ All | Com ¦ Com Smart Connected Power Strip | SCE ¦ All | SCE | All | Electric | advanced occupancy sensor power strip | Efficient | 0 | Conventional | AppPlug | Com - Retail | Com | RET and NEW | 0 | 1000 sqft2 of floor space | power strip | 8 | DEER:Indoor_CFL_Ltg | -163 | -0.015474 | 0 | Workpaper | 86.2 | 2014 | 0 | 0 | 2014 | 0 | 0 | Workpaper SCE13CS002 Rev 3 | Com Power Strips ¦ SCE ¦ All | Com Power Strips | 0.43965 | 0.15 | 0.079216 | CBSA 2014 | 18.4687 | 2012 | 0.6 | SCE13CS002 Rev 3
COM-APPPLUG-31.23 | Com ¦ Com Smart Connected Power Strip ¦ SCE ¦ All | Com ¦ Com Smart Connected Power Strip | SCE ¦ All | SCE | All | Electric | advanced occupancy sensor power strip | Efficient | 0 | Conventional | AppPlug | Com - School | Com | RET and NEW | 0 | 1000 sqft2 of floor space | power strip | 8 | DEER:Indoor_CFL_Ltg | -163 | -0.015474 | 0 | Workpaper | 86.2 | 2014 | 0 | 0 | 2014 | 0 | 0 | Workpaper SCE13CS002 Rev 3 | Com Power Strips ¦ SCE ¦ All | Com Power Strips | 2.5576 | 0.15 | 0.17598 | CBSA 2014 | 14.045 | 2012 | 0.6 | SCE13CS002 Rev 3
COM-APPPLUG-31.24 | Com ¦ Com Smart Connected Power Strip ¦ SCE ¦ All | Com ¦ Com Smart Connected Power Strip | SCE ¦ All | SCE | All | Electric | advanced occupancy sensor power strip | Efficient | 0 | Conventional | AppPlug | Com - Warehouse | Com | RET and NEW | 0 | 1000 sqft2 of floor space | power strip | 8 | DEER:Indoor_CFL_Ltg | -163 | -0.015474 | 0 | Workpaper | 86.2 | 2014 | 0 | 0 | 2014 | 0 | 0 | Workpaper SCE13CS002 Rev 3 | Com Power Strips ¦ SCE ¦ All | Com Power Strips | 0.02 | 0.15 | 0.20326 | CBSA 2014 | 11.8829 | 2012 | 0.6 | SCE13CS002 Rev 3
COM-APPPLUG-31.25 | Com ¦ Com Smart Connected Power Strip ¦ SDG&E ¦ All | Com ¦ Com Smart Connected Power Strip | SDG&E ¦ All | SDG&E | All | Electric | advanced occupancy sensor power strip | Efficient | 0 | Conventional | AppPlug | Com - College | Com | RET and NEW | 0 | 1000 sqft2 of floor space | power strip | 8 | DEER:Indoor_CFL_Ltg | -163 | -0.015582 | 0 | Workpaper | 86.2 | 2014 | 0 | 0 | 2014 | 0 | 0 | Workpaper SCE13CS002 Rev 3 | Com Power Strips ¦ SDG&E ¦ All | Com Power Strips | 0.7206 | 0.15 | 0 | CBSA 2014 | 8.6908 | 2012 | 0.6 | SCE13CS002 Rev 3
COM-APPPLUG-31.26 | Com ¦ Com Smart Connected Power Strip ¦ SDG&E ¦ All | Com ¦ Com Smart Connected Power Strip | SDG&E ¦ All | SDG&E | All | Electric | advanced occupancy sensor power strip | Efficient | 0 | Conventional | AppPlug | Com - Grocery | Com | RET and NEW | 0 | 1000 sqft2 of floor space | power strip | 8 | DEER:Indoor_CFL_Ltg | -163 | -0.015582 | 0 | Workpaper | 86.2 | 2014 | 0 | 0 | 2014 | 0 | 0 | Workpaper SCE13CS002 Rev 3 | Com Power Strips ¦ SDG&E ¦ All | Com Power Strips | 0.3 | 0.15 | 0.039683 | CBSA 2014 | 4.6845 | 2012 | 0.6 | SCE13CS002 Rev 3
COM-APPPLUG-31.27 | Com ¦ Com Smart Connected Power Strip ¦ SDG&E ¦ All | Com ¦ Com Smart Connected Power Strip | SDG&E ¦ All | SDG&E | All | Electric | advanced occupancy sensor power strip | Efficient | 0 | Conventional | AppPlug | Com - Health | Com | RET and NEW | 0 | 1000 sqft2 of floor space | power strip | 8 | DEER:Indoor_CFL_Ltg | -163 | -0.015582 | 0 | Workpaper | 86.2 | 2014 | 0 | 0 | 2014 | 0 | 0 | Workpaper SCE13CS002 Rev 3 | Com Power Strips ¦ SDG&E ¦ All | Com Power Strips | 1.0074 | 0.15 | 0.018072 | CBSA 2014 | 3.316 | 2012 | 0.6 | SCE13CS002 Rev 3
COM-APPPLUG-31.28 | Com ¦ Com Smart Connected Power Strip ¦ SDG&E ¦ All | Com ¦ Com Smart Connected Power Strip | SDG&E ¦ All | SDG&E | All | Electric | advanced occupancy sensor power strip | Efficient | 0 | Conventional | AppPlug | Com - Lodging | Com | RET and NEW | 0 | 1000 sqft2 of floor space | power strip | 8 | DEER:Indoor_CFL_Ltg | -163 | -0.015582 | 0 | Workpaper | 86.2 | 2014 | 0 | 0 | 2014 | 0 | 0 | Workpaper SCE13CS002 Rev 3 | Com Power Strips ¦ SDG&E ¦ All | Com Power Strips | 0.4628 | 0.15 | 0 | CBSA 2014 | 8.7833 | 2012 | 0.6 | SCE13CS002 Rev 3
COM-APPPLUG-31.29 | Com ¦ Com Smart Connected Power Strip ¦ SDG&E ¦ All | Com ¦ Com Smart Connected Power Strip | SDG&E ¦ All | SDG&E | All | Electric | advanced occupancy sensor power strip | Efficient | 0 | Conventional | AppPlug | Com - Office (Large) | Com | RET and NEW | 0 | 1000 sqft2 of floor space | power strip | 8 | DEER:Indoor_CFL_Ltg | -163 | -0.015582 | 0 | Workpaper | 86.2 | 2014 | 0 | 0 | 2014 | 0 | 0 | Workpaper SCE13CS002 Rev 3 | Com Power Strips ¦ SDG&E ¦ All | Com Power Strips | 0.10857 | 0.15 | 0.13273 | CBSA 2014 | 4.0038 | 2012 | 0.6 | SCE13CS002 Rev 3
COM-APPPLUG-31.30 | Com ¦ Com Smart Connected Power Strip ¦ SDG&E ¦ All | Com ¦ Com Smart Connected Power Strip | SDG&E ¦ All | SDG&E | All | Electric | advanced occupancy sensor power strip | Efficient | 0 | Conventional | AppPlug | Com - Office (Small) | Com | RET and NEW | 0 | 1000 sqft2 of floor space | power strip | 8 | DEER:Indoor_CFL_Ltg | -163 | -0.015582 | 0 | Workpaper | 86.2 | 2014 | 0 | 0 | 2014 | 0 | 0 | Workpaper SCE13CS002 Rev 3 | Com Power Strips ¦ SDG&E ¦ All | Com Power Strips | 0.3 | 0.15 | 0.1176 | CBSA 2014 | 6.6546 | 2012 | 0.6 | SCE13CS002 Rev 3
COM-APPPLUG-31.31 | Com ¦ Com Smart Connected Power Strip ¦ SDG&E ¦ All | Com ¦ Com Smart Connected Power Strip | SDG&E ¦ All | SDG&E | All | Electric | advanced occupancy sensor power strip | Efficient | 0 | Conventional | AppPlug | Com - Other | Com | RET and NEW | 0 | 1000 sqft2 of floor space | power strip | 8 | DEER:Indoor_CFL_Ltg | -163 | -0.015582 | 0 | Workpaper | 86.2 | 2014 | 0 | 0 | 2014 | 0 | 0 | Workpaper SCE13CS002 Rev 3 | Com Power Strips ¦ SDG&E ¦ All | Com Power Strips | 0.88227 | 0.15 | 0.030127 | CBSA 2014 | 9.3698 | 2012 | 0.6 | SCE13CS002 Rev 3
COM-APPPLUG-31.32 | Com ¦ Com Smart Connected Power Strip ¦ SDG&E ¦ All | Com ¦ Com Smart Connected Power Strip | SDG&E ¦ All | SDG&E | All | Electric | advanced occupancy sensor power strip | Efficient | 0 | Conventional | AppPlug | Com - Refrig. Warehouse | Com | RET and NEW | 0 | 1000 sqft2 of floor space | power strip | 8 | DEER:Indoor_CFL_Ltg | -163 | -0.015582 | 0 | Workpaper | 86.2 | 2014 | 0 | 0 | 2014 | 0 | 0 | Workpaper SCE13CS002 Rev 3 | Com Power Strips ¦ SDG&E ¦ All | Com Power Strips | 0.05 | 0.15 | 0 | CBSA 2014 | 3.4288 | 2012 | 0.6 | SCE13CS002 Rev 3
COM-APPPLUG-31.33 | Com ¦ Com Smart Connected Power Strip ¦ SDG&E ¦ All | Com ¦ Com Smart Connected Power Strip | SDG&E ¦ All | SDG&E | All | Electric | advanced occupancy sensor power strip | Efficient | 0 | Conventional | AppPlug | Com - Restaurant | Com | RET and NEW | 0 | 1000 sqft2 of floor space | power strip | 8 | DEER:Indoor_CFL_Ltg | -163 | -0.015582 | 0 | Workpaper | 86.2 | 2014 | 0 | 0 | 2014 | 0 | 0 | Workpaper SCE13CS002 Rev 3 | Com Power Strips ¦ SDG&E ¦ All | Com Power Strips | 8.5 | 0.15 | 0.052632 | CBSA 2014 | 3.4745 | 2012 | 0.6 | SCE13CS002 Rev 3
COM-APPPLUG-31.34 | Com ¦ Com Smart Connected Power Strip ¦ SDG&E ¦ All | Com ¦ Com Smart Connected Power Strip | SDG&E ¦ All | SDG&E | All | Electric | advanced occupancy sensor power strip | Efficient | 0 | Conventional | AppPlug | Com - Retail | Com | RET and NEW | 0 | 1000 sqft2 of floor space | power strip | 8 | DEER:Indoor_CFL_Ltg | -163 | -0.015582 | 0 | Workpaper | 86.2 | 2014 | 0 | 0 | 2014 | 0 | 0 | Workpaper SCE13CS002 Rev 3 | Com Power Strips ¦ SDG&E ¦ All | Com Power Strips | 0.43965 | 0.15 | 0.050847 | CBSA 2014 | 18.4687 | 2012 | 0.6 | SCE13CS002 Rev 3
COM-APPPLUG-31.35 | Com ¦ Com Smart Connected Power Strip ¦ SDG&E ¦ All | Com ¦ Com Smart Connected Power Strip | SDG&E ¦ All | SDG&E | All | Electric | advanced occupancy sensor power strip | Efficient | 0 | Conventional | AppPlug | Com - School | Com | RET and NEW | 0 | 1000 sqft2 of floor space | power strip | 8 | DEER:Indoor_CFL_Ltg | -163 | -0.015582 | 0 | Workpaper | 86.2 | 2014 | 0 | 0 | 2014 | 0 | 0 | Workpaper SCE13CS002 Rev 3 | Com Power Strips ¦ SDG&E ¦ All | Com Power Strips | 2.5576 | 0.15 | 0.014995 | CBSA 2014 | 14.045 | 2012 | 0.6 | SCE13CS002 Rev 3
COM-APPPLUG-31.36 | Com ¦ Com Smart Connected Power Strip ¦ SDG&E ¦ All | Com ¦ Com Smart Connected Power Strip | SDG&E ¦ All | SDG&E | All | Electric | advanced occupancy sensor power strip | Efficient | 0 | Conventional | AppPlug | Com - Warehouse | Com | RET and NEW | 0 | 1000 sqft2 of floor space | power strip | 8 | DEER:Indoor_CFL_Ltg | -163 | -0.015582 | 0 | Workpaper | 86.2 | 2014 | 0 | 0 | 2014 | 0 | 0 | Workpaper SCE13CS002 Rev 3 | Com Power Strips ¦ SDG&E ¦ All | Com Power Strips | 0.02 | 0.15 | 0.013986 | CBSA 2014 | 11.8829 | 2012 | 0.6 | SCE13CS002 Rev 3
COM-APPPLUG-50.1 | Com ¦ Standard Eff Servers ¦ PG&E ¦ All | Com ¦ Standard Eff Servers | PG&E ¦ All | PG&E | All | Electric | Standard efficiency server | Average Existing and Code | 0 | Conventional | AppPlug | Com - College | Com | RET and NEW | 0 | 1000 sqft2 of floor space | server | 4.4 | DEER:Indoor_CFL_Ltg | 1621 | 0.061682 | 0 | DOE FEMP and UMP | 0 | 2017 | 0 | 0 | 2017 | 0 | 0 | NPCC Seventh Power Plan Supporting Docs | Servers ¦ PG&E ¦ All | Servers | 0.077696 | 1 | 0.54773 | CBSA 2014 | -86.4277 | 2012 | 0.6 | None
COM-APPPLUG-50.2 | Com ¦ Standard Eff Servers ¦ PG&E ¦ All | Com ¦ Standard Eff Servers | PG&E ¦ All | PG&E | All | Electric | Standard efficiency server | Average Existing and Code | 0 | Conventional | AppPlug | Com - Grocery | Com | RET and NEW | 0 | 1000 sqft2 of floor space | server | 4.4 | DEER:Indoor_CFL_Ltg | 1621 | 0.061682 | 0 | DOE FEMP and UMP | 0 | 2017 | 0 | 0 | 2017 | 0 | 0 | NPCC Seventh Power Plan Supporting Docs | Servers ¦ PG&E ¦ All | Servers | 0.011323 | 1 | 0.54773 | CBSA 2014 | -46.5863 | 2012 | 0.6 | None
COM-APPPLUG-50.3 | Com ¦ Standard Eff Servers ¦ PG&E ¦ All | Com ¦ Standard Eff Servers | PG&E ¦ All | PG&E | All | Electric | Standard efficiency server | Average Existing and Code | 0 | Conventional | AppPlug | Com - Health | Com | RET and NEW | 0 | 1000 sqft2 of floor space | server | 4.4 | DEER:Indoor_CFL_Ltg | 1621 | 0.061682 | 0 | DOE FEMP and UMP | 0 | 2017 | 0 | 0 | 2017 | 0 | 0 | NPCC Seventh Power Plan Supporting Docs | Servers ¦ PG&E ¦ All | Servers | 0.077696 | 1 | 0.54773 | CBSA 2014 | -32.9766 | 2012 | 0.6 | None
COM-APPPLUG-50.4 | Com ¦ Standard Eff Servers ¦ PG&E ¦ All | Com ¦ Standard Eff Servers | PG&E ¦ All | PG&E | All | Electric | Standard efficiency server | Average Existing and Code | 0 | Conventional | AppPlug | Com - Lodging | Com | RET and NEW | 0 | 1000 sqft2 of floor space | server | 4.4 | DEER:Indoor_CFL_Ltg | 1621 | 0.061682 | 0 | DOE FEMP and UMP | 0 | 2017 | 0 | 0 | 2017 | 0 | 0 | NPCC Seventh Power Plan Supporting Docs | Servers ¦ PG&E ¦ All | Servers | 0.013379 | 1 | 0.54773 | CBSA 2014 | -87.3482 | 2012 | 0.6 | None
COM-APPPLUG-50.5 | Com ¦ Standard Eff Servers ¦ PG&E ¦ All | Com ¦ Standard Eff Servers | PG&E ¦ All | PG&E | All | Electric | Standard efficiency server | Average Existing and Code | 0 | Conventional | AppPlug | Com - Office (Large) | Com | RET and NEW | 0 | 1000 sqft2 of floor space | server | 4.4 | DEER:Indoor_CFL_Ltg | 1621 | 0.061682 | 0 | DOE FEMP and UMP | 0 | 2017 | 0 | 0 | 2017 | 0 | 0 | NPCC Seventh Power Plan Supporting Docs | Servers ¦ PG&E ¦ All | Servers | 0.19083 | 1 | 0.54773 | CBSA 2014 | -39.8174 | 2012 | 0.6 | None
COM-APPPLUG-50.6 | Com ¦ Standard Eff Servers ¦ PG&E ¦ All | Com ¦ Standard Eff Servers | PG&E ¦ All | PG&E | All | Electric | Standard efficiency server | Average Existing and Code | 0 | Conventional | AppPlug | Com - Office (Small) | Com | RET and NEW | 0 | 1000 sqft2 of floor space | server | 4.4 | DEER:Indoor_CFL_Ltg | 1621 | 0.061682 | 0 | DOE FEMP and UMP | 0 | 2017 | 0 | 0 | 2017 | 0 | 0 | NPCC Seventh Power Plan Supporting Docs | Servers ¦ PG&E ¦ All | Servers | 0.19083 | 1 | 0.54773 | CBSA 2014 | -66.1787 | 2012 | 0.6 | None
COM-APPPLUG-50.7 | Com ¦ Standard Eff Servers ¦ PG&E ¦ All | Com ¦ Standard Eff Servers | PG&E ¦ All | PG&E | All | Electric | Standard efficiency server | Average Existing and Code | 0 | Conventional | AppPlug | Com - Other | Com | RET and NEW | 0 | 1000 sqft2 of floor space | server | 4.4 | DEER:Indoor_CFL_Ltg | 1621 | 0.061682 | 0 | DOE FEMP and UMP | 0 | 2017 | 0 | 0 | 2017 | 0 | 0 | NPCC Seventh Power Plan Supporting Docs | Servers ¦ PG&E ¦ All | Servers | 0.025899 | 1 | 0.54773 | CBSA 2014 | -93.1802 | 2012 | 0.6 | None
COM-APPPLUG-50.8 | Com ¦ Standard Eff Servers ¦ PG&E ¦ All | Com ¦ Standard Eff Servers | PG&E ¦ All | PG&E | All | Electric | Standard efficiency server | Average Existing and Code | 0 | Conventional | AppPlug | Com - Refrig. Warehouse | Com | RET and NEW | 0 | 1000 sqft2 of floor space | server | 4.4 | DEER:Indoor_CFL_Ltg | 1621 | 0.061682 | 0 | DOE FEMP and UMP | 0 | 2017 | 0 | 0 | 2017 | 0 | 0 | NPCC Seventh Power Plan Supporting Docs | Servers ¦ PG&E ¦ All | Servers | 0.012883 | 1 | 0.54773 | CBSA 2014 | -34.0987 | 2012 | 0.6 | None
COM-APPPLUG-50.9 | Com ¦ Standard Eff Servers ¦ PG&E ¦ All | Com ¦ Standard Eff Servers | PG&E ¦ All | PG&E | All | Electric | Standard efficiency server | Average Existing and Code | 0 | Conventional | AppPlug | Com - Retail | Com | RET and NEW | 0 | 1000 sqft2 of floor space | server | 4.4 | DEER:Indoor_CFL_Ltg | 1621 | 0.061682 | 0 | DOE FEMP and UMP | 0 | 2017 | 0 | 0 | 2017 | 0 | 0 | NPCC Seventh Power Plan Supporting Docs | Servers ¦ PG&E ¦ All | Servers | 0.011895 | 1 | 0.54773 | CBSA 2014 | -183.6671 | 2012 | 0.6 | None
COM-APPPLUG-50.10 | Com ¦ Standard Eff Servers ¦ PG&E ¦ All | Com ¦ Standard Eff Servers | PG&E ¦ All | PG&E | All | Electric | Standard efficiency server | Average Existing and Code | 0 | Conventional | AppPlug | Com - School | Com | RET and NEW | 0 | 1000 sqft2 of floor space | server | 4.4 | DEER:Indoor_CFL_Ltg | 1621 | 0.061682 | 0 | DOE FEMP and UMP | 0 | 2017 | 0 | 0 | 2017 | 0 | 0 | NPCC Seventh Power Plan Supporting Docs | Servers ¦ PG&E ¦ All | Servers | 0.018329 | 1 | 0.54773 | CBSA 2014 | -139.6749 | 2012 | 0.6 | None
COM-APPPLUG-50.11 | Com ¦ Standard Eff Servers ¦ PG&E ¦ All | Com ¦ Standard Eff Servers | PG&E ¦ All | PG&E | All | Electric | Standard efficiency server | Average Existing and Code | 0 | Conventional | AppPlug | Com - Warehouse | Com | RET and NEW | 0 | 1000 sqft2 of floor space | server | 4.4 | DEER:Indoor_CFL_Ltg | 1621 | 0.061682 | 0 | DOE FEMP and UMP | 0 | 2017 | 0 | 0 | 2017 | 0 | 0 | NPCC Seventh Power Plan Supporting Docs | Servers ¦ PG&E ¦ All | Servers | 0.012883 | 1 | 0.54773 | CBSA 2014 | -118.1729 | 2012 | 0.6 | None
COM-APPPLUG-50.12 | Com ¦ Standard Eff Servers ¦ SCE ¦ All | Com ¦ Standard Eff Servers | SCE ¦ All | SCE | All | Electric | Standard efficiency server | Average Existing and Code | 0 | Conventional | AppPlug | Com - College | Com | RET and NEW | 0 | 1000 sqft2 of floor space | server | 4.4 | DEER:Indoor_CFL_Ltg | 1621 | 0.061682 | 0 | DOE FEMP and UMP | 0 | 2017 | 0 | 0 | 2017 | 0 | 0 | NPCC Seventh Power Plan Supporting Docs | Servers ¦ SCE ¦ All | Servers | 0.077696 | 1 | 0.54773 | CBSA 2014 | -86.4277 | 2012 | 0.6 | None
COM-APPPLUG-50.13 | Com ¦ Standard Eff Servers ¦ SCE ¦ All | Com ¦ Standard Eff Servers | SCE ¦ All | SCE | All | Electric | Standard efficiency server | Average Existing and Code | 0 | Conventional | AppPlug | Com - Grocery | Com | RET and NEW | 0 | 1000 sqft2 of floor space | server | 4.4 | DEER:Indoor_CFL_Ltg | 1621 | 0.061682 | 0 | DOE FEMP and UMP | 0 | 2017 | 0 | 0 | 2017 | 0 | 0 | NPCC Seventh Power Plan Supporting Docs | Servers ¦ SCE ¦ All | Servers | 0.011323 | 1 | 0.54773 | CBSA 2014 | -46.5863 | 2012 | 0.6 | None
COM-APPPLUG-50.14 | Com ¦ Standard Eff Servers ¦ SCE ¦ All | Com ¦ Standard Eff Servers | SCE ¦ All | SCE | All | Electric | Standard efficiency server | Average Existing and Code | 0 | Conventional | AppPlug | Com - Health | Com | RET and NEW | 0 | 1000 sqft2 of floor space | server | 4.4 | DEER:Indoor_CFL_Ltg | 1621 | 0.061682 | 0 | DOE FEMP and UMP | 0 | 2017 | 0 | 0 | 2017 | 0 | 0 | NPCC Seventh Power Plan Supporting Docs | Servers ¦ SCE ¦ All | Servers | 0.077696 | 1 | 0.54773 | CBSA 2014 | -32.9766 | 2012 | 0.6 | None
COM-APPPLUG-50.15 | Com ¦ Standard Eff Servers ¦ SCE ¦ All | Com ¦ Standard Eff Servers | SCE ¦ All | SCE | All | Electric | Standard efficiency server | Average Existing and Code | 0 | Conventional | AppPlug | Com - Lodging | Com | RET and NEW | 0 | 1000 sqft2 of floor space | server | 4.4 | DEER:Indoor_CFL_Ltg | 1621 | 0.061682 | 0 | DOE FEMP and UMP | 0 | 2017 | 0 | 0 | 2017 | 0 | 0 | NPCC Seventh Power Plan Supporting Docs | Servers ¦ SCE ¦ All | Servers | 0.013379 | 1 | 0.54773 | CBSA 2014 | -87.3482 | 2012 | 0.6 | None
COM-APPPLUG-50.16 | Com ¦ Standard Eff Servers ¦ SCE ¦ All | Com ¦ Standard Eff Servers | SCE ¦ All | SCE | All | Electric | Standard efficiency server | Average Existing and Code | 0 | Conventional | AppPlug | Com - Office (Large) | Com | RET and NEW | 0 | 1000 sqft2 of floor space | server | 4.4 | DEER:Indoor_CFL_Ltg | 1621 | 0.061682 | 0 | DOE FEMP and UMP | 0 | 2017 | 0 | 0 | 2017 | 0 | 0 | NPCC Seventh Power Plan Supporting Docs | Servers ¦ SCE ¦ All | Servers | 0.19083 | 1 | 0.54773 | CBSA 2014 | -39.8174 | 2012 | 0.6 | None
COM-APPPLUG-50.17 | Com ¦ Standard Eff Servers ¦ SCE ¦ All | Com ¦ Standard Eff Servers | SCE ¦ All | SCE | All | Electric | Standard efficiency server | Average Existing and Code | 0 | Conventional | AppPlug | Com - Office (Small) | Com | RET and NEW | 0 | 1000 sqft2 of floor space | server | 4.4 | DEER:Indoor_CFL_Ltg | 1621 | 0.061682 | 0 | DOE FEMP and UMP | 0 | 2017 | 0 | 0 | 2017 | 0 | 0 | NPCC Seventh Power Plan Supporting Docs | Servers ¦ SCE ¦ All | Servers | 0.19083 | 1 | 0.54773 | CBSA 2014 | -66.1787 | 2012 | 0.6 | None
COM-APPPLUG-50.18 | Com ¦ Standard Eff Servers ¦ SCE ¦ All | Com ¦ Standard Eff Servers | SCE ¦ All | SCE | All | Electric | Standard efficiency server | Average Existing and Code | 0 | Conventional | AppPlug | Com - Other | Com | RET and NEW | 0 | 1000 sqft2 of floor space | server | 4.4 | DEER:Indoor_CFL_Ltg | 1621 | 0.061682 | 0 | DOE FEMP and UMP | 0 | 2017 | 0 | 0 | 2017 | 0 | 0 | NPCC Seventh Power Plan Supporting Docs | Servers ¦ SCE ¦ All | Servers | 0.025899 | 1 | 0.54773 | CBSA 2014 | -93.1802 | 2012 | 0.6 | None
COM-APPPLUG-50.19 | Com ¦ Standard Eff Servers ¦ SCE ¦ All | Com ¦ Standard Eff Servers | SCE ¦ All | SCE | All | Electric | Standard efficiency server | Average Existing and Code | 0 | Conventional | AppPlug | Com - Refrig. Warehouse | Com | RET and NEW | 0 | 1000 sqft2 of floor space | server | 4.4 | DEER:Indoor_CFL_Ltg | 1621 | 0.061682 | 0 | DOE FEMP and UMP | 0 | 2017 | 0 | 0 | 2017 | 0 | 0 | NPCC Seventh Power Plan Supporting Docs | Servers ¦ SCE ¦ All | Servers | 0.012883 | 1 | 0.54773 | CBSA 2014 | -34.0987 | 2012 | 0.6 | None
COM-APPPLUG-50.20 | Com ¦ Standard Eff Servers ¦ SCE ¦ All | Com ¦ Standard Eff Servers | SCE ¦ All | SCE | All | Electric | Standard efficiency server | Average Existing and Code | 0 | Conventional | AppPlug | Com - Retail | Com | RET and NEW | 0 | 1000 sqft2 of floor space | server | 4.4 | DEER:Indoor_CFL_Ltg | 1621 | 0.061682 | 0 | DOE FEMP and UMP | 0 | 2017 | 0 | 0 | 2017 | 0 | 0 | NPCC Seventh Power Plan Supporting Docs | Servers ¦ SCE ¦ All | Servers | 0.011895 | 1 | 0.54773 | CBSA 2014 | -183.6671 | 2012 | 0.6 | None
COM-APPPLUG-50.21 | Com ¦ Standard Eff Servers ¦ SCE ¦ All | Com ¦ Standard Eff Servers | SCE ¦ All | SCE | All | Electric | Standard efficiency server | Average Existing and Code | 0 | Conventional | AppPlug | Com - School | Com | RET and NEW | 0 | 1000 sqft2 of floor space | server | 4.4 | DEER:Indoor_CFL_Ltg | 1621 | 0.061682 | 0 | DOE FEMP and UMP | 0 | 2017 | 0 | 0 | 2017 | 0 | 0 | NPCC Seventh Power Plan Supporting Docs | Servers ¦ SCE ¦ All | Servers | 0.018329 | 1 | 0.54773 | CBSA 2014 | -139.6749 | 2012 | 0.6 | None
COM-APPPLUG-50.22 | Com ¦ Standard Eff Servers ¦ SCE ¦ All | Com ¦ Standard Eff Servers | SCE ¦ All | SCE | All | Electric | Standard efficiency server | Average Existing and Code | 0 | Conventional | AppPlug | Com - Warehouse | Com | RET and NEW | 0 | 1000 sqft2 of floor space | server | 4.4 | DEER:Indoor_CFL_Ltg | 1621 | 0.061682 | 0 | DOE FEMP and UMP | 0 | 2017 | 0 | 0 | 2017 | 0 | 0 | NPCC Seventh Power Plan Supporting Docs | Servers ¦ SCE ¦ All | Servers | 0.012883 | 1 | 0.54773 | CBSA 2014 | -118.1729 | 2012 | 0.6 | None
COM-APPPLUG-50.23 | Com ¦ Standard Eff Servers ¦ SDG&E ¦ All | Com ¦ Standard Eff Servers | SDG&E ¦ All | SDG&E | All | Electric | Standard efficiency server | Average Existing and Code | 0 | Conventional | AppPlug | Com - College | Com | RET and NEW | 0 | 1000 sqft2 of floor space | server | 4.4 | DEER:Indoor_CFL_Ltg | 1621 | 0.061682 | 0 | DOE FEMP and UMP | 0 | 2017 | 0 | 0 | 2017 | 0 | 0 | NPCC Seventh Power Plan Supporting Docs | Servers ¦ SDG&E ¦ All | Servers | 0.077696 | 1 | 0.54773 | CBSA 2014 | -86.4277 | 2012 | 0.6 | None
COM-APPPLUG-50.24 | Com ¦ Standard Eff Servers ¦ SDG&E ¦ All | Com ¦ Standard Eff Servers | SDG&E ¦ All | SDG&E | All | Electric | Standard efficiency server | Average Existing and Code | 0 | Conventional | AppPlug | Com - Grocery | Com | RET and NEW | 0 | 1000 sqft2 of floor space | server | 4.4 | DEER:Indoor_CFL_Ltg | 1621 | 0.061682 | 0 | DOE FEMP and UMP | 0 | 2017 | 0 | 0 | 2017 | 0 | 0 | NPCC Seventh Power Plan Supporting Docs | Servers ¦ SDG&E ¦ All | Servers | 0.011323 | 1 | 0.54773 | CBSA 2014 | -46.5863 | 2012 | 0.6 | None
COM-APPPLUG-50.25 | Com ¦ Standard Eff Servers ¦ SDG&E ¦ All | Com ¦ Standard Eff Servers | SDG&E ¦ All | SDG&E | All | Electric | Standard efficiency server | Average Existing and Code | 0 | Conventional | AppPlug | Com - Health | Com | RET and NEW | 0 | 1000 sqft2 of floor space | server | 4.4 | DEER:Indoor_CFL_Ltg | 1621 | 0.061682 | 0 | DOE FEMP and UMP | 0 | 2017 | 0 | 0 | 2017 | 0 | 0 | NPCC Seventh Power Plan Supporting Docs | Servers ¦ SDG&E ¦ All | Servers | 0.077696 | 1 | 0.54773 | CBSA 2014 | -32.9766 | 2012 | 0.6 | None
COM-APPPLUG-50.26 | Com ¦ Standard Eff Servers ¦ SDG&E ¦ All | Com ¦ Standard Eff Servers | SDG&E ¦ All | SDG&E | All | Electric | Standard efficiency server | Average Existing and Code | 0 | Conventional | AppPlug | Com - Lodging | Com | RET and NEW | 0 | 1000 sqft2 of floor space | server | 4.4 | DEER:Indoor_CFL_Ltg | 1621 | 0.061682 | 0 | DOE FEMP and UMP | 0 | 2017 | 0 | 0 | 2017 | 0 | 0 | NPCC Seventh Power Plan Supporting Docs | Servers ¦ SDG&E ¦ All | Servers | 0.013379 | 1 | 0.54773 | CBSA 2014 | -87.3482 | 2012 | 0.6 | None
COM-APPPLUG-50.27 | Com ¦ Standard Eff Servers ¦ SDG&E ¦ All | Com ¦ Standard Eff Servers | SDG&E ¦ All | SDG&E | All | Electric | Standard efficiency server | Average Existing and Code | 0 | Conventional | AppPlug | Com - Office (Large) | Com | RET and NEW | 0 | 1000 sqft2 of floor space | server | 4.4 | DEER:Indoor_CFL_Ltg | 1621 | 0.061682 | 0 | DOE FEMP and UMP | 0 | 2017 | 0 | 0 | 2017 | 0 | 0 | NPCC Seventh Power Plan Supporting Docs | Servers ¦ SDG&E ¦ All | Servers | 0.19083 | 1 | 0.54773 | CBSA 2014 | -39.8174 | 2012 | 0.6 | None
COM-APPPLUG-50.28 | Com ¦ Standard Eff Servers ¦ SDG&E ¦ All | Com ¦ Standard Eff Servers | SDG&E ¦ All | SDG&E | All | Electric | Standard efficiency server | Average Existing and Code | 0 | Conventional | AppPlug | Com - Office (Small) | Com | RET and NEW | 0 | 1000 sqft2 of floor space | server | 4.4 | DEER:Indoor_CFL_Ltg | 1621 | 0.061682 | 0 | DOE FEMP and UMP | 0 | 2017 | 0 | 0 | 2017 | 0 | 0 | NPCC Seventh Power Plan Supporting Docs | Servers ¦ SDG&E ¦ All | Servers | 0.19083 | 1 | 0.54773 | CBSA 2014 | -66.1787 | 2012 | 0.6 | None
COM-APPPLUG-50.29 | Com ¦ Standard Eff Servers ¦ SDG&E ¦ All | Com ¦ Standard Eff Servers | SDG&E ¦ All | SDG&E | All | Electric | Standard efficiency server | Average Existing and Code | 0 | Conventional | AppPlug | Com - Other | Com | RET and NEW | 0 | 1000 sqft2 of floor space | server | 4.4 | DEER:Indoor_CFL_Ltg | 1621 | 0.061682 | 0 | DOE FEMP and UMP | 0 | 2017 | 0 | 0 | 2017 | 0 | 0 | NPCC Seventh Power Plan Supporting Docs | Servers ¦ SDG&E ¦ All | Servers | 0.025899 | 1 | 0.54773 | CBSA 2014 | -93.1802 | 2012 | 0.6 | None
COM-APPPLUG-50.30 | Com ¦ Standard Eff Servers ¦ SDG&E ¦ All | Com ¦ Standard Eff Servers | SDG&E ¦ All | SDG&E | All | Electric | Standard efficiency server | Average Existing and Code | 0 | Conventional | AppPlug | Com - Refrig. Warehouse | Com | RET and NEW | 0 | 1000 sqft2 of floor space | server | 4.4 | DEER:Indoor_CFL_Ltg | 1621 | 0.061682 | 0 | DOE FEMP and UMP | 0 | 2017 | 0 | 0 | 2017 | 0 | 0 | NPCC Seventh Power Plan Supporting Docs | Servers ¦ SDG&E ¦ All | Servers | 0.012883 | 1 | 0.54773 | CBSA 2014 | -34.0987 | 2012 | 0.6 | None
COM-APPPLUG-50.31 | Com ¦ Standard Eff Servers ¦ SDG&E ¦ All | Com ¦ Standard Eff Servers | SDG&E ¦ All | SDG&E | All | Electric | Standard efficiency server | Average Existing and Code | 0 | Conventional | AppPlug | Com - Retail | Com | RET and NEW | 0 | 1000 sqft2 of floor space | server | 4.4 | DEER:Indoor_CFL_Ltg | 1621 | 0.061682 | 0 | DOE FEMP and UMP | 0 | 2017 | 0 | 0 | 2017 | 0 | 0 | NPCC Seventh Power Plan Supporting Docs | Servers ¦ SDG&E ¦ All | Servers | 0.011895 | 1 | 0.54773 | CBSA 2014 | -183.6671 | 2012 | 0.6 | None
COM-APPPLUG-50.32 | Com ¦ Standard Eff Servers ¦ SDG&E ¦ All | Com ¦ Standard Eff Servers | SDG&E ¦ All | SDG&E | All | Electric | Standard efficiency server | Average Existing and Code | 0 | Conventional | AppPlug | Com - School | Com | RET and NEW | 0 | 1000 sqft2 of floor space | server | 4.4 | DEER:Indoor_CFL_Ltg | 1621 | 0.061682 | 0 | DOE FEMP and UMP | 0 | 2017 | 0 | 0 | 2017 | 0 | 0 | NPCC Seventh Power Plan Supporting Docs | Servers ¦ SDG&E ¦ All | Servers | 0.018329 | 1 | 0.54773 | CBSA 2014 | -139.6749 | 2012 | 0.6 | None
COM-APPPLUG-50.33 | Com ¦ Standard Eff Servers ¦ SDG&E ¦ All | Com ¦ Standard Eff Servers | SDG&E ¦ All | SDG&E | All | Electric | Standard efficiency server | Average Existing and Code | 0 | Conventional | AppPlug | Com - Warehouse | Com | RET and NEW | 0 | 1000 sqft2 of floor space | server | 4.4 | DEER:Indoor_CFL_Ltg | 1621 | 0.061682 | 0 | DOE FEMP and UMP | 0 | 2017 | 0 | 0 | 2017 | 0 | 0 | NPCC Seventh Power Plan Supporting Docs | Servers ¦ SDG&E ¦ All | Servers | 0.012883 | 1 | 0.54773 | CBSA 2014 | -118.1729 | 2012 | 0.6 | None
COM-APPPLUG-51.1 | Com ¦ Server Virtualization ¦ PG&E ¦ All | Com ¦ Server Virtualization | PG&E ¦ All | PG&E | All | Electric | Implementation of server virtualization | Efficient | 0 | Emerging | AppPlug | Com - College | Com | RET and NEW | 0 | 1000 sqft2 of floor space | server | 4.4 | DEER:Indoor_CFL_Ltg | 1150.91 | 0.043794 | 0 | Emerson Network Power Document | 38.8294 | 2017 | 0 | 0 | 2017 | 0 | 0 | NPCC Seventh Power Plan Supporting Docs | Servers ¦ PG&E ¦ All | Servers | 0.077696 | 0.1 | 0 | CBSA 2014 | -61.3637 | 2012 | 0.6 | None
COM-APPPLUG-51.2 | Com ¦ Server Virtualization ¦ PG&E ¦ All | Com ¦ Server Virtualization | PG&E ¦ All | PG&E | All | Electric | Implementation of server virtualization | Efficient | 0 | Emerging | AppPlug | Com - Grocery | Com | RET and NEW | 0 | 1000 sqft2 of floor space | server | 4.4 | DEER:Indoor_CFL_Ltg | 1150.91 | 0.043794 | 0 | Emerson Network Power Document | 38.8294 | 2017 | 0 | 0 | 2017 | 0 | 0 | NPCC Seventh Power Plan Supporting Docs | Servers ¦ PG&E ¦ All | Servers | 0.011323 | 0.1 | 0 | CBSA 2014 | -33.0763 | 2012 | 0.6 | None
COM-APPPLUG-51.3 | Com ¦ Server Virtualization ¦ PG&E ¦ All | Com ¦ Server Virtualization | PG&E ¦ All | PG&E | All | Electric | Implementation of server virtualization | Efficient | 0 | Emerging | AppPlug | Com - Health | Com | RET and NEW | 0 | 1000 sqft2 of floor space | server | 4.4 | DEER:Indoor_CFL_Ltg | 1150.91 | 0.043794 | 0 | Emerson Network Power Document | 38.8294 | 2017 | 0 | 0 | 2017 | 0 | 0 | NPCC Seventh Power Plan Supporting Docs | Servers ¦ PG&E ¦ All | Servers | 0.077696 | 0.1 | 0 | CBSA 2014 | -23.4134 | 2012 | 0.6 | None
COM-APPPLUG-51.4 | Com ¦ Server Virtualization ¦ PG&E ¦ All | Com ¦ Server Virtualization | PG&E ¦ All | PG&E | All | Electric | Implementation of server virtualization | Efficient | 0 | Emerging | AppPlug | Com - Lodging | Com | RET and NEW | 0 | 1000 sqft2 of floor space | server | 4.4 | DEER:Indoor_CFL_Ltg | 1150.91 | 0.043794 | 0 | Emerson Network Power Document | 38.8294 | 2017 | 0 | 0 | 2017 | 0 | 0 | NPCC Seventh Power Plan Supporting Docs | Servers ¦ PG&E ¦ All | Servers | 0.013379 | 0.1 | 0 | CBSA 2014 | -62.0172 | 2012 | 0.6 | None
COM-APPPLUG-51.5 | Com ¦ Server Virtualization ¦ PG&E ¦ All | Com ¦ Server Virtualization | PG&E ¦ All | PG&E | All | Electric | Implementation of server virtualization | Efficient | 0 | Emerging | AppPlug | Com - Office (Large) | Com | RET and NEW | 0 | 1000 sqft2 of floor space | server | 4.4 | DEER:Indoor_CFL_Ltg | 1150.91 | 0.043794 | 0 | Emerson Network Power Document | 38.8294 | 2017 | 0 | 0 | 2017 | 0 | 0 | NPCC Seventh Power Plan Supporting Docs | Servers ¦ PG&E ¦ All | Servers | 0.19083 | 0.1 | 0 | CBSA 2014 | -28.2703 | 2012 | 0.6 | None
COM-APPPLUG-51.6 | Com ¦ Server Virtualization ¦ PG&E ¦ All | Com ¦ Server Virtualization | PG&E ¦ All | PG&E | All | Electric | Implementation of server virtualization | Efficient | 0 | Emerging | AppPlug | Com - Office (Small) | Com | RET and NEW | 0 | 1000 sqft2 of floor space | server | 4.4 | DEER:Indoor_CFL_Ltg | 1150.91 | 0.043794 | 0 | Emerson Network Power Document | 38.8294 | 2017 | 0 | 0 | 2017 | 0 | 0 | NPCC Seventh Power Plan Supporting Docs | Servers ¦ PG&E ¦ All | Servers | 0.19083 | 0.1 | 0 | CBSA 2014 | -46.9869 | 2012 | 0.6 | None
COM-APPPLUG-51.7 | Com ¦ Server Virtualization ¦ PG&E ¦ All | Com ¦ Server Virtualization | PG&E ¦ All | PG&E | All | Electric | Implementation of server virtualization | Efficient | 0 | Emerging | AppPlug | Com - Other | Com | RET and NEW | 0 | 1000 sqft2 of floor space | server | 4.4 | DEER:Indoor_CFL_Ltg | 1150.91 | 0.043794 | 0 | Emerson Network Power Document | 38.8294 | 2017 | 0 | 0 | 2017 | 0 | 0 | NPCC Seventh Power Plan Supporting Docs | Servers ¦ PG&E ¦ All | Servers | 0.025899 | 0.1 | 0 | CBSA 2014 | -66.1579 | 2012 | 0.6 | None
COM-APPPLUG-51.8 | Com ¦ Server Virtualization ¦ PG&E ¦ All | Com ¦ Server Virtualization | PG&E ¦ All | PG&E | All | Electric | Implementation of server virtualization | Efficient | 0 | Emerging | AppPlug | Com - Refrig. Warehouse | Com | RET and NEW | 0 | 1000 sqft2 of floor space | server | 4.4 | DEER:Indoor_CFL_Ltg | 1150.91 | 0.043794 | 0 | Emerson Network Power Document | 38.8294 | 2017 | 0 | 0 | 2017 | 0 | 0 | NPCC Seventh Power Plan Supporting Docs | Servers ¦ PG&E ¦ All | Servers | 0.012883 | 0.1 | 0 | CBSA 2014 | -24.2101 | 2012 | 0.6 | None
COM-APPPLUG-51.9 | Com ¦ Server Virtualization ¦ PG&E ¦ All | Com ¦ Server Virtualization | PG&E ¦ All | PG&E | All | Electric | Implementation of server virtualization | Efficient | 0 | Emerging | AppPlug | Com - Retail | Com | RET and NEW | 0 | 1000 sqft2 of floor space | server | 4.4 | DEER:Indoor_CFL_Ltg | 1150.91 | 0.043794 | 0 | Emerson Network Power Document | 38.8294 | 2017 | 0 | 0 | 2017 | 0 | 0 | NPCC Seventh Power Plan Supporting Docs | Servers ¦ PG&E ¦ All | Servers | 0.011895 | 0.1 | 0 | CBSA 2014 | -130.4036 | 2012 | 0.6 | None
COM-APPPLUG-51.10 | Com ¦ Server Virtualization ¦ PG&E ¦ All | Com ¦ Server Virtualization | PG&E ¦ All | PG&E | All | Electric | Implementation of server virtualization | Efficient | 0 | Emerging | AppPlug | Com - School | Com | RET and NEW | 0 | 1000 sqft2 of floor space | server | 4.4 | DEER:Indoor_CFL_Ltg | 1150.91 | 0.043794 | 0 | Emerson Network Power Document | 38.8294 | 2017 | 0 | 0 | 2017 | 0 | 0 | NPCC Seventh Power Plan Supporting Docs | Servers ¦ PG&E ¦ All | Servers | 0.018329 | 0.1 | 0 | CBSA 2014 | -99.1692 | 2012 | 0.6 | None
COM-APPPLUG-51.11 | Com ¦ Server Virtualization ¦ PG&E ¦ All | Com ¦ Server Virtualization | PG&E ¦ All | PG&E | All | Electric | Implementation of server virtualization | Efficient | 0 | Emerging | AppPlug | Com - Warehouse | Com | RET and NEW | 0 | 1000 sqft2 of floor space | server | 4.4 | DEER:Indoor_CFL_Ltg | 1150.91 | 0.043794 | 0 | Emerson Network Power Document | 38.8294 | 2017 | 0 | 0 | 2017 | 0 | 0 | NPCC Seventh Power Plan Supporting Docs | Servers ¦ PG&E ¦ All | Servers | 0.012883 | 0.1 | 0 | CBSA 2014 | -83.9028 | 2012 | 0.6 | None
COM-APPPLUG-51.12 | Com ¦ Server Virtualization ¦ SCE ¦ All | Com ¦ Server Virtualization | SCE ¦ All | SCE | All | Electric | Implementation of server virtualization | Efficient | 0 | Emerging | AppPlug | Com - College | Com | RET and NEW | 0 | 1000 sqft2 of floor space | server | 4.4 | DEER:Indoor_CFL_Ltg | 1150.91 | 0.043794 | 0 | Emerson Network Power Document | 38.8294 | 2017 | 0 | 0 | 2017 | 0 | 0 | NPCC Seventh Power Plan Supporting Docs | Servers ¦ SCE ¦ All | Servers | 0.077696 | 0.1 | 0 | CBSA 2014 | -61.3637 | 2012 | 0.6 | None
COM-APPPLUG-51.13 | Com ¦ Server Virtualization ¦ SCE ¦ All | Com ¦ Server Virtualization | SCE ¦ All | SCE | All | Electric | Implementation of server virtualization | Efficient | 0 | Emerging | AppPlug | Com - Grocery | Com | RET and NEW | 0 | 1000 sqft2 of floor space | server | 4.4 | DEER:Indoor_CFL_Ltg | 1150.91 | 0.043794 | 0 | Emerson Network Power Document | 38.8294 | 2017 | 0 | 0 | 2017 | 0 | 0 | NPCC Seventh Power Plan Supporting Docs | Servers ¦ SCE ¦ All | Servers | 0.011323 | 0.1 | 0 | CBSA 2014 | -33.0763 | 2012 | 0.6 | None
COM-APPPLUG-51.14 | Com ¦ Server Virtualization ¦ SCE ¦ All | Com ¦ Server Virtualization | SCE ¦ All | SCE | All | Electric | Implementation of server virtualization | Efficient | 0 | Emerging | AppPlug | Com - Health | Com | RET and NEW | 0 | 1000 sqft2 of floor space | server | 4.4 | DEER:Indoor_CFL_Ltg | 1150.91 | 0.043794 | 0 | Emerson Network Power Document | 38.8294 | 2017 | 0 | 0 | 2017 | 0 | 0 | NPCC Seventh Power Plan Supporting Docs | Servers ¦ SCE ¦ All | Servers | 0.077696 | 0.1 | 0 | CBSA 2014 | -23.4134 | 2012 | 0.6 | None
COM-APPPLUG-51.15 | Com ¦ Server Virtualization ¦ SCE ¦ All | Com ¦ Server Virtualization | SCE ¦ All | SCE | All | Electric | Implementation of server virtualization | Efficient | 0 | Emerging | AppPlug | Com - Lodging | Com | RET and NEW | 0 | 1000 sqft2 of floor space | server | 4.4 | DEER:Indoor_CFL_Ltg | 1150.91 | 0.043794 | 0 | Emerson Network Power Document | 38.8294 | 2017 | 0 | 0 | 2017 | 0 | 0 | NPCC Seventh Power Plan Supporting Docs | Servers ¦ SCE ¦ All | Servers | 0.013379 | 0.1 | 0 | CBSA 2014 | -62.0172 | 2012 | 0.6 | None
COM-APPPLUG-51.16 | Com ¦ Server Virtualization ¦ SCE ¦ All | Com ¦ Server Virtualization | SCE ¦ All | SCE | All | Electric | Implementation of server virtualization | Efficient | 0 | Emerging | AppPlug | Com - Office (Large) | Com | RET and NEW | 0 | 1000 sqft2 of floor space | server | 4.4 | DEER:Indoor_CFL_Ltg | 1150.91 | 0.043794 | 0 | Emerson Network Power Document | 38.8294 | 2017 | 0 | 0 | 2017 | 0 | 0 | NPCC Seventh Power Plan Supporting Docs | Servers ¦ SCE ¦ All | Servers | 0.19083 | 0.1 | 0 | CBSA 2014 | -28.2703 | 2012 | 0.6 | None
COM-APPPLUG-51.17 | Com ¦ Server Virtualization ¦ SCE ¦ All | Com ¦ Server Virtualization | SCE ¦ All | SCE | All | Electric | Implementation of server virtualization | Efficient | 0 | Emerging | AppPlug | Com - Office (Small) | Com | RET and NEW | 0 | 1000 sqft2 of floor space | server | 4.4 | DEER:Indoor_CFL_Ltg | 1150.91 | 0.043794 | 0 | Emerson Network Power Document | 38.8294 | 2017 | 0 | 0 | 2017 | 0 | 0 | NPCC Seventh Power Plan Supporting Docs | Servers ¦ SCE ¦ All | Servers | 0.19083 | 0.1 | 0 | CBSA 2014 | -46.9869 | 2012 | 0.6 | None
COM-APPPLUG-51.18 | Com ¦ Server Virtualization ¦ SCE ¦ All | Com ¦ Server Virtualization | SCE ¦ All | SCE | All | Electric | Implementation of server virtualization | Efficient | 0 | Emerging | AppPlug | Com - Other | Com | RET and NEW | 0 | 1000 sqft2 of floor space | server | 4.4 | DEER:Indoor_CFL_Ltg | 1150.91 | 0.043794 | 0 | Emerson Network Power Document | 38.8294 | 2017 | 0 | 0 | 2017 | 0 | 0 | NPCC Seventh Power Plan Supporting Docs | Servers ¦ SCE ¦ All | Servers | 0.025899 | 0.1 | 0 | CBSA 2014 | -66.1579 | 2012 | 0.6 | None
COM-APPPLUG-51.19 | Com ¦ Server Virtualization ¦ SCE ¦ All | Com ¦ Server Virtualization | SCE ¦ All | SCE | All | Electric | Implementation of server virtualization | Efficient | 0 | Emerging | AppPlug | Com - Refrig. Warehouse | Com | RET and NEW | 0 | 1000 sqft2 of floor space | server | 4.4 | DEER:Indoor_CFL_Ltg | 1150.91 | 0.043794 | 0 | Emerson Network Power Document | 38.8294 | 2017 | 0 | 0 | 2017 | 0 | 0 | NPCC Seventh Power Plan Supporting Docs | Servers ¦ SCE ¦ All | Servers | 0.012883 | 0.1 | 0 | CBSA 2014 | -24.2101 | 2012 | 0.6 | None
COM-APPPLUG-51.20 | Com ¦ Server Virtualization ¦ SCE ¦ All | Com ¦ Server Virtualization | SCE ¦ All | SCE | All | Electric | Implementation of server virtualization | Efficient | 0 | Emerging | AppPlug | Com - Retail | Com | RET and NEW | 0 | 1000 sqft2 of floor space | server | 4.4 | DEER:Indoor_CFL_Ltg | 1150.91 | 0.043794 | 0 | Emerson Network Power Document | 38.8294 | 2017 | 0 | 0 | 2017 | 0 | 0 | NPCC Seventh Power Plan Supporting Docs | Servers ¦ SCE ¦ All | Servers | 0.011895 | 0.1 | 0 | CBSA 2014 | -130.4036 | 2012 | 0.6 | None
COM-APPPLUG-51.21 | Com ¦ Server Virtualization ¦ SCE ¦ All | Com ¦ Server Virtualization | SCE ¦ All | SCE | All | Electric | Implementation of server virtualization | Efficient | 0 | Emerging | AppPlug | Com - School | Com | RET and NEW | 0 | 1000 sqft2 of floor space | server | 4.4 | DEER:Indoor_CFL_Ltg | 1150.91 | 0.043794 | 0 | Emerson Network Power Document | 38.8294 | 2017 | 0 | 0 | 2017 | 0 | 0 | NPCC Seventh Power Plan Supporting Docs | Servers ¦ SCE ¦ All | Servers | 0.018329 | 0.1 | 0 | CBSA 2014 | -99.1692 | 2012 | 0.6 | None
COM-APPPLUG-51.22 | Com ¦ Server Virtualization ¦ SCE ¦ All | Com ¦ Server Virtualization | SCE ¦ All | SCE | All | Electric | Implementation of server virtualization | Efficient | 0 | Emerging | AppPlug | Com - Warehouse | Com | RET and NEW | 0 | 1000 sqft2 of floor space | server | 4.4 | DEER:Indoor_CFL_Ltg | 1150.91 | 0.043794 | 0 | Emerson Network Power Document | 38.8294 | 2017 | 0 | 0 | 2017 | 0 | 0 | NPCC Seventh Power Plan Supporting Docs | Servers ¦ SCE ¦ All | Servers | 0.012883 | 0.1 | 0 | CBSA 2014 | -83.9028 | 2012 | 0.6 | None
COM-APPPLUG-51.23 | Com ¦ Server Virtualization ¦ SDG&E ¦ All | Com ¦ Server Virtualization | SDG&E ¦ All | SDG&E | All | Electric | Implementation of server virtualization | Efficient | 0 | Emerging | AppPlug | Com - College | Com | RET and NEW | 0 | 1000 sqft2 of floor space | server | 4.4 | DEER:Indoor_CFL_Ltg | 1150.91 | 0.043794 | 0 | Emerson Network Power Document | 38.8294 | 2017 | 0 | 0 | 2017 | 0 | 0 | NPCC Seventh Power Plan Supporting Docs | Servers ¦ SDG&E ¦ All | Servers | 0.077696 | 0.1 | 0 | CBSA 2014 | -61.3637 | 2012 | 0.6 | None
COM-APPPLUG-51.24 | Com ¦ Server Virtualization ¦ SDG&E ¦ All | Com ¦ Server Virtualization | SDG&E ¦ All | SDG&E | All | Electric | Implementation of server virtualization | Efficient | 0 | Emerging | AppPlug | Com - Grocery | Com | RET and NEW | 0 | 1000 sqft2 of floor space | server | 4.4 | DEER:Indoor_CFL_Ltg | 1150.91 | 0.043794 | 0 | Emerson Network Power Document | 38.8294 | 2017 | 0 | 0 | 2017 | 0 | 0 | NPCC Seventh Power Plan Supporting Docs | Servers ¦ SDG&E ¦ All | Servers | 0.011323 | 0.1 | 0 | CBSA 2014 | -33.0763 | 2012 | 0.6 | None
COM-APPPLUG-51.25 | Com ¦ Server Virtualization ¦ SDG&E ¦ All | Com ¦ Server Virtualization | SDG&E ¦ All | SDG&E | All | Electric | Implementation of server virtualization | Efficient | 0 | Emerging | AppPlug | Com - Health | Com | RET and NEW | 0 | 1000 sqft2 of floor space | server | 4.4 | DEER:Indoor_CFL_Ltg | 1150.91 | 0.043794 | 0 | Emerson Network Power Document | 38.8294 | 2017 | 0 | 0 | 2017 | 0 | 0 | NPCC Seventh Power Plan Supporting Docs | Servers ¦ SDG&E ¦ All | Servers | 0.077696 | 0.1 | 0 | CBSA 2014 | -23.4134 | 2012 | 0.6 | None
COM-APPPLUG-51.26 | Com ¦ Server Virtualization ¦ SDG&E ¦ All | Com ¦ Server Virtualization | SDG&E ¦ All | SDG&E | All | Electric | Implementation of server virtualization | Efficient | 0 | Emerging | AppPlug | Com - Lodging | Com | RET and NEW | 0 | 1000 sqft2 of floor space | server | 4.4 | DEER:Indoor_CFL_Ltg | 1150.91 | 0.043794 | 0 | Emerson Network Power Document | 38.8294 | 2017 | 0 | 0 | 2017 | 0 | 0 | NPCC Seventh Power Plan Supporting Docs | Servers ¦ SDG&E ¦ All | Servers | 0.013379 | 0.1 | 0 | CBSA 2014 | -62.0172 | 2012 | 0.6 | None
COM-APPPLUG-51.27 | Com ¦ Server Virtualization ¦ SDG&E ¦ All | Com ¦ Server Virtualization | SDG&E ¦ All | SDG&E | All | Electric | Implementation of server virtualization | Efficient | 0 | Emerging | AppPlug | Com - Office (Large) | Com | RET and NEW | 0 | 1000 sqft2 of floor space | server | 4.4 | DEER:Indoor_CFL_Ltg | 1150.91 | 0.043794 | 0 | Emerson Network Power Document | 38.8294 | 2017 | 0 | 0 | 2017 | 0 | 0 | NPCC Seventh Power Plan Supporting Docs | Servers ¦ SDG&E ¦ All | Servers | 0.19083 | 0.1 | 0 | CBSA 2014 | -28.2703 | 2012 | 0.6 | None
COM-APPPLUG-51.28 | Com ¦ Server Virtualization ¦ SDG&E ¦ All | Com ¦ Server Virtualization | SDG&E ¦ All | SDG&E | All | Electric | Implementation of server virtualization | Efficient | 0 | Emerging | AppPlug | Com - Office (Small) | Com | RET and NEW | 0 | 1000 sqft2 of floor space | server | 4.4 | DEER:Indoor_CFL_Ltg | 1150.91 | 0.043794 | 0 | Emerson Network Power Document | 38.8294 | 2017 | 0 | 0 | 2017 | 0 | 0 | NPCC Seventh Power Plan Supporting Docs | Servers ¦ SDG&E ¦ All | Servers | 0.19083 | 0.1 | 0 | CBSA 2014 | -46.9869 | 2012 | 0.6 | None
COM-APPPLUG-51.29 | Com ¦ Server Virtualization ¦ SDG&E ¦ All | Com ¦ Server Virtualization | SDG&E ¦ All | SDG&E | All | Electric | Implementation of server virtualization | Efficient | 0 | Emerging | AppPlug | Com - Other | Com | RET and NEW | 0 | 1000 sqft2 of floor space | server | 4.4 | DEER:Indoor_CFL_Ltg | 1150.91 | 0.043794 | 0 | Emerson Network Power Document | 38.8294 | 2017 | 0 | 0 | 2017 | 0 | 0 | NPCC Seventh Power Plan Supporting Docs | Servers ¦ SDG&E ¦ All | Servers | 0.025899 | 0.1 | 0 | CBSA 2014 | -66.1579 | 2012 | 0.6 | None
COM-APPPLUG-51.30 | Com ¦ Server Virtualization ¦ SDG&E ¦ All | Com ¦ Server Virtualization | SDG&E ¦ All | SDG&E | All | Electric | Implementation of server virtualization | Efficient | 0 | Emerging | AppPlug | Com - Refrig. Warehouse | Com | RET and NEW | 0 | 1000 sqft2 of floor space | server | 4.4 | DEER:Indoor_CFL_Ltg | 1150.91 | 0.043794 | 0 | Emerson Network Power Document | 38.8294 | 2017 | 0 | 0 | 2017 | 0 | 0 | NPCC Seventh Power Plan Supporting Docs | Servers ¦ SDG&E ¦ All | Servers | 0.012883 | 0.1 | 0 | CBSA 2014 | -24.2101 | 2012 | 0.6 | None
COM-APPPLUG-51.31 | Com ¦ Server Virtualization ¦ SDG&E ¦ All | Com ¦ Server Virtualization | SDG&E ¦ All | SDG&E | All | Electric | Implementation of server virtualization | Efficient | 0 | Emerging | AppPlug | Com - Retail | Com | RET and NEW | 0 | 1000 sqft2 of floor space | server | 4.4 | DEER:Indoor_CFL_Ltg | 1150.91 | 0.043794 | 0 | Emerson Network Power Document | 38.8294 | 2017 | 0 | 0 | 2017 | 0 | 0 | NPCC Seventh Power Plan Supporting Docs | Servers ¦ SDG&E ¦ All | Servers | 0.011895 | 0.1 | 0 | CBSA 2014 | -130.4036 | 2012 | 0.6 | None
COM-APPPLUG-51.32 | Com ¦ Server Virtualization ¦ SDG&E ¦ All | Com ¦ Server Virtualization | SDG&E ¦ All | SDG&E | All | Electric | Implementation of server virtualization | Efficient | 0 | Emerging | AppPlug | Com - School | Com | RET and NEW | 0 | 1000 sqft2 of floor space | server | 4.4 | DEER:Indoor_CFL_Ltg | 1150.91 | 0.043794 | 0 | Emerson Network Power Document | 38.8294 | 2017 | 0 | 0 | 2017 | 0 | 0 | NPCC Seventh Power Plan Supporting Docs | Servers ¦ SDG&E ¦ All | Servers | 0.018329 | 0.1 | 0 | CBSA 2014 | -99.1692 | 2012 | 0.6 | None
COM-APPPLUG-51.33 | Com ¦ Server Virtualization ¦ SDG&E ¦ All | Com ¦ Server Virtualization | SDG&E ¦ All | SDG&E | All | Electric | Implementation of server virtualization | Efficient | 0 | Emerging | AppPlug | Com - Warehouse | Com | RET and NEW | 0 | 1000 sqft2 of floor space | server | 4.4 | DEER:Indoor_CFL_Ltg | 1150.91 | 0.043794 | 0 | Emerson Network Power Document | 38.8294 | 2017 | 0 | 0 | 2017 | 0 | 0 | NPCC Seventh Power Plan Supporting Docs | Servers ¦ SDG&E ¦ All | Servers | 0.012883 | 0.1 | 0 | CBSA 2014 | -83.9028 | 2012 | 0.6 | None
COM-APPPLUG-52.1 | Com ¦ High Efficiency Servers ¦ PG&E ¦ All | Com ¦ High Efficiency Servers | PG&E ¦ All | PG&E | All | Electric | High-efficiency ENERGY STAR server | Efficient | 0 | Conventional | AppPlug | Com - College | Com | RET and NEW | 0 | 1000 sqft2 of floor space | server | 4.4 | DEER:Indoor_CFL_Ltg | 1174.1333 | 0.044678 | 0 | DOE FEMP and UMP | 57.6458 | 2017 | 0 | 0 | 2017 | 0 | 0 | NPCC Seventh Power Plan Supporting Docs | Servers ¦ PG&E ¦ All | Servers | 0.077696 | 1 | 0.45227 | CBSA 2014 | -62.6019 | 2012 | 0.6 | None
COM-APPPLUG-52.2 | Com ¦ High Efficiency Servers ¦ PG&E ¦ All | Com ¦ High Efficiency Servers | PG&E ¦ All | PG&E | All | Electric | High-efficiency ENERGY STAR server | Efficient | 0 | Conventional | AppPlug | Com - Grocery | Com | RET and NEW | 0 | 1000 sqft2 of floor space | server | 4.4 | DEER:Indoor_CFL_Ltg | 1174.1333 | 0.044678 | 0 | DOE FEMP and UMP | 57.6458 | 2017 | 0 | 0 | 2017 | 0 | 0 | NPCC Seventh Power Plan Supporting Docs | Servers ¦ PG&E ¦ All | Servers | 0.011323 | 1 | 0.45227 | CBSA 2014 | -33.7437 | 2012 | 0.6 | None
COM-APPPLUG-52.3 | Com ¦ High Efficiency Servers ¦ PG&E ¦ All | Com ¦ High Efficiency Servers | PG&E ¦ All | PG&E | All | Electric | High-efficiency ENERGY STAR server | Efficient | 0 | Conventional | AppPlug | Com - Health | Com | RET and NEW | 0 | 1000 sqft2 of floor space | server | 4.4 | DEER:Indoor_CFL_Ltg | 1174.1333 | 0.044678 | 0 | DOE FEMP and UMP | 57.6458 | 2017 | 0 | 0 | 2017 | 0 | 0 | NPCC Seventh Power Plan Supporting Docs | Servers ¦ PG&E ¦ All | Servers | 0.077696 | 1 | 0.45227 | CBSA 2014 | -23.8858 | 2012 | 0.6 | None
COM-APPPLUG-52.4 | Com ¦ High Efficiency Servers ¦ PG&E ¦ All | Com ¦ High Efficiency Servers | PG&E ¦ All | PG&E | All | Electric | High-efficiency ENERGY STAR server | Efficient | 0 | Conventional | AppPlug | Com - Lodging | Com | RET and NEW | 0 | 1000 sqft2 of floor space | server | 4.4 | DEER:Indoor_CFL_Ltg | 1174.1333 | 0.044678 | 0 | DOE FEMP and UMP | 57.6458 | 2017 | 0 | 0 | 2017 | 0 | 0 | NPCC Seventh Power Plan Supporting Docs | Servers ¦ PG&E ¦ All | Servers | 0.013379 | 1 | 0.45227 | CBSA 2014 | -63.2686 | 2012 | 0.6 | None
COM-APPPLUG-52.5 | Com ¦ High Efficiency Servers ¦ PG&E ¦ All | Com ¦ High Efficiency Servers | PG&E ¦ All | PG&E | All | Electric | High-efficiency ENERGY STAR server | Efficient | 0 | Conventional | AppPlug | Com - Office (Large) | Com | RET and NEW | 0 | 1000 sqft2 of floor space | server | 4.4 | DEER:Indoor_CFL_Ltg | 1174.1333 | 0.044678 | 0 | DOE FEMP and UMP | 57.6458 | 2017 | 0 | 0 | 2017 | 0 | 0 | NPCC Seventh Power Plan Supporting Docs | Servers ¦ PG&E ¦ All | Servers | 0.19083 | 1 | 0.45227 | CBSA 2014 | -28.8408 | 2012 | 0.6 | None
COM-APPPLUG-52.6 | Com ¦ High Efficiency Servers ¦ PG&E ¦ All | Com ¦ High Efficiency Servers | PG&E ¦ All | PG&E | All | Electric | High-efficiency ENERGY STAR server | Efficient | 0 | Conventional | AppPlug | Com - Office (Small) | Com | RET and NEW | 0 | 1000 sqft2 of floor space | server | 4.4 | DEER:Indoor_CFL_Ltg | 1174.1333 | 0.044678 | 0 | DOE FEMP and UMP | 57.6458 | 2017 | 0 | 0 | 2017 | 0 | 0 | NPCC Seventh Power Plan Supporting Docs | Servers ¦ PG&E ¦ All | Servers | 0.19083 | 1 | 0.45227 | CBSA 2014 | -47.935 | 2012 | 0.6 | None
COM-APPPLUG-52.7 | Com ¦ High Efficiency Servers ¦ PG&E ¦ All | Com ¦ High Efficiency Servers | PG&E ¦ All | PG&E | All | Electric | High-efficiency ENERGY STAR server | Efficient | 0 | Conventional | AppPlug | Com - Other | Com | RET and NEW | 0 | 1000 sqft2 of floor space | server | 4.4 | DEER:Indoor_CFL_Ltg | 1174.1333 | 0.044678 | 0 | DOE FEMP and UMP | 57.6458 | 2017 | 0 | 0 | 2017 | 0 | 0 | NPCC Seventh Power Plan Supporting Docs | Servers ¦ PG&E ¦ All | Servers | 0.025899 | 1 | 0.45227 | CBSA 2014 | -67.4929 | 2012 | 0.6 | None
COM-APPPLUG-52.8 | Com ¦ High Efficiency Servers ¦ PG&E ¦ All | Com ¦ High Efficiency Servers | PG&E ¦ All | PG&E | All | Electric | High-efficiency ENERGY STAR server | Efficient | 0 | Conventional | AppPlug | Com - Refrig. Warehouse | Com | RET and NEW | 0 | 1000 sqft2 of floor space | server | 4.4 | DEER:Indoor_CFL_Ltg | 1174.1333 | 0.044678 | 0 | DOE FEMP and UMP | 57.6458 | 2017 | 0 | 0 | 2017 | 0 | 0 | NPCC Seventh Power Plan Supporting Docs | Servers ¦ PG&E ¦ All | Servers | 0.012883 | 1 | 0.45227 | CBSA 2014 | -24.6986 | 2012 | 0.6 | None
COM-APPPLUG-52.9 | Com ¦ High Efficiency Servers ¦ PG&E ¦ All | Com ¦ High Efficiency Servers | PG&E ¦ All | PG&E | All | Electric | High-efficiency ENERGY STAR server | Efficient | 0 | Conventional | AppPlug | Com - Retail | Com | RET and NEW | 0 | 1000 sqft2 of floor space | server | 4.4 | DEER:Indoor_CFL_Ltg | 1174.1333 | 0.044678 | 0 | DOE FEMP and UMP | 57.6458 | 2017 | 0 | 0 | 2017 | 0 | 0 | NPCC Seventh Power Plan Supporting Docs | Servers ¦ PG&E ¦ All | Servers | 0.011895 | 1 | 0.45227 | CBSA 2014 | -133.0349 | 2012 | 0.6 | None
COM-APPPLUG-52.10 | Com ¦ High Efficiency Servers ¦ PG&E ¦ All | Com ¦ High Efficiency Servers | PG&E ¦ All | PG&E | All | Electric | High-efficiency ENERGY STAR server | Efficient | 0 | Conventional | AppPlug | Com - School | Com | RET and NEW | 0 | 1000 sqft2 of floor space | server | 4.4 | DEER:Indoor_CFL_Ltg | 1174.1333 | 0.044678 | 0 | DOE FEMP and UMP | 57.6458 | 2017 | 0 | 0 | 2017 | 0 | 0 | NPCC Seventh Power Plan Supporting Docs | Servers ¦ PG&E ¦ All | Servers | 0.018329 | 1 | 0.45227 | CBSA 2014 | -101.1702 | 2012 | 0.6 | None
COM-APPPLUG-52.11 | Com ¦ High Efficiency Servers ¦ PG&E ¦ All | Com ¦ High Efficiency Servers | PG&E ¦ All | PG&E | All | Electric | High-efficiency ENERGY STAR server | Efficient | 0 | Conventional | AppPlug | Com - Warehouse | Com | RET and NEW | 0 | 1000 sqft2 of floor space | server | 4.4 | DEER:Indoor_CFL_Ltg | 1174.1333 | 0.044678 | 0 | DOE FEMP and UMP | 57.6458 | 2017 | 0 | 0 | 2017 | 0 | 0 | NPCC Seventh Power Plan Supporting Docs | Servers ¦ PG&E ¦ All | Servers | 0.012883 | 1 | 0.45227 | CBSA 2014 | -85.5958 | 2012 | 0.6 | None
COM-APPPLUG-52.12 | Com ¦ High Efficiency Servers ¦ SCE ¦ All | Com ¦ High Efficiency Servers | SCE ¦ All | SCE | All | Electric | High-efficiency ENERGY STAR server | Efficient | 0 | Conventional | AppPlug | Com - College | Com | RET and NEW | 0 | 1000 sqft2 of floor space | server | 4.4 | DEER:Indoor_CFL_Ltg | 1174.1333 | 0.044678 | 0 | DOE FEMP and UMP | 57.6458 | 2017 | 0 | 0 | 2017 | 0 | 0 | NPCC Seventh Power Plan Supporting Docs | Servers ¦ SCE ¦ All | Servers | 0.077696 | 1 | 0.45227 | CBSA 2014 | -62.6019 | 2012 | 0.6 | None
COM-APPPLUG-52.13 | Com ¦ High Efficiency Servers ¦ SCE ¦ All | Com ¦ High Efficiency Servers | SCE ¦ All | SCE | All | Electric | High-efficiency ENERGY STAR server | Efficient | 0 | Conventional | AppPlug | Com - Grocery | Com | RET and NEW | 0 | 1000 sqft2 of floor space | server | 4.4 | DEER:Indoor_CFL_Ltg | 1174.1333 | 0.044678 | 0 | DOE FEMP and UMP | 57.6458 | 2017 | 0 | 0 | 2017 | 0 | 0 | NPCC Seventh Power Plan Supporting Docs | Servers ¦ SCE ¦ All | Servers | 0.011323 | 1 | 0.45227 | CBSA 2014 | -33.7437 | 2012 | 0.6 | None
COM-APPPLUG-52.14 | Com ¦ High Efficiency Servers ¦ SCE ¦ All | Com ¦ High Efficiency Servers | SCE ¦ All | SCE | All | Electric | High-efficiency ENERGY STAR server | Efficient | 0 | Conventional | AppPlug | Com - Health | Com | RET and NEW | 0 | 1000 sqft2 of floor space | server | 4.4 | DEER:Indoor_CFL_Ltg | 1174.1333 | 0.044678 | 0 | DOE FEMP and UMP | 57.6458 | 2017 | 0 | 0 | 2017 | 0 | 0 | NPCC Seventh Power Plan Supporting Docs | Servers ¦ SCE ¦ All | Servers | 0.077696 | 1 | 0.45227 | CBSA 2014 | -23.8858 | 2012 | 0.6 | None
COM-APPPLUG-52.15 | Com ¦ High Efficiency Servers ¦ SCE ¦ All | Com ¦ High Efficiency Servers | SCE ¦ All | SCE | All | Electric | High-efficiency ENERGY STAR server | Efficient | 0 | Conventional | AppPlug | Com - Lodging | Com | RET and NEW | 0 | 1000 sqft2 of floor space | server | 4.4 | DEER:Indoor_CFL_Ltg | 1174.1333 | 0.044678 | 0 | DOE FEMP and UMP | 57.6458 | 2017 | 0 | 0 | 2017 | 0 | 0 | NPCC Seventh Power Plan Supporting Docs | Servers ¦ SCE ¦ All | Servers | 0.013379 | 1 | 0.45227 | CBSA 2014 | -63.2686 | 2012 | 0.6 | None
COM-APPPLUG-52.16 | Com ¦ High Efficiency Servers ¦ SCE ¦ All | Com ¦ High Efficiency Servers | SCE ¦ All | SCE | All | Electric | High-efficiency ENERGY STAR server | Efficient | 0 | Conventional | AppPlug | Com - Office (Large) | Com | RET and NEW | 0 | 1000 sqft2 of floor space | server | 4.4 | DEER:Indoor_CFL_Ltg | 1174.1333 | 0.044678 | 0 | DOE FEMP and UMP | 57.6458 | 2017 | 0 | 0 | 2017 | 0 | 0 | NPCC Seventh Power Plan Supporting Docs | Servers ¦ SCE ¦ All | Servers | 0.19083 | 1 | 0.45227 | CBSA 2014 | -28.8408 | 2012 | 0.6 | None
COM-APPPLUG-52.17 | Com ¦ High Efficiency Servers ¦ SCE ¦ All | Com ¦ High Efficiency Servers | SCE ¦ All | SCE | All | Electric | High-efficiency ENERGY STAR server | Efficient | 0 | Conventional | AppPlug | Com - Office (Small) | Com | RET and NEW | 0 | 1000 sqft2 of floor space | server | 4.4 | DEER:Indoor_CFL_Ltg | 1174.1333 | 0.044678 | 0 | DOE FEMP and UMP | 57.6458 | 2017 | 0 | 0 | 2017 | 0 | 0 | NPCC Seventh Power Plan Supporting Docs | Servers ¦ SCE ¦ All | Servers | 0.19083 | 1 | 0.45227 | CBSA 2014 | -47.935 | 2012 | 0.6 | None
COM-APPPLUG-52.18 | Com ¦ High Efficiency Servers ¦ SCE ¦ All | Com ¦ High Efficiency Servers | SCE ¦ All | SCE | All | Electric | High-efficiency ENERGY STAR server | Efficient | 0 | Conventional | AppPlug | Com - Other | Com | RET and NEW | 0 | 1000 sqft2 of floor space | server | 4.4 | DEER:Indoor_CFL_Ltg | 1174.1333 | 0.044678 | 0 | DOE FEMP and UMP | 57.6458 | 2017 | 0 | 0 | 2017 | 0 | 0 | NPCC Seventh Power Plan Supporting Docs | Servers ¦ SCE ¦ All | Servers | 0.025899 | 1 | 0.45227 | CBSA 2014 | -67.4929 | 2012 | 0.6 | None
COM-APPPLUG-52.19 | Com ¦ High Efficiency Servers ¦ SCE ¦ All | Com ¦ High Efficiency Servers | SCE ¦ All | SCE | All | Electric | High-efficiency ENERGY STAR server | Efficient | 0 | Conventional | AppPlug | Com - Refrig. Warehouse | Com | RET and NEW | 0 | 1000 sqft2 of floor space | server | 4.4 | DEER:Indoor_CFL_Ltg | 1174.1333 | 0.044678 | 0 | DOE FEMP and UMP | 57.6458 | 2017 | 0 | 0 | 2017 | 0 | 0 | NPCC Seventh Power Plan Supporting Docs | Servers ¦ SCE ¦ All | Servers | 0.012883 | 1 | 0.45227 | CBSA 2014 | -24.6986 | 2012 | 0.6 | None
COM-APPPLUG-52.20 | Com ¦ High Efficiency Servers ¦ SCE ¦ All | Com ¦ High Efficiency Servers | SCE ¦ All | SCE | All | Electric | High-efficiency ENERGY STAR server | Efficient | 0 | Conventional | AppPlug | Com - Retail | Com | RET and NEW | 0 | 1000 sqft2 of floor space | server | 4.4 | DEER:Indoor_CFL_Ltg | 1174.1333 | 0.044678 | 0 | DOE FEMP and UMP | 57.6458 | 2017 | 0 | 0 | 2017 | 0 | 0 | NPCC Seventh Power Plan Supporting Docs | Servers ¦ SCE ¦ All | Servers | 0.011895 | 1 | 0.45227 | CBSA 2014 | -133.0349 | 2012 | 0.6 | None
COM-APPPLUG-52.21 | Com ¦ High Efficiency Servers ¦ SCE ¦ All | Com ¦ High Efficiency Servers | SCE ¦ All | SCE | All | Electric | High-efficiency ENERGY STAR server | Efficient | 0 | Conventional | AppPlug | Com - School | Com | RET and NEW | 0 | 1000 sqft2 of floor space | server | 4.4 | DEER:Indoor_CFL_Ltg | 1174.1333 | 0.044678 | 0 | DOE FEMP and UMP | 57.6458 | 2017 | 0 | 0 | 2017 | 0 | 0 | NPCC Seventh Power Plan Supporting Docs | Servers ¦ SCE ¦ All | Servers | 0.018329 | 1 | 0.45227 | CBSA 2014 | -101.1702 | 2012 | 0.6 | None
COM-APPPLUG-52.22 | Com ¦ High Efficiency Servers ¦ SCE ¦ All | Com ¦ High Efficiency Servers | SCE ¦ All | SCE | All | Electric | High-efficiency ENERGY STAR server | Efficient | 0 | Conventional | AppPlug | Com - Warehouse | Com | RET and NEW | 0 | 1000 sqft2 of floor space | server | 4.4 | DEER:Indoor_CFL_Ltg | 1174.1333 | 0.044678 | 0 | DOE FEMP and UMP | 57.6458 | 2017 | 0 | 0 | 2017 | 0 | 0 | NPCC Seventh Power Plan Supporting Docs | Servers ¦ SCE ¦ All | Servers | 0.012883 | 1 | 0.45227 | CBSA 2014 | -85.5958 | 2012 | 0.6 | None
COM-APPPLUG-52.23 | Com ¦ High Efficiency Servers ¦ SDG&E ¦ All | Com ¦ High Efficiency Servers | SDG&E ¦ All | SDG&E | All | Electric | High-efficiency ENERGY STAR server | Efficient | 0 | Conventional | AppPlug | Com - College | Com | RET and NEW | 0 | 1000 sqft2 of floor space | server | 4.4 | DEER:Indoor_CFL_Ltg | 1174.1333 | 0.044678 | 0 | DOE FEMP and UMP | 57.6458 | 2017 | 0 | 0 | 2017 | 0 | 0 | NPCC Seventh Power Plan Supporting Docs | Servers ¦ SDG&E ¦ All | Servers | 0.077696 | 1 | 0.45227 | CBSA 2014 | -62.6019 | 2012 | 0.6 | None
COM-APPPLUG-52.24 | Com ¦ High Efficiency Servers ¦ SDG&E ¦ All | Com ¦ High Efficiency Servers | SDG&E ¦ All | SDG&E | All | Electric | High-efficiency ENERGY STAR server | Efficient | 0 | Conventional | AppPlug | Com - Grocery | Com | RET and NEW | 0 | 1000 sqft2 of floor space | server | 4.4 | DEER:Indoor_CFL_Ltg | 1174.1333 | 0.044678 | 0 | DOE FEMP and UMP | 57.6458 | 2017 | 0 | 0 | 2017 | 0 | 0 | NPCC Seventh Power Plan Supporting Docs | Servers ¦ SDG&E ¦ All | Servers | 0.011323 | 1 | 0.45227 | CBSA 2014 | -33.7437 | 2012 | 0.6 | None
COM-APPPLUG-52.25 | Com ¦ High Efficiency Servers ¦ SDG&E ¦ All | Com ¦ High Efficiency Servers | SDG&E ¦ All | SDG&E | All | Electric | High-efficiency ENERGY STAR server | Efficient | 0 | Conventional | AppPlug | Com - Health | Com | RET and NEW | 0 | 1000 sqft2 of floor space | server | 4.4 | DEER:Indoor_CFL_Ltg | 1174.1333 | 0.044678 | 0 | DOE FEMP and UMP | 57.6458 | 2017 | 0 | 0 | 2017 | 0 | 0 | NPCC Seventh Power Plan Supporting Docs | Servers ¦ SDG&E ¦ All | Servers | 0.077696 | 1 | 0.45227 | CBSA 2014 | -23.8858 | 2012 | 0.6 | None
COM-APPPLUG-52.26 | Com ¦ High Efficiency Servers ¦ SDG&E ¦ All | Com ¦ High Efficiency Servers | SDG&E ¦ All | SDG&E | All | Electric | High-efficiency ENERGY STAR server | Efficient | 0 | Conventional | AppPlug | Com - Lodging | Com | RET and NEW | 0 | 1000 sqft2 of floor space | server | 4.4 | DEER:Indoor_CFL_Ltg | 1174.1333 | 0.044678 | 0 | DOE FEMP and UMP | 57.6458 | 2017 | 0 | 0 | 2017 | 0 | 0 | NPCC Seventh Power Plan Supporting Docs | Servers ¦ SDG&E ¦ All | Servers | 0.013379 | 1 | 0.45227 | CBSA 2014 | -63.2686 | 2012 | 0.6 | None
COM-APPPLUG-52.27 | Com ¦ High Efficiency Servers ¦ SDG&E ¦ All | Com ¦ High Efficiency Servers | SDG&E ¦ All | SDG&E | All | Electric | High-efficiency ENERGY STAR server | Efficient | 0 | Conventional | AppPlug | Com - Office (Large) | Com | RET and NEW | 0 | 1000 sqft2 of floor space | server | 4.4 | DEER:Indoor_CFL_Ltg | 1174.1333 | 0.044678 | 0 | DOE FEMP and UMP | 57.6458 | 2017 | 0 | 0 | 2017 | 0 | 0 | NPCC Seventh Power Plan Supporting Docs | Servers ¦ SDG&E ¦ All | Servers | 0.19083 | 1 | 0.45227 | CBSA 2014 | -28.8408 | 2012 | 0.6 | None
COM-APPPLUG-52.28 | Com ¦ High Efficiency Servers ¦ SDG&E ¦ All | Com ¦ High Efficiency Servers | SDG&E ¦ All | SDG&E | All | Electric | High-efficiency ENERGY STAR server | Efficient | 0 | Conventional | AppPlug | Com - Office (Small) | Com | RET and NEW | 0 | 1000 sqft2 of floor space | server | 4.4 | DEER:Indoor_CFL_Ltg | 1174.1333 | 0.044678 | 0 | DOE FEMP and UMP | 57.6458 | 2017 | 0 | 0 | 2017 | 0 | 0 | NPCC Seventh Power Plan Supporting Docs | Servers ¦ SDG&E ¦ All | Servers | 0.19083 | 1 | 0.45227 | CBSA 2014 | -47.935 | 2012 | 0.6 | None
COM-APPPLUG-52.29 | Com ¦ High Efficiency Servers ¦ SDG&E ¦ All | Com ¦ High Efficiency Servers | SDG&E ¦ All | SDG&E | All | Electric | High-efficiency ENERGY STAR server | Efficient | 0 | Conventional | AppPlug | Com - Other | Com | RET and NEW | 0 | 1000 sqft2 of floor space | server | 4.4 | DEER:Indoor_CFL_Ltg | 1174.1333 | 0.044678 | 0 | DOE FEMP and UMP | 57.6458 | 2017 | 0 | 0 | 2017 | 0 | 0 | NPCC Seventh Power Plan Supporting Docs | Servers ¦ SDG&E ¦ All | Servers | 0.025899 | 1 | 0.45227 | CBSA 2014 | -67.4929 | 2012 | 0.6 | None
COM-APPPLUG-52.30 | Com ¦ High Efficiency Servers ¦ SDG&E ¦ All | Com ¦ High Efficiency Servers | SDG&E ¦ All | SDG&E | All | Electric | High-efficiency ENERGY STAR server | Efficient | 0 | Conventional | AppPlug | Com - Refrig. Warehouse | Com | RET and NEW | 0 | 1000 sqft2 of floor space | server | 4.4 | DEER:Indoor_CFL_Ltg | 1174.1333 | 0.044678 | 0 | DOE FEMP and UMP | 57.6458 | 2017 | 0 | 0 | 2017 | 0 | 0 | NPCC Seventh Power Plan Supporting Docs | Servers ¦ SDG&E ¦ All | Servers | 0.012883 | 1 | 0.45227 | CBSA 2014 | -24.6986 | 2012 | 0.6 | None
COM-APPPLUG-52.31 | Com ¦ High Efficiency Servers ¦ SDG&E ¦ All | Com ¦ High Efficiency Servers | SDG&E ¦ All | SDG&E | All | Electric | High-efficiency ENERGY STAR server | Efficient | 0 | Conventional | AppPlug | Com - Retail | Com | RET and NEW | 0 | 1000 sqft2 of floor space | server | 4.4 | DEER:Indoor_CFL_Ltg | 1174.1333 | 0.044678 | 0 | DOE FEMP and UMP | 57.6458 | 2017 | 0 | 0 | 2017 | 0 | 0 | NPCC Seventh Power Plan Supporting Docs | Servers ¦ SDG&E ¦ All | Servers | 0.011895 | 1 | 0.45227 | CBSA 2014 | -133.0349 | 2012 | 0.6 | None
COM-APPPLUG-52.32 | Com ¦ High Efficiency Servers ¦ SDG&E ¦ All | Com ¦ High Efficiency Servers | SDG&E ¦ All | SDG&E | All | Electric | High-efficiency ENERGY STAR server | Efficient | 0 | Conventional | AppPlug | Com - School | Com | RET and NEW | 0 | 1000 sqft2 of floor space | server | 4.4 | DEER:Indoor_CFL_Ltg | 1174.1333 | 0.044678 | 0 | DOE FEMP and UMP | 57.6458 | 2017 | 0 | 0 | 2017 | 0 | 0 | NPCC Seventh Power Plan Supporting Docs | Servers ¦ SDG&E ¦ All | Servers | 0.018329 | 1 | 0.45227 | CBSA 2014 | -101.1702 | 2012 | 0.6 | None
COM-APPPLUG-52.33 | Com ¦ High Efficiency Servers ¦ SDG&E ¦ All | Com ¦ High Efficiency Servers | SDG&E ¦ All | SDG&E | All | Electric | High-efficiency ENERGY STAR server | Efficient | 0 | Conventional | AppPlug | Com - Warehouse | Com | RET and NEW | 0 | 1000 sqft2 of floor space | server | 4.4 | DEER:Indoor_CFL_Ltg | 1174.1333 | 0.044678 | 0 | DOE FEMP and UMP | 57.6458 | 2017 | 0 | 0 | 2017 | 0 | 0 | NPCC Seventh Power Plan Supporting Docs | Servers ¦ SDG&E ¦ All | Servers | 0.012883 | 1 | 0.45227 | CBSA 2014 | -85.5958 | 2012 | 0.6 | None
COM-BLDGENV-10.1 | Com ¦ Com Wall Insulation (R0) - Marine ¦ PG&E ¦ Marine | Com ¦ Com Wall Insulation (R0) - Marine | PG&E ¦ Marine | PG&E | All | Electric & Gas | None or minimal existing com wall insulation | Average Existing | 0 | Conventional | BldgEnv | Com - College | Com | RET Only | 0 | 1000 sqft2 of floor space | sq ft wall insulation | 20 | DEER:HVAC_Duct_Sealing | 0 | 0 | 0 | Workpaper PGECOBLD106 R2, 2019 PGT Study | 0 | 2014 | 0 | 0 | 2014 | 0 | 0 | Itron MCS Version 1.7 Volume I | Com Wall Insulation - Marine ¦ PG&E ¦ Marine | Com Wall Insulation - Marine | 236.9466 | 0.1 | 0.94294 | CBSA 2014 | 0 | 2012 | 0.6
COM-BLDGENV-10.2 | Com ¦ Com Wall Insulation (R0) - Marine ¦ PG&E ¦ Marine | Com ¦ Com Wall Insulation (R0) - Marine | PG&E ¦ Marine | PG&E | All | Electric & Gas | None or minimal existing com wall insulation | Average Existing | 0 | Conventional | BldgEnv | Com - Grocery | Com | RET Only | 0 | 1000 sqft2 of floor space | sq ft wall insulation | 20 | DEER:HVAC_Duct_Sealing | 0 | 0 | 0 | Workpaper PGECOBLD106 R2, 2019 PGT Study | 0 | 2014 | 0 | 0 | 2014 | 0 | 0 | Itron MCS Version 1.7 Volume I | Com Wall Insulation - Marine ¦ PG&E ¦ Marine | Com Wall Insulation - Marine | 422.8189 | 0.1 | 0.70531 | CBSA 2014 | 0 | 2012 | 0.6
COM-BLDGENV-10.3 | Com ¦ Com Wall Insulation (R0) - Marine ¦ PG&E ¦ Marine | Com ¦ Com Wall Insulation (R0) - Marine | PG&E ¦ Marine | PG&E | All | Electric & Gas | None or minimal existing com wall insulation | Average Existing | 0 | Conventional | BldgEnv | Com - Health | Com | RET Only | 0 | 1000 sqft2 of floor space | sq ft wall insulation | 20 | DEER:HVAC_Duct_Sealing | 0 | 0 | 0 | Workpaper PGECOBLD106 R2, 2019 PGT Study | 0 | 2014 | 0 | 0 | 2014 | 0 | 0 | Itron MCS Version 1.7 Volume I | Com Wall Insulation - Marine ¦ PG&E ¦ Marine | Com Wall Insulation - Marine | 359.7703 | 0.1 | 0.72568 | CBSA 2014 | 0 | 2012 | 0.6
COM-BLDGENV-10.4 | Com ¦ Com Wall Insulation (R0) - Marine ¦ PG&E ¦ Marine | Com ¦ Com Wall Insulation (R0) - Marine | PG&E ¦ Marine | PG&E | All | Electric & Gas | None or minimal existing com wall insulation | Average Existing | 0 | Conventional | BldgEnv | Com - Lodging | Com | RET Only | 0 | 1000 sqft2 of floor space | sq ft wall insulation | 20 | DEER:HVAC_Duct_Sealing | 0 | 0 | 0 | Workpaper PGECOBLD106 R2, 2019 PGT Study | 0 | 2014 | 0 | 0 | 2014 | 0 | 0 | Itron MCS Version 1.7 Volume I | Com Wall Insulation - Marine ¦ PG&E ¦ Marine | Com Wall Insulation - Marine | 268.1081 | 0.1 | 0.8508 | CBSA 2014 | 0 | 2012 | 0.6
COM-BLDGENV-10.5 | Com ¦ Com Wall Insulation (R0) - Marine ¦ PG&E ¦ Marine | Com ¦ Com Wall Insulation (R0) - Marine | PG&E ¦ Marine | PG&E | All | Electric & Gas | None or minimal existing com wall insulation | Average Existing | 0 | Conventional | BldgEnv | Com - Office (Large) | Com | RET Only | 0 | 1000 sqft2 of floor space | sq ft wall insulation | 20 | DEER:HVAC_Duct_Sealing | 0 | 0 | 0 | Workpaper PGECOBLD106 R2, 2019 PGT Study | 0 | 2014 | 0 | 0 | 2014 | 0 | 0 | Itron MCS Version 1.7 Volume I | Com Wall Insulation - Marine ¦ PG&E ¦ Marine | Com Wall Insulation - Marine | 359.7703 | 0.1 | 0.62056 | CBSA 2014 | 0 | 2012 | 0.6
COM-BLDGENV-10.6 | Com ¦ Com Wall Insulation (R0) - Marine ¦ PG&E ¦ Marine | Com ¦ Com Wall Insulation (R0) - Marine | PG&E ¦ Marine | PG&E | All | Electric & Gas | None or minimal existing com wall insulation | Average Existing | 0 | Conventional | BldgEnv | Com - Office (Small) | Com | RET Only | 0 | 1000 sqft2 of floor space | sq ft wall insulation | 20 | DEER:HVAC_Duct_Sealing | 0 | 0 | 0 | Workpaper PGECOBLD106 R2, 2019 PGT Study | 0 | 2014 | 0 | 0 | 2014 | 0 | 0 | Itron MCS Version 1.7 Volume I | Com Wall Insulation - Marine ¦ PG&E ¦ Marine | Com Wall Insulation - Marine | 359.7703 | 0.1 | 0.53472 | CBSA 2014 | 0 | 2012 | 0.6
COM-BLDGENV-10.7 | Com ¦ Com Wall Insulation (R0) - Marine ¦ PG&E ¦ Marine | Com ¦ Com Wall Insulation (R0) - Marine | PG&E ¦ Marine | PG&E | All | Electric & Gas | None or minimal existing com wall insulation | Average Existing | 0 | Conventional | BldgEnv | Com - Other | Com | RET Only | 0 | 1000 sqft2 of floor space | sq ft wall insulation | 20 | DEER:HVAC_Duct_Sealing | 0 | 0 | 0 | Workpaper PGECOBLD106 R2, 2019 PGT Study | 0 | 2014 | 0 | 0 | 2014 | 0 | 0 | Itron MCS Version 1.7 Volume I | Com Wall Insulation - Marine ¦ PG&E ¦ Marine | Com Wall Insulation - Marine | 144.1603 | 0.1 | 0.53032 | CBSA 2014 | 0 | 2012 | 0.6
COM-BLDGENV-10.8 | Com ¦ Com Wall Insulation (R0) - Marine ¦ PG&E ¦ Marine | Com ¦ Com Wall Insulation (R0) - Marine | PG&E ¦ Marine | PG&E | All | Electric & Gas | None or minimal existing com wall insulation | Average Existing | 0 | Conventional | BldgEnv | Com - Refrig. Warehouse | Com | RET Only | 0 | 1000 sqft2 of floor space | sq ft wall insulation | 20 | DEER:HVAC_Duct_Sealing | 0 | 0 | 0 | Workpaper PGECOBLD106 R2, 2019 PGT Study | 0 | 2014 | 0 | 0 | 2014 | 0 | 0 | Itron MCS Version 1.7 Volume I | Com Wall Insulation - Marine ¦ PG&E ¦ Marine | Com Wall Insulation - Marine | 381.3263 | 0.1 | 0.84961 | CBSA 2014 | 0 | 2012 | 0.6
COM-BLDGENV-10.9 | Com ¦ Com Wall Insulation (R0) - Marine ¦ PG&E ¦ Marine | Com ¦ Com Wall Insulation (R0) - Marine | PG&E ¦ Marine | PG&E | All | Electric & Gas | None or minimal existing com wall insulation | Average Existing | 0 | Conventional | BldgEnv | Com - Restaurant | Com | RET Only | 0 | 1000 sqft2 of floor space | sq ft wall insulation | 20 | DEER:HVAC_Duct_Sealing | 0 | 0 | 0 | Workpaper PGECOBLD106 R2, 2019 PGT Study | 0 | 2014 | 0 | 0 | 2014 | 0 | 0 | Itron MCS Version 1.7 Volume I | Com Wall Insulation - Marine ¦ PG&E ¦ Marine | Com Wall Insulation - Marine | 459.6781 | 0.1 | 0.67128 | CBSA 2014 | 0 | 2012 | 0.6
COM-BLDGENV-10.10 | Com ¦ Com Wall Insulation (R0) - Marine ¦ PG&E ¦ Marine | Com ¦ Com Wall Insulation (R0) - Marine | PG&E ¦ Marine | PG&E | All | Electric & Gas | None or minimal existing com wall insulation | Average Existing | 0 | Conventional | BldgEnv | Com - Retail | Com | RET Only | 0 | 1000 sqft2 of floor space | sq ft wall insulation | 20 | DEER:HVAC_Duct_Sealing | 0 | 0 | 0 | Workpaper PGECOBLD106 R2, 2019 PGT Study | 0 | 2014 | 0 | 0 | 2014 | 0 | 0 | Itron MCS Version 1.7 Volume I | Com Wall Insulation - Marine ¦ PG&E ¦ Marine | Com Wall Insulation - Marine | 326.6665 | 0.1 | 0.87647 | CBSA 2014 | 0 | 2012 | 0.6
COM-BLDGENV-10.11 | Com ¦ Com Wall Insulation (R0) - Marine ¦ PG&E ¦ Marine | Com ¦ Com Wall Insulation (R0) - Marine | PG&E ¦ Marine | PG&E | All | Electric & Gas | None or minimal existing com wall insulation | Average Existing | 0 | Conventional | BldgEnv | Com - School | Com | RET Only | 0 | 1000 sqft2 of floor space | sq ft wall insulation | 20 | DEER:HVAC_Duct_Sealing | 0 | 0 | 0 | Workpaper PGECOBLD106 R2, 2019 PGT Study | 0 | 2014 | 0 | 0 | 2014 | 0 | 0 | Itron MCS Version 1.7 Volume I | Com Wall Insulation - Marine ¦ PG&E ¦ Marine | Com Wall Insulation - Marine | 236.9466 | 0.1 | 0.63331 | CBSA 2014 | 0 | 2012 | 0.6
COM-BLDGENV-10.12 | Com ¦ Com Wall Insulation (R0) - Marine ¦ PG&E ¦ Marine | Com ¦ Com Wall Insulation (R0) - Marine | PG&E ¦ Marine | PG&E | All | Electric & Gas | None or minimal existing com wall insulation | Average Existing | 0 | Conventional | BldgEnv | Com - Warehouse | Com | RET Only | 0 | 1000 sqft2 of floor space | sq ft wall insulation | 20 | DEER:HVAC_Duct_Sealing | 0 | 0 | 0 | Workpaper PGECOBLD106 R2, 2019 PGT Study | 0 | 2014 | 0 | 0 | 2014 | 0 | 0 | Itron MCS Version 1.7 Volume I | Com Wall Insulation - Marine ¦ PG&E ¦ Marine | Com Wall Insulation - Marine | 381.3263 | 0.1 | 0.70072 | CBSA 2014 | 0 | 2012 | 0.6
COM-BLDGENV-10.13 | Com ¦ Com Wall Insulation (R0) - Hot-Dry ¦ PG&E ¦ Hot-Dry | Com ¦ Com Wall Insulation (R0) - Hot-Dry | PG&E ¦ Hot-Dry | PG&E | All | Electric & Gas | None or minimal existing com wall insulation | Average Existing | 0 | Conventional | BldgEnv | Com - College | Com | RET Only | 0 | 1000 sqft2 of floor space | sq ft wall insulation | 20 | DEER:HVAC_Duct_Sealing | 0 | 0 | 0 | Workpaper PGECOBLD106 R2, 2019 PGT Study | 0 | 2014 | 0 | 0 | 2014 | 0 | 0 | Itron MCS Version 1.7 Volume I | Com Wall Insulation - Hot-Dry ¦ PG&E ¦ Hot-Dry | Com Wall Insulation - Hot-Dry | 236.9466 | 0.1 | 0.94294 | CBSA 2014 | 0 | 2012 | 0.6
COM-BLDGENV-10.14 | Com ¦ Com Wall Insulation (R0) - Hot-Dry ¦ PG&E ¦ Hot-Dry | Com ¦ Com Wall Insulation (R0) - Hot-Dry | PG&E ¦ Hot-Dry | PG&E | All | Electric & Gas | None or minimal existing com wall insulation | Average Existing | 0 | Conventional | BldgEnv | Com - Grocery | Com | RET Only | 0 | 1000 sqft2 of floor space | sq ft wall insulation | 20 | DEER:HVAC_Duct_Sealing | 0 | 0 | 0 | Workpaper PGECOBLD106 R2, 2019 PGT Study | 0 | 2014 | 0 | 0 | 2014 | 0 | 0 | Itron MCS Version 1.7 Volume I | Com Wall Insulation - Hot-Dry ¦ PG&E ¦ Hot-Dry | Com Wall Insulation - Hot-Dry | 422.8189 | 0.1 | 0.70531 | CBSA 2014 | 0 | 2012 | 0.6
COM-BLDGENV-10.15 | Com ¦ Com Wall Insulation (R0) - Hot-Dry ¦ PG&E ¦ Hot-Dry | Com ¦ Com Wall Insulation (R0) - Hot-Dry | PG&E ¦ Hot-Dry | PG&E | All | Electric & Gas | None or minimal existing com wall insulation | Average Existing | 0 | Conventional | BldgEnv | Com - Health | Com | RET Only | 0 | 1000 sqft2 of floor space | sq ft wall insulation | 20 | DEER:HVAC_Duct_Sealing | 0 | 0 | 0 | Workpaper PGECOBLD106 R2, 2019 PGT Study | 0 | 2014 | 0 | 0 | 2014 | 0 | 0 | Itron MCS Version 1.7 Volume I | Com Wall Insulation - Hot-Dry ¦ PG&E ¦ Hot-Dry | Com Wall Insulation - Hot-Dry | 359.7703 | 0.1 | 0.72568 | CBSA 2014 | 0 | 2012 | 0.6
COM-BLDGENV-10.16 | Com ¦ Com Wall Insulation (R0) - Hot-Dry ¦ PG&E ¦ Hot-Dry | Com ¦ Com Wall Insulation (R0) - Hot-Dry | PG&E ¦ Hot-Dry | PG&E | All | Electric & Gas | None or minimal existing com wall insulation | Average Existing | 0 | Conventional | BldgEnv | Com - Lodging | Com | RET Only | 0 | 1000 sqft2 of floor space | sq ft wall insulation | 20 | DEER:HVAC_Duct_Sealing | 0 | 0 | 0 | Workpaper PGECOBLD106 R2, 2019 PGT Study | 0 | 2014 | 0 | 0 | 2014 | 0 | 0 | Itron MCS Version 1.7 Volume I | Com Wall Insulation - Hot-Dry ¦ PG&E ¦ Hot-Dry | Com Wall Insulation - Hot-Dry | 268.1081 | 0.1 | 0.8508 | CBSA 2014 | 0 | 2012 | 0.6
COM-BLDGENV-10.17 | Com ¦ Com Wall Insulation (R0) - Hot-Dry ¦ PG&E ¦ Hot-Dry | Com ¦ Com Wall Insulation (R0) - Hot-Dry | PG&E ¦ Hot-Dry | PG&E | All | Electric & Gas | None or minimal existing com wall insulation | Average Existing | 0 | Conventional | BldgEnv | Com - Office (Large) | Com | RET Only | 0 | 1000 sqft2 of floor space | sq ft wall insulation | 20 | DEER:HVAC_Duct_Sealing | 0 | 0 | 0 | Workpaper PGECOBLD106 R2, 2019 PGT Study | 0 | 2014 | 0 | 0 | 2014 | 0 | 0 | Itron MCS Version 1.7 Volume I | Com Wall Insulation - Hot-Dry ¦ PG&E ¦ Hot-Dry | Com Wall Insulation - Hot-Dry | 359.7703 | 0.1 | 0.62056 | CBSA 2014 | 0 | 2012 | 0.6
COM-BLDGENV-10.18 | Com ¦ Com Wall Insulation (R0) - Hot-Dry ¦ PG&E ¦ Hot-Dry | Com ¦ Com Wall Insulation (R0) - Hot-Dry | PG&E ¦ Hot-Dry | PG&E | All | Electric & Gas | None or minimal existing com wall insulation | Average Existing | 0 | Conventional | BldgEnv | Com - Office (Small) | Com | RET Only | 0 | 1000 sqft2 of floor space | sq ft wall insulation | 20 | DEER:HVAC_Duct_Sealing | 0 | 0 | 0 | Workpaper PGECOBLD106 R2, 2019 PGT Study | 0 | 2014 | 0 | 0 | 2014 | 0 | 0 | Itron MCS Version 1.7 Volume I | Com Wall Insulation - Hot-Dry ¦ PG&E ¦ Hot-Dry | Com Wall Insulation - Hot-Dry | 359.7703 | 0.1 | 0.53472 | CBSA 2014 | 0 | 2012 | 0.6
COM-BLDGENV-10.19 | Com ¦ Com Wall Insulation (R0) - Hot-Dry ¦ PG&E ¦ Hot-Dry | Com ¦ Com Wall Insulation (R0) - Hot-Dry | PG&E ¦ Hot-Dry | PG&E | All | Electric & Gas | None or minimal existing com wall insulation | Average Existing | 0 | Conventional | BldgEnv | Com - Other | Com | RET Only | 0 | 1000 sqft2 of floor space | sq ft wall insulation | 20 | DEER:HVAC_Duct_Sealing | 0 | 0 | 0 | Workpaper PGECOBLD106 R2, 2019 PGT Study | 0 | 2014 | 0 | 0 | 2014 | 0 | 0 | Itron MCS Version 1.7 Volume I | Com Wall Insulation - Hot-Dry ¦ PG&E ¦ Hot-Dry | Com Wall Insulation - Hot-Dry | 144.1603 | 0.1 | 0.53032 | CBSA 2014 | 0 | 2012 | 0.6
COM-BLDGENV-10.20 | Com ¦ Com Wall Insulation (R0) - Hot-Dry ¦ PG&E ¦ Hot-Dry | Com ¦ Com Wall Insulation (R0) - Hot-Dry | PG&E ¦ Hot-Dry | PG&E | All | Electric & Gas | None or minimal existing com wall insulation | Average Existing | 0 | Conventional | BldgEnv | Com - Refrig. Warehouse | Com | RET Only | 0 | 1000 sqft2 of floor space | sq ft wall insulation | 20 | DEER:HVAC_Duct_Sealing | 0 | 0 | 0 | Workpaper PGECOBLD106 R2, 2019 PGT Study | 0 | 2014 | 0 | 0 | 2014 | 0 | 0 | Itron MCS Version 1.7 Volume I | Com Wall Insulation - Hot-Dry ¦ PG&E ¦ Hot-Dry | Com Wall Insulation - Hot-Dry | 381.3263 | 0.1 | 0.84961 | CBSA 2014 | 0 | 2012 | 0.6
COM-BLDGENV-10.21 | Com ¦ Com Wall Insulation (R0) - Hot-Dry ¦ PG&E ¦ Hot-Dry | Com ¦ Com Wall Insulation (R0) - Hot-Dry | PG&E ¦ Hot-Dry | PG&E | All | Electric & Gas | None or minimal existing com wall insulation | Average Existing | 0 | Conventional | BldgEnv | Com - Restaurant | Com | RET Only | 0 | 1000 sqft2 of floor space | sq ft wall insulation | 20 | DEER:HVAC_Duct_Sealing | 0 | 0 | 0 | Workpaper PGECOBLD106 R2, 2019 PGT Study | 0 | 2014 | 0 | 0 | 2014 | 0 | 0 | Itron MCS Version 1.7 Volume I | Com Wall Insulation - Hot-Dry ¦ PG&E ¦ Hot-Dry | Com Wall Insulation - Hot-Dry | 459.6781 | 0.1 | 0.67128 | CBSA 2014 | 0 | 2012 | 0.6
COM-BLDGENV-10.22 | Com ¦ Com Wall Insulation (R0) - Hot-Dry ¦ PG&E ¦ Hot-Dry | Com ¦ Com Wall Insulation (R0) - Hot-Dry | PG&E ¦ Hot-Dry | PG&E | All | Electric & Gas | None or minimal existing com wall insulation | Average Existing | 0 | Conventional | BldgEnv | Com - Retail | Com | RET Only | 0 | 1000 sqft2 of floor space | sq ft wall insulation | 20 | DEER:HVAC_Duct_Sealing | 0 | 0 | 0 | Workpaper PGECOBLD106 R2, 2019 PGT Study | 0 | 2014 | 0 | 0 | 2014 | 0 | 0 | Itron MCS Version 1.7 Volume I | Com Wall Insulation - Hot-Dry ¦ PG&E ¦ Hot-Dry | Com Wall Insulation - Hot-Dry | 326.6665 | 0.1 | 0.87647 | CBSA 2014 | 0 | 2012 | 0.6
COM-BLDGENV-10.23 | Com ¦ Com Wall Insulation (R0) - Hot-Dry ¦ PG&E ¦ Hot-Dry | Com ¦ Com Wall Insulation (R0) - Hot-Dry | PG&E ¦ Hot-Dry | PG&E | All | Electric & Gas | None or minimal existing com wall insulation | Average Existing | 0 | Conventional | BldgEnv | Com - School | Com | RET Only | 0 | 1000 sqft2 of floor space | sq ft wall insulation | 20 | DEER:HVAC_Duct_Sealing | 0 | 0 | 0 | Workpaper PGECOBLD106 R2, 2019 PGT Study | 0 | 2014 | 0 | 0 | 2014 | 0 | 0 | Itron MCS Version 1.7 Volume I | Com Wall Insulation - Hot-Dry ¦ PG&E ¦ Hot-Dry | Com Wall Insulation - Hot-Dry | 236.9466 | 0.1 | 0.63331 | CBSA 2014 | 0 | 2012 | 0.6
COM-BLDGENV-10.24 | Com ¦ Com Wall Insulation (R0) - Hot-Dry ¦ PG&E ¦ Hot-Dry | Com ¦ Com Wall Insulation (R0) - Hot-Dry | PG&E ¦ Hot-Dry | PG&E | All | Electric & Gas | None or minimal existing com wall insulation | Average Existing | 0 | Conventional | BldgEnv | Com - Warehouse | Com | RET Only | 0 | 1000 sqft2 of floor space | sq ft wall insulation | 20 | DEER:HVAC_Duct_Sealing | 0 | 0 | 0 | Workpaper PGECOBLD106 R2, 2019 PGT Study | 0 | 2014 | 0 | 0 | 2014 | 0 | 0 | Itron MCS Version 1.7 Volume I | Com Wall Insulation - Hot-Dry ¦ PG&E ¦ Hot-Dry | Com Wall Insulation - Hot-Dry | 381.3263 | 0.1 | 0.70072 | CBSA 2014 | 0 | 2012 | 0.6
COM-BLDGENV-10.25 | Com ¦ Com Wall Insulation (R0) - Cold ¦ PG&E ¦ Cold | Com ¦ Com Wall Insulation (R0) - Cold | PG&E ¦ Cold | PG&E | All | Electric & Gas | None or minimal existing com wall insulation | Average Existing | 0 | Conventional | BldgEnv | Com - College | Com | RET Only | 0 | 1000 sqft2 of floor space | sq ft wall insulation | 20 | DEER:HVAC_Duct_Sealing | 0 | 0 | 0 | Workpaper PGECOBLD106 R2, 2019 PGT Study | 0 | 2014 | 0 | 0 | 2014 | 0 | 0 | Itron MCS Version 1.7 Volume I | Com Wall Insulation - Cold ¦ PG&E ¦ Cold | Com Wall Insulation - Cold | 236.9466 | 0.1 | 0.94294 | CBSA 2014 | 0 | 2012 | 0.6
COM-BLDGENV-10.26 | Com ¦ Com Wall Insulation (R0) - Cold ¦ PG&E ¦ Cold | Com ¦ Com Wall Insulation (R0) - Cold | PG&E ¦ Cold | PG&E | All | Electric & Gas | None or minimal existing com wall insulation | Average Existing | 0 | Conventional | BldgEnv | Com - Grocery | Com | RET Only | 0 | 1000 sqft2 of floor space | sq ft wall insulation | 20 | DEER:HVAC_Duct_Sealing | 0 | 0 | 0 | Workpaper PGECOBLD106 R2, 2019 PGT Study | 0 | 2014 | 0 | 0 | 2014 | 0 | 0 | Itron MCS Version 1.7 Volume I | Com Wall Insulation - Cold ¦ PG&E ¦ Cold | Com Wall Insulation - Cold | 422.8189 | 0.1 | 0.70531 | CBSA 2014 | 0 | 2012 | 0.6
COM-BLDGENV-10.27 | Com ¦ Com Wall Insulation (R0) - Cold ¦ PG&E ¦ Cold | Com ¦ Com Wall Insulation (R0) - Cold | PG&E ¦ Cold | PG&E | All | Electric & Gas | None or minimal existing com wall insulation | Average Existing | 0 | Conventional | BldgEnv | Com - Health | Com | RET Only | 0 | 1000 sqft2 of floor space | sq ft wall insulation | 20 | DEER:HVAC_Duct_Sealing | 0 | 0 | 0 | Workpaper PGECOBLD106 R2, 2019 PGT Study | 0 | 2014 | 0 | 0 | 2014 | 0 | 0 | Itron MCS Version 1.7 Volume I | Com Wall Insulation - Cold ¦ PG&E ¦ Cold | Com Wall Insulation - Cold | 359.7703 | 0.1 | 0.72568 | CBSA 2014 | 0 | 2012 | 0.6
COM-BLDGENV-10.28 | Com ¦ Com Wall Insulation (R0) - Cold ¦ PG&E ¦ Cold | Com ¦ Com Wall Insulation (R0) - Cold | PG&E ¦ Cold | PG&E | All | Electric & Gas | None or minimal existing com wall insulation | Average Existing | 0 | Conventional | BldgEnv | Com - Lodging | Com | RET Only | 0 | 1000 sqft2 of floor space | sq ft wall insulation | 20 | DEER:HVAC_Duct_Sealing | 0 | 0 | 0 | Workpaper PGECOBLD106 R2, 2019 PGT Study | 0 | 2014 | 0 | 0 | 2014 | 0 | 0 | Itron MCS Version 1.7 Volume I | Com Wall Insulation - Cold ¦ PG&E ¦ Cold | Com Wall Insulation - Cold | 268.1081 | 0.1 | 0.8508 | CBSA 2014 | 0 | 2012 | 0.6
COM-BLDGENV-10.29 | Com ¦ Com Wall Insulation (R0) - Cold ¦ PG&E ¦ Cold | Com ¦ Com Wall Insulation (R0) - Cold | PG&E ¦ Cold | PG&E | All | Electric & Gas | None or minimal existing com wall insulation | Average Existing | 0 | Conventional | BldgEnv | Com - Office (Large) | Com | RET Only | 0 | 1000 sqft2 of floor space | sq ft wall insulation | 20 | DEER:HVAC_Duct_Sealing | 0 | 0 | 0 | Workpaper PGECOBLD106 R2, 2019 PGT Study | 0 | 2014 | 0 | 0 | 2014 | 0 | 0 | Itron MCS Version 1.7 Volume I | Com Wall Insulation - Cold ¦ PG&E ¦ Cold | Com Wall Insulation - Cold | 359.7703 | 0.1 | 0.62056 | CBSA 2014 | 0 | 2012 | 0.6
COM-BLDGENV-10.30 | Com ¦ Com Wall Insulation (R0) - Cold ¦ PG&E ¦ Cold | Com ¦ Com Wall Insulation (R0) - Cold | PG&E ¦ Cold | PG&E | All | Electric & Gas | None or minimal existing com wall insulation | Average Existing | 0 | Conventional | BldgEnv | Com - Office (Small) | Com | RET Only | 0 | 1000 sqft2 of floor space | sq ft wall insulation | 20 | DEER:HVAC_Duct_Sealing | 0 | 0 | 0 | Workpaper PGECOBLD106 R2, 2019 PGT Study | 0 | 2014 | 0 | 0 | 2014 | 0 | 0 | Itron MCS Version 1.7 Volume I | Com Wall Insulation - Cold ¦ PG&E ¦ Cold | Com Wall Insulation - Cold | 359.7703 | 0.1 | 0.53472 | CBSA 2014 | 0 | 2012 | 0.6
COM-BLDGENV-10.31 | Com ¦ Com Wall Insulation (R0) - Cold ¦ PG&E ¦ Cold | Com ¦ Com Wall Insulation (R0) - Cold | PG&E ¦ Cold | PG&E | All | Electric & Gas | None or minimal existing com wall insulation | Average Existing | 0 | Conventional | BldgEnv | Com - Other | Com | RET Only | 0 | 1000 sqft2 of floor space | sq ft wall insulation | 20 | DEER:HVAC_Duct_Sealing | 0 | 0 | 0 | Workpaper PGECOBLD106 R2, 2019 PGT Study | 0 | 2014 | 0 | 0 | 2014 | 0 | 0 | Itron MCS Version 1.7 Volume I | Com Wall Insulation - Cold ¦ PG&E ¦ Cold | Com Wall Insulation - Cold | 144.1603 | 0.1 | 0.53032 | CBSA 2014 | 0 | 2012 | 0.6
COM-BLDGENV-10.32 | Com ¦ Com Wall Insulation (R0) - Cold ¦ PG&E ¦ Cold | Com ¦ Com Wall Insulation (R0) - Cold | PG&E ¦ Cold | PG&E | All | Electric & Gas | None or minimal existing com wall insulation | Average Existing | 0 | Conventional | BldgEnv | Com - Refrig. Warehouse | Com | RET Only | 0 | 1000 sqft2 of floor space | sq ft wall insulation | 20 | DEER:HVAC_Duct_Sealing | 0 | 0 | 0 | Workpaper PGECOBLD106 R2, 2019 PGT Study | 0 | 2014 | 0 | 0 | 2014 | 0 | 0 | Itron MCS Version 1.7 Volume I | Com Wall Insulation - Cold ¦ PG&E ¦ Cold | Com Wall Insulation - Cold | 381.3263 | 0.1 | 0.84961 | CBSA 2014 | 0 | 2012 | 0.6
COM-BLDGENV-10.33 | Com ¦ Com Wall Insulation (R0) - Cold ¦ PG&E ¦ Cold | Com ¦ Com Wall Insulation (R0) - Cold | PG&E ¦ Cold | PG&E | All | Electric & Gas | None or minimal existing com wall insulation | Average Existing | 0 | Conventional | BldgEnv | Com - Restaurant | Com | RET Only | 0 | 1000 sqft2 of floor space | sq ft wall insulation | 20 | DEER:HVAC_Duct_Sealing | 0 | 0 | 0 | Workpaper PGECOBLD106 R2, 2019 PGT Study | 0 | 2014 | 0 | 0 | 2014 | 0 | 0 | Itron MCS Version 1.7 Volume I | Com Wall Insulation - Cold ¦ PG&E ¦ Cold | Com Wall Insulation - Cold | 459.6781 | 0.1 | 0.67128 | CBSA 2014 | 0 | 2012 | 0.6
COM-BLDGENV-10.34 | Com ¦ Com Wall Insulation (R0) - Cold ¦ PG&E ¦ Cold | Com ¦ Com Wall Insulation (R0) - Cold | PG&E ¦ Cold | PG&E | All | Electric & Gas | None or minimal existing com wall insulation | Average Existing | 0 | Conventional | BldgEnv | Com - Retail | Com | RET Only | 0 | 1000 sqft2 of floor space | sq ft wall insulation | 20 | DEER:HVAC_Duct_Sealing | 0 | 0 | 0 | Workpaper PGECOBLD106 R2, 2019 PGT Study | 0 | 2014 | 0 | 0 | 2014 | 0 | 0 | Itron MCS Version 1.7 Volume I | Com Wall Insulation - Cold ¦ PG&E ¦ Cold | Com Wall Insulation - Cold | 326.6665 | 0.1 | 0.87647 | CBSA 2014 | 0 | 2012 | 0.6
COM-BLDGENV-10.35 | Com ¦ Com Wall Insulation (R0) - Cold ¦ PG&E ¦ Cold | Com ¦ Com Wall Insulation (R0) - Cold | PG&E ¦ Cold | PG&E | All | Electric & Gas | None or minimal existing com wall insulation | Average Existing | 0 | Conventional | BldgEnv | Com - School | Com | RET Only | 0 | 1000 sqft2 of floor space | sq ft wall insulation | 20 | DEER:HVAC_Duct_Sealing | 0 | 0 | 0 | Workpaper PGECOBLD106 R2, 2019 PGT Study | 0 | 2014 | 0 | 0 | 2014 | 0 | 0 | Itron MCS Version 1.7 Volume I | Com Wall Insulation - Cold ¦ PG&E ¦ Cold | Com Wall Insulation - Cold | 236.9466 | 0.1 | 0.63331 | CBSA 2014 | 0 | 2012 | 0.6
COM-BLDGENV-10.36 | Com ¦ Com Wall Insulation (R0) - Cold ¦ PG&E ¦ Cold | Com ¦ Com Wall Insulation (R0) - Cold | PG&E ¦ Cold | PG&E | All | Electric & Gas | None or minimal existing com wall insulation | Average Existing | 0 | Conventional | BldgEnv | Com - Warehouse | Com | RET Only | 0 | 1000 sqft2 of floor space | sq ft wall insulation | 20 | DEER:HVAC_Duct_Sealing | 0 | 0 | 0 | Workpaper PGECOBLD106 R2, 2019 PGT Study | 0 | 2014 | 0 | 0 | 2014 | 0 | 0 | Itron MCS Version 1.7 Volume I | Com Wall Insulation - Cold ¦ PG&E ¦ Cold | Com Wall Insulation - Cold | 381.3263 | 0.1 | 0.70072 | CBSA 2014 | 0 | 2012 | 0.6
COM-BLDGENV-11.1 | Com ¦ Com Wall Insulation (R13) - Marine ¦ PG&E ¦ Marine | Com ¦ Com Wall Insulation (R13) - Marine | PG&E ¦ Marine | PG&E | All | Electric & Gas | Code level R13 com wall insulation | Code | 0 | Conventional | BldgEnv | Com - College | Com | RET and NEW | 0 | 1000 sqft2 of floor space | sq ft wall insulation | 20 | DEER:HVAC_Duct_Sealing | -0.11 | -0.000589 | -0.058 | Workpaper PGECOBLD106 R2, 2019 PGT Study | 0.30635 | 2014 | 0 | 0.81 | 2014 | 0 | 0 | Itron MCS Version 1.7 Volume I | Com Wall Insulation - Marine ¦ PG&E ¦ Marine | Com Wall Insulation - Marine | 236.9466 | 0.1 | 0.039943 | CBSA 2014 | 0.037218 | 2012 | 0.6
COM-BLDGENV-11.2 | Com ¦ Com Wall Insulation (R13) - Marine ¦ PG&E ¦ Marine | Com ¦ Com Wall Insulation (R13) - Marine | PG&E ¦ Marine | PG&E | All | Electric & Gas | Code level R13 com wall insulation | Code | 0 | Conventional | BldgEnv | Com - Grocery | Com | RET and NEW | 0 | 1000 sqft2 of floor space | sq ft wall insulation | 20 | DEER:HVAC_Duct_Sealing | -0.11 | -0.000589 | -0.058 | Workpaper PGECOBLD106 R2, 2019 PGT Study | 0.30635 | 2014 | 0 | 0.81 | 2014 | 0 | 0 | Itron MCS Version 1.7 Volume I | Com Wall Insulation - Marine ¦ PG&E ¦ Marine | Com Wall Insulation - Marine | 422.8189 | 0.1 | 0.20628 | CBSA 2014 | 0.12441 | 2012 | 0.6
COM-BLDGENV-11.3 | Com ¦ Com Wall Insulation (R13) - Marine ¦ PG&E ¦ Marine | Com ¦ Com Wall Insulation (R13) - Marine | PG&E ¦ Marine | PG&E | All | Electric & Gas | Code level R13 com wall insulation | Code | 0 | Conventional | BldgEnv | Com - Health | Com | RET and NEW | 0 | 1000 sqft2 of floor space | sq ft wall insulation | 20 | DEER:HVAC_Duct_Sealing | -0.14173 | -0.000589 | -0.15182 | Workpaper PGECOBLD106 R2, 2019 PGT Study | 0.30635 | 2014 | 0 | 0.81 | 2014 | 0 | 0 | Itron MCS Version 1.7 Volume I | Com Wall Insulation - Marine ¦ PG&E ¦ Marine | Com Wall Insulation - Marine | 359.7703 | 0.1 | 0.19202 | CBSA 2014 | 0.36061 | 2012 | 0.6
COM-BLDGENV-11.4 | Com ¦ Com Wall Insulation (R13) - Marine ¦ PG&E ¦ Marine | Com ¦ Com Wall Insulation (R13) - Marine | PG&E ¦ Marine | PG&E | All | Electric & Gas | Code level R13 com wall insulation | Code | 0 | Conventional | BldgEnv | Com - Lodging | Com | RET and NEW | 0 | 1000 sqft2 of floor space | sq ft wall insulation | 20 | DEER:HVAC_Duct_Sealing | -0.18 | -0.000589 | -0.265 | Workpaper PGECOBLD106 R2, 2019 PGT Study | 0.30635 | 2014 | 0 | 0.81 | 2014 | 0 | 0 | Itron MCS Version 1.7 Volume I | Com Wall Insulation - Marine ¦ PG&E ¦ Marine | Com Wall Insulation - Marine | 268.1081 | 0.1 | 0.10444 | CBSA 2014 | 2.0282 | 2012 | 0.6
COM-BLDGENV-11.5 | Com ¦ Com Wall Insulation (R13) - Marine ¦ PG&E ¦ Marine | Com ¦ Com Wall Insulation (R13) - Marine | PG&E ¦ Marine | PG&E | All | Electric & Gas | Code level R13 com wall insulation | Code | 0 | Conventional | BldgEnv | Com - Office (Large) | Com | RET and NEW | 0 | 1000 sqft2 of floor space | sq ft wall insulation | 20 | DEER:HVAC_Duct_Sealing | -0.11 | -0.000589 | -0.058 | Workpaper PGECOBLD106 R2, 2019 PGT Study | 0.30635 | 2014 | 0 | 0.81 | 2014 | 0 | 0 | Itron MCS Version 1.7 Volume I | Com Wall Insulation - Marine ¦ PG&E ¦ Marine | Com Wall Insulation - Marine | 359.7703 | 0.1 | 0.2656 | CBSA 2014 | 0.20241 | 2012 | 0.6
COM-BLDGENV-11.6 | Com ¦ Com Wall Insulation (R13) - Marine ¦ PG&E ¦ Marine | Com ¦ Com Wall Insulation (R13) - Marine | PG&E ¦ Marine | PG&E | All | Electric & Gas | Code level R13 com wall insulation | Code | 0 | Conventional | BldgEnv | Com - Office (Small) | Com | RET and NEW | 0 | 1000 sqft2 of floor space | sq ft wall insulation | 20 | DEER:HVAC_Duct_Sealing | -0.11 | -0.000589 | -0.058 | Workpaper PGECOBLD106 R2, 2019 PGT Study | 0.30635 | 2014 | 0 | 0.81 | 2014 | 0 | 0 | Itron MCS Version 1.7 Volume I | Com Wall Insulation - Marine ¦ PG&E ¦ Marine | Com Wall Insulation - Marine | 359.7703 | 0.1 | 0.32569 | CBSA 2014 | 0.059641 | 2012 | 0.6
COM-BLDGENV-11.7 | Com ¦ Com Wall Insulation (R13) - Marine ¦ PG&E ¦ Marine | Com ¦ Com Wall Insulation (R13) - Marine | PG&E ¦ Marine | PG&E | All | Electric & Gas | Code level R13 com wall insulation | Code | 0 | Conventional | BldgEnv | Com - Other | Com | RET and NEW | 0 | 1000 sqft2 of floor space | sq ft wall insulation | 20 | DEER:HVAC_Duct_Sealing | -0.113 | -0.000589 | -0.058 | Workpaper PGECOBLD106 R2, 2019 PGT Study | 0.30635 | 2014 | 0 | 0.81 | 2014 | 0 | 0 | Itron MCS Version 1.7 Volume I | Com Wall Insulation - Marine ¦ PG&E ¦ Marine | Com Wall Insulation - Marine | 144.1603 | 0.1 | 0.32878 | CBSA 2014 | 0.15157 | 2012 | 0.6
COM-BLDGENV-11.8 | Com ¦ Com Wall Insulation (R13) - Marine ¦ PG&E ¦ Marine | Com ¦ Com Wall Insulation (R13) - Marine | PG&E ¦ Marine | PG&E | All | Electric & Gas | Code level R13 com wall insulation | Code | 0 | Conventional | BldgEnv | Com - Refrig. Warehouse | Com | RET and NEW | 0 | 1000 sqft2 of floor space | sq ft wall insulation | 20 | DEER:HVAC_Duct_Sealing | -0.11 | -0.000589 | -0.058 | Workpaper PGECOBLD106 R2, 2019 PGT Study | 0.30635 | 2014 | 0 | 0.81 | 2014 | 0 | 0 | Itron MCS Version 1.7 Volume I | Com Wall Insulation - Marine ¦ PG&E ¦ Marine | Com Wall Insulation - Marine | 381.3263 | 0.1 | 0.10527 | CBSA 2014 | 0.044826 | 2012 | 0.6
COM-BLDGENV-11.9 | Com ¦ Com Wall Insulation (R13) - Marine ¦ PG&E ¦ Marine | Com ¦ Com Wall Insulation (R13) - Marine | PG&E ¦ Marine | PG&E | All | Electric & Gas | Code level R13 com wall insulation | Code | 0 | Conventional | BldgEnv | Com - Restaurant | Com | RET and NEW | 0 | 1000 sqft2 of floor space | sq ft wall insulation | 20 | DEER:HVAC_Duct_Sealing | -0.11 | -0.000589 | -0.058 | Workpaper PGECOBLD106 R2, 2019 PGT Study | 0.30635 | 2014 | 0 | 0.81 | 2014 | 0 | 0 | Itron MCS Version 1.7 Volume I | Com Wall Insulation - Marine ¦ PG&E ¦ Marine | Com Wall Insulation - Marine | 459.6781 | 0.1 | 0.2301 | CBSA 2014 | 0.0171 | 2012 | 0.6
COM-BLDGENV-11.10 | Com ¦ Com Wall Insulation (R13) - Marine ¦ PG&E ¦ Marine | Com ¦ Com Wall Insulation (R13) - Marine | PG&E ¦ Marine | PG&E | All | Electric & Gas | Code level R13 com wall insulation | Code | 0 | Conventional | BldgEnv | Com - Retail | Com | RET and NEW | 0 | 1000 sqft2 of floor space | sq ft wall insulation | 20 | DEER:HVAC_Duct_Sealing | -0.11 | -0.000589 | -0.058 | Workpaper PGECOBLD106 R2, 2019 PGT Study | 0.30635 | 2014 | 0 | 0.81 | 2014 | 0 | 0 | Itron MCS Version 1.7 Volume I | Com Wall Insulation - Marine ¦ PG&E ¦ Marine | Com Wall Insulation - Marine | 326.6665 | 0.1 | 0.086471 | CBSA 2014 | 8.7162 | 2012 | 0.6
COM-BLDGENV-11.11 | Com ¦ Com Wall Insulation (R13) - Marine ¦ PG&E ¦ Marine | Com ¦ Com Wall Insulation (R13) - Marine | PG&E ¦ Marine | PG&E | All | Electric & Gas | Code level R13 com wall insulation | Code | 0 | Conventional | BldgEnv | Com - School | Com | RET and NEW | 0 | 1000 sqft2 of floor space | sq ft wall insulation | 20 | DEER:HVAC_Duct_Sealing | -0.11 | -0.000589 | -0.058 | Workpaper PGECOBLD106 R2, 2019 PGT Study | 0.30635 | 2014 | 0 | 0.81 | 2014 | 0 | 0 | Itron MCS Version 1.7 Volume I | Com Wall Insulation - Marine ¦ PG&E ¦ Marine | Com Wall Insulation - Marine | 236.9466 | 0.1 | 0.25668 | CBSA 2014 | 0.054612 | 2012 | 0.6
COM-BLDGENV-11.12 | Com ¦ Com Wall Insulation (R13) - Marine ¦ PG&E ¦ Marine | Com ¦ Com Wall Insulation (R13) - Marine | PG&E ¦ Marine | PG&E | All | Electric & Gas | Code level R13 com wall insulation | Code | 0 | Conventional | BldgEnv | Com - Warehouse | Com | RET and NEW | 0 | 1000 sqft2 of floor space | sq ft wall insulation | 20 | DEER:HVAC_Duct_Sealing | -0.18 | -0.000589 | -0.265 | Workpaper PGECOBLD106 R2, 2019 PGT Study | 0.30635 | 2014 | 0 | 0.81 | 2014 | 0 | 0 | Itron MCS Version 1.7 Volume I | Com Wall Insulation - Marine ¦ PG&E ¦ Marine | Com Wall Insulation - Marine | 381.3263 | 0.1 | 0.20949 | CBSA 2014 | 2.0427 | 2012 | 0.6
COM-BLDGENV-11.13 | Com ¦ Com Wall Insulation (R13) - Hot-Dry ¦ PG&E ¦ Hot-Dry | Com ¦ Com Wall Insulation (R13) - Hot-Dry | PG&E ¦ Hot-Dry | PG&E | All | Electric & Gas | Code level R13 com wall insulation | Code | 0 | Conventional | BldgEnv | Com - College | Com | RET and NEW | 0 | 1000 sqft2 of floor space | sq ft wall insulation | 20 | DEER:HVAC_Duct_Sealing | -0.45 | -0.00080988 | -0.064 | Workpaper PGECOBLD106 R2, 2019 PGT Study | 0.30635 | 2014 | 0 | 0.81 | 2014 | 0 | 0 | Itron MCS Version 1.7 Volume I | Com Wall Insulation - Hot-Dry ¦ PG&E ¦ Hot-Dry | Com Wall Insulation - Hot-Dry | 236.9466 | 0.1 | 0.039943 | CBSA 2014 | 0.052237 | 2012 | 0.6
COM-BLDGENV-11.14 | Com ¦ Com Wall Insulation (R13) - Hot-Dry ¦ PG&E ¦ Hot-Dry | Com ¦ Com Wall Insulation (R13) - Hot-Dry | PG&E ¦ Hot-Dry | PG&E | All | Electric & Gas | Code level R13 com wall insulation | Code | 0 | Conventional | BldgEnv | Com - Grocery | Com | RET and NEW | 0 | 1000 sqft2 of floor space | sq ft wall insulation | 20 | DEER:HVAC_Duct_Sealing | -0.45 | -0.00080988 | -0.064 | Workpaper PGECOBLD106 R2, 2019 PGT Study | 0.30635 | 2014 | 0 | 0.81 | 2014 | 0 | 0 | Itron MCS Version 1.7 Volume I | Com Wall Insulation - Hot-Dry ¦ PG&E ¦ Hot-Dry | Com Wall Insulation - Hot-Dry | 422.8189 | 0.1 | 0.20628 | CBSA 2014 | 0.14451 | 2012 | 0.6
COM-BLDGENV-11.15 | Com ¦ Com Wall Insulation (R13) - Hot-Dry ¦ PG&E ¦ Hot-Dry | Com ¦ Com Wall Insulation (R13) - Hot-Dry | PG&E ¦ Hot-Dry | PG&E | All | Electric & Gas | Code level R13 com wall insulation | Code | 0 | Conventional | BldgEnv | Com - Health | Com | RET and NEW | 0 | 1000 sqft2 of floor space | sq ft wall insulation | 20 | DEER:HVAC_Duct_Sealing | -0.61317 | -0.00080988 | -0.16417 | Workpaper PGECOBLD106 R2, 2019 PGT Study | 0.30635 | 2014 | 0 | 0.81 | 2014 | 0 | 0 | Itron MCS Version 1.7 Volume I | Com Wall Insulation - Hot-Dry ¦ PG&E ¦ Hot-Dry | Com Wall Insulation - Hot-Dry | 359.7703 | 0.1 | 0.19202 | CBSA 2014 | 0.39675 | 2012 | 0.6
COM-BLDGENV-11.16 | Com ¦ Com Wall Insulation (R13) - Hot-Dry ¦ PG&E ¦ Hot-Dry | Com ¦ Com Wall Insulation (R13) - Hot-Dry | PG&E ¦ Hot-Dry | PG&E | All | Electric & Gas | Code level R13 com wall insulation | Code | 0 | Conventional | BldgEnv | Com - Lodging | Com | RET and NEW | 0 | 1000 sqft2 of floor space | sq ft wall insulation | 20 | DEER:HVAC_Duct_Sealing | -0.81 | -0.00080988 | -0.285 | Workpaper PGECOBLD106 R2, 2019 PGT Study | 0.30635 | 2014 | 0 | 0.81 | 2014 | 0 | 0 | Itron MCS Version 1.7 Volume I | Com Wall Insulation - Hot-Dry ¦ PG&E ¦ Hot-Dry | Com Wall Insulation - Hot-Dry | 268.1081 | 0.1 | 0.10444 | CBSA 2014 | 2.2151 | 2012 | 0.6
COM-BLDGENV-11.17 | Com ¦ Com Wall Insulation (R13) - Hot-Dry ¦ PG&E ¦ Hot-Dry | Com ¦ Com Wall Insulation (R13) - Hot-Dry | PG&E ¦ Hot-Dry | PG&E | All | Electric & Gas | Code level R13 com wall insulation | Code | 0 | Conventional | BldgEnv | Com - Office (Large) | Com | RET and NEW | 0 | 1000 sqft2 of floor space | sq ft wall insulation | 20 | DEER:HVAC_Duct_Sealing | -0.45 | -0.00080988 | -0.064 | Workpaper PGECOBLD106 R2, 2019 PGT Study | 0.30635 | 2014 | 0 | 0.81 | 2014 | 0 | 0 | Itron MCS Version 1.7 Volume I | Com Wall Insulation - Hot-Dry ¦ PG&E ¦ Hot-Dry | Com Wall Insulation - Hot-Dry | 359.7703 | 0.1 | 0.2656 | CBSA 2014 | 0.2285 | 2012 | 0.6
COM-BLDGENV-11.18 | Com ¦ Com Wall Insulation (R13) - Hot-Dry ¦ PG&E ¦ Hot-Dry | Com ¦ Com Wall Insulation (R13) - Hot-Dry | PG&E ¦ Hot-Dry | PG&E | All | Electric & Gas | Code level R13 com wall insulation | Code | 0 | Conventional | BldgEnv | Com - Office (Small) | Com | RET and NEW | 0 | 1000 sqft2 of floor space | sq ft wall insulation | 20 | DEER:HVAC_Duct_Sealing | -0.45 | -0.00080988 | -0.064 | Workpaper PGECOBLD106 R2, 2019 PGT Study | 0.30635 | 2014 | 0 | 0.81 | 2014 | 0 | 0 | Itron MCS Version 1.7 Volume I | Com Wall Insulation - Hot-Dry ¦ PG&E ¦ Hot-Dry | Com Wall Insulation - Hot-Dry | 359.7703 | 0.1 | 0.32569 | CBSA 2014 | 0.074363 | 2012 | 0.6
COM-BLDGENV-11.19 | Com ¦ Com Wall Insulation (R13) - Hot-Dry ¦ PG&E ¦ Hot-Dry | Com ¦ Com Wall Insulation (R13) - Hot-Dry | PG&E ¦ Hot-Dry | PG&E | All | Electric & Gas | Code level R13 com wall insulation | Code | 0 | Conventional | BldgEnv | Com - Other | Com | RET and NEW | 0 | 1000 sqft2 of floor space | sq ft wall insulation | 20 | DEER:HVAC_Duct_Sealing | -0.45 | -0.00080988 | -0.064 | Workpaper PGECOBLD106 R2, 2019 PGT Study | 0.30635 | 2014 | 0 | 0.81 | 2014 | 0 | 0 | Itron MCS Version 1.7 Volume I | Com Wall Insulation - Hot-Dry ¦ PG&E ¦ Hot-Dry | Com Wall Insulation - Hot-Dry | 144.1603 | 0.1 | 0.32878 | CBSA 2014 | 0.18633 | 2012 | 0.6
COM-BLDGENV-11.20 | Com ¦ Com Wall Insulation (R13) - Hot-Dry ¦ PG&E ¦ Hot-Dry | Com ¦ Com Wall Insulation (R13) - Hot-Dry | PG&E ¦ Hot-Dry | PG&E | All | Electric & Gas | Code level R13 com wall insulation | Code | 0 | Conventional | BldgEnv | Com - Refrig. Warehouse | Com | RET and NEW | 0 | 1000 sqft2 of floor space | sq ft wall insulation | 20 | DEER:HVAC_Duct_Sealing | -0.45 | -0.00080988 | -0.064 | Workpaper PGECOBLD106 R2, 2019 PGT Study | 0.30635 | 2014 | 0 | 0.81 | 2014 | 0 | 0 | Itron MCS Version 1.7 Volume I | Com Wall Insulation - Hot-Dry ¦ PG&E ¦ Hot-Dry | Com Wall Insulation - Hot-Dry | 381.3263 | 0.1 | 0.10527 | CBSA 2014 | 0.056514 | 2012 | 0.6
COM-BLDGENV-11.21 | Com ¦ Com Wall Insulation (R13) - Hot-Dry ¦ PG&E ¦ Hot-Dry | Com ¦ Com Wall Insulation (R13) - Hot-Dry | PG&E ¦ Hot-Dry | PG&E | All | Electric & Gas | Code level R13 com wall insulation | Code | 0 | Conventional | BldgEnv | Com - Restaurant | Com | RET and NEW | 0 | 1000 sqft2 of floor space | sq ft wall insulation | 20 | DEER:HVAC_Duct_Sealing | -0.45 | -0.00080988 | -0.064 | Workpaper PGECOBLD106 R2, 2019 PGT Study | 0.30635 | 2014 | 0 | 0.81 | 2014 | 0 | 0 | Itron MCS Version 1.7 Volume I | Com Wall Insulation - Hot-Dry ¦ PG&E ¦ Hot-Dry | Com Wall Insulation - Hot-Dry | 459.6781 | 0.1 | 0.2301 | CBSA 2014 | 0.025568 | 2012 | 0.6
COM-BLDGENV-11.22 | Com ¦ Com Wall Insulation (R13) - Hot-Dry ¦ PG&E ¦ Hot-Dry | Com ¦ Com Wall Insulation (R13) - Hot-Dry | PG&E ¦ Hot-Dry | PG&E | All | Electric & Gas | Code level R13 com wall insulation | Code | 0 | Conventional | BldgEnv | Com - Retail | Com | RET and NEW | 0 | 1000 sqft2 of floor space | sq ft wall insulation | 20 | DEER:HVAC_Duct_Sealing | -0.45 | -0.00080988 | -0.064 | Workpaper PGECOBLD106 R2, 2019 PGT Study | 0.30635 | 2014 | 0 | 0.81 | 2014 | 0 | 0 | Itron MCS Version 1.7 Volume I | Com Wall Insulation - Hot-Dry ¦ PG&E ¦ Hot-Dry | Com Wall Insulation - Hot-Dry | 326.6665 | 0.1 | 0.086471 | CBSA 2014 | 9.6495 | 2012 | 0.6
COM-BLDGENV-11.23 | Com ¦ Com Wall Insulation (R13) - Hot-Dry ¦ PG&E ¦ Hot-Dry | Com ¦ Com Wall Insulation (R13) - Hot-Dry | PG&E ¦ Hot-Dry | PG&E | All | Electric & Gas | Code level R13 com wall insulation | Code | 0 | Conventional | BldgEnv | Com - School | Com | RET and NEW | 0 | 1000 sqft2 of floor space | sq ft wall insulation | 20 | DEER:HVAC_Duct_Sealing | -0.45 | -0.00080988 | -0.064 | Workpaper PGECOBLD106 R2, 2019 PGT Study | 0.30635 | 2014 | 0 | 0.81 | 2014 | 0 | 0 | Itron MCS Version 1.7 Volume I | Com Wall Insulation - Hot-Dry ¦ PG&E ¦ Hot-Dry | Com Wall Insulation - Hot-Dry | 236.9466 | 0.1 | 0.25668 | CBSA 2014 | 0.078312 | 2012 | 0.6
COM-BLDGENV-11.24 | Com ¦ Com Wall Insulation (R13) - Hot-Dry ¦ PG&E ¦ Hot-Dry | Com ¦ Com Wall Insulation (R13) - Hot-Dry | PG&E ¦ Hot-Dry | PG&E | All | Electric & Gas | Code level R13 com wall insulation | Code | 0 | Conventional | BldgEnv | Com - Warehouse | Com | RET and NEW | 0 | 1000 sqft2 of floor space | sq ft wall insulation | 20 | DEER:HVAC_Duct_Sealing | -0.81 | -0.00080988 | -0.285 | Workpaper PGECOBLD106 R2, 2019 PGT Study | 0.30635 | 2014 | 0 | 0.81 | 2014 | 0 | 0 | Itron MCS Version 1.7 Volume I | Com Wall Insulation - Hot-Dry ¦ PG&E ¦ Hot-Dry | Com Wall Insulation - Hot-Dry | 381.3263 | 0.1 | 0.20949 | CBSA 2014 | 2.2427 | 2012 | 0.6
COM-BLDGENV-11.25 | Com ¦ Com Wall Insulation (R13) - Cold ¦ PG&E ¦ Cold | Com ¦ Com Wall Insulation (R13) - Cold | PG&E ¦ Cold | PG&E | All | Electric & Gas | Code level R13 com wall insulation | Code | 0 | Conventional | BldgEnv | Com - College | Com | RET and NEW | 0 | 1000 sqft2 of floor space | sq ft wall insulation | 20 | DEER:HVAC_Duct_Sealing | -0.23 | -0.00066263 | -0.128 | Workpaper PGECOBLD106 R2, 2019 PGT Study | 0.30635 | 2014 | 0 | 0.81 | 2014 | 0 | 0 | Itron MCS Version 1.7 Volume I | Com Wall Insulation - Cold ¦ PG&E ¦ Cold | Com Wall Insulation - Cold | 236.9466 | 0.1 | 0.039943 | CBSA 2014 | 0.081702 | 2012 | 0.6
COM-BLDGENV-11.26 | Com ¦ Com Wall Insulation (R13) - Cold ¦ PG&E ¦ Cold | Com ¦ Com Wall Insulation (R13) - Cold | PG&E ¦ Cold | PG&E | All | Electric & Gas | Code level R13 com wall insulation | Code | 0 | Conventional | BldgEnv | Com - Grocery | Com | RET and NEW | 0 | 1000 sqft2 of floor space | sq ft wall insulation | 20 | DEER:HVAC_Duct_Sealing | -0.23 | -0.00066263 | -0.128 | Workpaper PGECOBLD106 R2, 2019 PGT Study | 0.30635 | 2014 | 0 | 0.81 | 2014 | 0 | 0 | Itron MCS Version 1.7 Volume I | Com Wall Insulation - Cold ¦ PG&E ¦ Cold | Com Wall Insulation - Cold | 422.8189 | 0.1 | 0.20628 | CBSA 2014 | 0.27428 | 2012 | 0.6
COM-BLDGENV-11.27 | Com ¦ Com Wall Insulation (R13) - Cold ¦ PG&E ¦ Cold | Com ¦ Com Wall Insulation (R13) - Cold | PG&E ¦ Cold | PG&E | All | Electric & Gas | Code level R13 com wall insulation | Code | 0 | Conventional | BldgEnv | Com - Health | Com | RET and NEW | 0 | 1000 sqft2 of floor space | sq ft wall insulation | 20 | DEER:HVAC_Duct_Sealing | -0.31612 | -0.00066263 | -0.30023 | Workpaper PGECOBLD106 R2, 2019 PGT Study | 0.30635 | 2014 | 0 | 0.81 | 2014 | 0 | 0 | Itron MCS Version 1.7 Volume I | Com Wall Insulation - Cold ¦ PG&E ¦ Cold | Com Wall Insulation - Cold | 359.7703 | 0.1 | 0.19202 | CBSA 2014 | 0.71365 | 2012 | 0.6
COM-BLDGENV-11.28 | Com ¦ Com Wall Insulation (R13) - Cold ¦ PG&E ¦ Cold | Com ¦ Com Wall Insulation (R13) - Cold | PG&E ¦ Cold | PG&E | All | Electric & Gas | Code level R13 com wall insulation | Code | 0 | Conventional | BldgEnv | Com - Lodging | Com | RET and NEW | 0 | 1000 sqft2 of floor space | sq ft wall insulation | 20 | DEER:HVAC_Duct_Sealing | -0.42 | -0.00066263 | -0.508 | Workpaper PGECOBLD106 R2, 2019 PGT Study | 0.30635 | 2014 | 0 | 0.81 | 2014 | 0 | 0 | Itron MCS Version 1.7 Volume I | Com Wall Insulation - Cold ¦ PG&E ¦ Cold | Com Wall Insulation - Cold | 268.1081 | 0.1 | 0.10444 | CBSA 2014 | 3.8921 | 2012 | 0.6
COM-BLDGENV-11.29 | Com ¦ Com Wall Insulation (R13) - Cold ¦ PG&E ¦ Cold | Com ¦ Com Wall Insulation (R13) - Cold | PG&E ¦ Cold | PG&E | All | Electric & Gas | Code level R13 com wall insulation | Code | 0 | Conventional | BldgEnv | Com - Office (Large) | Com | RET and NEW | 0 | 1000 sqft2 of floor space | sq ft wall insulation | 20 | DEER:HVAC_Duct_Sealing | -0.23 | -0.00066263 | -0.128 | Workpaper PGECOBLD106 R2, 2019 PGT Study | 0.30635 | 2014 | 0 | 0.81 | 2014 | 0 | 0 | Itron MCS Version 1.7 Volume I | Com Wall Insulation - Cold ¦ PG&E ¦ Cold | Com Wall Insulation - Cold | 359.7703 | 0.1 | 0.2656 | CBSA 2014 | 0.4465 | 2012 | 0.6
COM-BLDGENV-11.30 | Com ¦ Com Wall Insulation (R13) - Cold ¦ PG&E ¦ Cold | Com ¦ Com Wall Insulation (R13) - Cold | PG&E ¦ Cold | PG&E | All | Electric & Gas | Code level R13 com wall insulation | Code | 0 | Conventional | BldgEnv | Com - Office (Small) | Com | RET and NEW | 0 | 1000 sqft2 of floor space | sq ft wall insulation | 20 | DEER:HVAC_Duct_Sealing | -0.23 | -0.00066263 | -0.128 | Workpaper PGECOBLD106 R2, 2019 PGT Study | 0.30635 | 2014 | 0 | 0.81 | 2014 | 0 | 0 | Itron MCS Version 1.7 Volume I | Com Wall Insulation - Cold ¦ PG&E ¦ Cold | Com Wall Insulation - Cold | 359.7703 | 0.1 | 0.32569 | CBSA 2014 | 0.13129 | 2012 | 0.6
COM-BLDGENV-11.31 | Com ¦ Com Wall Insulation (R13) - Cold ¦ PG&E ¦ Cold | Com ¦ Com Wall Insulation (R13) - Cold | PG&E ¦ Cold | PG&E | All | Electric & Gas | Code level R13 com wall insulation | Code | 0 | Conventional | BldgEnv | Com - Other | Com | RET and NEW | 0 | 1000 sqft2 of floor space | sq ft wall insulation | 20 | DEER:HVAC_Duct_Sealing | -0.23 | -0.00066263 | -0.128 | Workpaper PGECOBLD106 R2, 2019 PGT Study | 0.30635 | 2014 | 0 | 0.81 | 2014 | 0 | 0 | Itron MCS Version 1.7 Volume I | Com Wall Insulation - Cold ¦ PG&E ¦ Cold | Com Wall Insulation - Cold | 144.1603 | 0.1 | 0.32878 | CBSA 2014 | 0.33337 | 2012 | 0.6
COM-BLDGENV-11.32 | Com ¦ Com Wall Insulation (R13) - Cold ¦ PG&E ¦ Cold | Com ¦ Com Wall Insulation (R13) - Cold | PG&E ¦ Cold | PG&E | All | Electric & Gas | Code level R13 com wall insulation | Code | 0 | Conventional | BldgEnv | Com - Refrig. Warehouse | Com | RET and NEW | 0 | 1000 sqft2 of floor space | sq ft wall insulation | 20 | DEER:HVAC_Duct_Sealing | -0.42 | -0.00066263 | -0.508 | Workpaper PGECOBLD106 R2, 2019 PGT Study | 0.30635 | 2014 | 0 | 0.81 | 2014 | 0 | 0 | Itron MCS Version 1.7 Volume I | Com Wall Insulation - Cold ¦ PG&E ¦ Cold | Com Wall Insulation - Cold | 381.3263 | 0.1 | 0.10527 | CBSA 2014 | 0.38095 | 2012 | 0.6
COM-BLDGENV-11.33 | Com ¦ Com Wall Insulation (R13) - Cold ¦ PG&E ¦ Cold | Com ¦ Com Wall Insulation (R13) - Cold | PG&E ¦ Cold | PG&E | All | Electric & Gas | Code level R13 com wall insulation | Code | 0 | Conventional | BldgEnv | Com - Restaurant | Com | RET and NEW | 0 | 1000 sqft2 of floor space | sq ft wall insulation | 20 | DEER:HVAC_Duct_Sealing | -0.23 | -0.00066263 | -0.128 | Workpaper PGECOBLD106 R2, 2019 PGT Study | 0.30635 | 2014 | 0 | 0.81 | 2014 | 0 | 0 | Itron MCS Version 1.7 Volume I | Com Wall Insulation - Cold ¦ PG&E ¦ Cold | Com Wall Insulation - Cold | 459.6781 | 0.1 | 0.2301 | CBSA 2014 | 0.037479 | 2012 | 0.6
COM-BLDGENV-11.34 | Com ¦ Com Wall Insulation (R13) - Cold ¦ PG&E ¦ Cold | Com ¦ Com Wall Insulation (R13) - Cold | PG&E ¦ Cold | PG&E | All | Electric & Gas | Code level R13 com wall insulation | Code | 0 | Conventional | BldgEnv | Com - Retail | Com | RET and NEW | 0 | 1000 sqft2 of floor space | sq ft wall insulation | 20 | DEER:HVAC_Duct_Sealing | -0.23 | -0.00066263 | -0.128 | Workpaper PGECOBLD106 R2, 2019 PGT Study | 0.30635 | 2014 | 0 | 0.81 | 2014 | 0 | 0 | Itron MCS Version 1.7 Volume I | Com Wall Insulation - Cold ¦ PG&E ¦ Cold | Com Wall Insulation - Cold | 326.6665 | 0.1 | 0.086471 | CBSA 2014 | 19.2345 | 2012 | 0.6
COM-BLDGENV-11.35 | Com ¦ Com Wall Insulation (R13) - Cold ¦ PG&E ¦ Cold | Com ¦ Com Wall Insulation (R13) - Cold | PG&E ¦ Cold | PG&E | All | Electric & Gas | Code level R13 com wall insulation | Code | 0 | Conventional | BldgEnv | Com - School | Com | RET and NEW | 0 | 1000 sqft2 of floor space | sq ft wall insulation | 20 | DEER:HVAC_Duct_Sealing | -0.23 | -0.00066263 | -0.128 | Workpaper PGECOBLD106 R2, 2019 PGT Study | 0.30635 | 2014 | 0 | 0.81 | 2014 | 0 | 0 | Itron MCS Version 1.7 Volume I | Com Wall Insulation - Cold ¦ PG&E ¦ Cold | Com Wall Insulation - Cold | 236.9466 | 0.1 | 0.25668 | CBSA 2014 | 0.11982 | 2012 | 0.6
COM-BLDGENV-11.36 | Com ¦ Com Wall Insulation (R13) - Cold ¦ PG&E ¦ Cold | Com ¦ Com Wall Insulation (R13) - Cold | PG&E ¦ Cold | PG&E | All | Electric & Gas | Code level R13 com wall insulation | Code | 0 | Conventional | BldgEnv | Com - Warehouse | Com | RET and NEW | 0 | 1000 sqft2 of floor space | sq ft wall insulation | 20 | DEER:HVAC_Duct_Sealing | -0.42 | -0.00066263 | -0.508 | Workpaper PGECOBLD106 R2, 2019 PGT Study | 0.30635 | 2014 | 0 | 0.81 | 2014 | 0 | 0 | Itron MCS Version 1.7 Volume I | Com Wall Insulation - Cold ¦ PG&E ¦ Cold | Com Wall Insulation - Cold | 381.3263 | 0.1 | 0.20949 | CBSA 2014 | 3.9214 | 2012 | 0.6
COM-BLDGENV-12.1 | Com ¦ Com Wall Insulation (R14) - Marine ¦ PG&E ¦ Marine | Com ¦ Com Wall Insulation (R14) - Marine | PG&E ¦ Marine | PG&E | All | Electric & Gas | Efficient level R14 com wall insulation | Efficient | 0 | Conventional | BldgEnv | Com - College | Com | RET and NEW | 0 | 1000 sqft2 of floor space | sq ft wall insulation | 20 | DEER:HVAC_Duct_Sealing | -0.11846 | -0.00063431 | -0.062462 | Workpaper PGECOBLD106 R2, 2019 PGT Study | 0.32991 | 2014 | 0 | 0.81 | 2014 | 0 | 0 | Itron MCS Version 1.7 Volume I | Com Wall Insulation - Marine ¦ PG&E ¦ Marine | Com Wall Insulation - Marine | 236.9466 | 0.1 | 0.017118 | CBSA 2014 | 0.04008 | 2032 | 0.6
COM-BLDGENV-12.2 | Com ¦ Com Wall Insulation (R14) - Marine ¦ PG&E ¦ Marine | Com ¦ Com Wall Insulation (R14) - Marine | PG&E ¦ Marine | PG&E | All | Electric & Gas | Efficient level R14 com wall insulation | Efficient | 0 | Conventional | BldgEnv | Com - Grocery | Com | RET and NEW | 0 | 1000 sqft2 of floor space | sq ft wall insulation | 20 | DEER:HVAC_Duct_Sealing | -0.11846 | -0.00063431 | -0.062462 | Workpaper PGECOBLD106 R2, 2019 PGT Study | 0.32991 | 2014 | 0 | 0.81 | 2014 | 0 | 0 | Itron MCS Version 1.7 Volume I | Com Wall Insulation - Marine ¦ PG&E ¦ Marine | Com Wall Insulation - Marine | 422.8189 | 0.1 | 0.088408 | CBSA 2014 | 0.13398 | 2032 | 0.6
COM-BLDGENV-12.3 | Com ¦ Com Wall Insulation (R14) - Marine ¦ PG&E ¦ Marine | Com ¦ Com Wall Insulation (R14) - Marine | PG&E ¦ Marine | PG&E | All | Electric & Gas | Efficient level R14 com wall insulation | Efficient | 0 | Conventional | BldgEnv | Com - Health | Com | RET and NEW | 0 | 1000 sqft2 of floor space | sq ft wall insulation | 20 | DEER:HVAC_Duct_Sealing | -0.15263 | -0.00063431 | -0.1635 | Workpaper PGECOBLD106 R2, 2019 PGT Study | 0.32991 | 2014 | 0 | 0.81 | 2014 | 0 | 0 | Itron MCS Version 1.7 Volume I | Com Wall Insulation - Marine ¦ PG&E ¦ Marine | Com Wall Insulation - Marine | 359.7703 | 0.1 | 0.082296 | CBSA 2014 | 0.38835 | 2032 | 0.6
COM-BLDGENV-12.4 | Com ¦ Com Wall Insulation (R14) - Marine ¦ PG&E ¦ Marine | Com ¦ Com Wall Insulation (R14) - Marine | PG&E ¦ Marine | PG&E | All | Electric & Gas | Efficient level R14 com wall insulation | Efficient | 0 | Conventional | BldgEnv | Com - Lodging | Com | RET and NEW | 0 | 1000 sqft2 of floor space | sq ft wall insulation | 20 | DEER:HVAC_Duct_Sealing | -0.19385 | -0.00063431 | -0.28538 | Workpaper PGECOBLD106 R2, 2019 PGT Study | 0.32991 | 2014 | 0 | 0.81 | 2014 | 0 | 0 | Itron MCS Version 1.7 Volume I | Com Wall Insulation - Marine ¦ PG&E ¦ Marine | Com Wall Insulation - Marine | 268.1081 | 0.1 | 0.04476 | CBSA 2014 | 2.1842 | 2032 | 0.6
COM-BLDGENV-12.5 | Com ¦ Com Wall Insulation (R14) - Marine ¦ PG&E ¦ Marine | Com ¦ Com Wall Insulation (R14) - Marine | PG&E ¦ Marine | PG&E | All | Electric & Gas | Efficient level R14 com wall insulation | Efficient | 0 | Conventional | BldgEnv | Com - Office (Large) | Com | RET and NEW | 0 | 1000 sqft2 of floor space | sq ft wall insulation | 20 | DEER:HVAC_Duct_Sealing | -0.11846 | -0.00063431 | -0.062462 | Workpaper PGECOBLD106 R2, 2019 PGT Study | 0.32991 | 2014 | 0 | 0.81 | 2014 | 0 | 0 | Itron MCS Version 1.7 Volume I | Com Wall Insulation - Marine ¦ PG&E ¦ Marine | Com Wall Insulation - Marine | 359.7703 | 0.1 | 0.11383 | CBSA 2014 | 0.21798 | 2032 | 0.6
COM-BLDGENV-12.6 | Com ¦ Com Wall Insulation (R14) - Marine ¦ PG&E ¦ Marine | Com ¦ Com Wall Insulation (R14) - Marine | PG&E ¦ Marine | PG&E | All | Electric & Gas | Efficient level R14 com wall insulation | Efficient | 0 | Conventional | BldgEnv | Com - Office (Small) | Com | RET and NEW | 0 | 1000 sqft2 of floor space | sq ft wall insulation | 20 | DEER:HVAC_Duct_Sealing | -0.11846 | -0.00063431 | -0.062462 | Workpaper PGECOBLD106 R2, 2019 PGT Study | 0.32991 | 2014 | 0 | 0.81 | 2014 | 0 | 0 | Itron MCS Version 1.7 Volume I | Com Wall Insulation - Marine ¦ PG&E ¦ Marine | Com Wall Insulation - Marine | 359.7703 | 0.1 | 0.13958 | CBSA 2014 | 0.064228 | 2032 | 0.6
COM-BLDGENV-12.7 | Com ¦ Com Wall Insulation (R14) - Marine ¦ PG&E ¦ Marine | Com ¦ Com Wall Insulation (R14) - Marine | PG&E ¦ Marine | PG&E | All | Electric & Gas | Efficient level R14 com wall insulation | Efficient | 0 | Conventional | BldgEnv | Com - Other | Com | RET and NEW | 0 | 1000 sqft2 of floor space | sq ft wall insulation | 20 | DEER:HVAC_Duct_Sealing | -0.12169 | -0.00063431 | -0.062462 | Workpaper PGECOBLD106 R2, 2019 PGT Study | 0.32991 | 2014 | 0 | 0.81 | 2014 | 0 | 0 | Itron MCS Version 1.7 Volume I | Com Wall Insulation - Marine ¦ PG&E ¦ Marine | Com Wall Insulation - Marine | 144.1603 | 0.1 | 0.1409 | CBSA 2014 | 0.16323 | 2032 | 0.6
COM-BLDGENV-12.8 | Com ¦ Com Wall Insulation (R14) - Marine ¦ PG&E ¦ Marine | Com ¦ Com Wall Insulation (R14) - Marine | PG&E ¦ Marine | PG&E | All | Electric & Gas | Efficient level R14 com wall insulation | Efficient | 0 | Conventional | BldgEnv | Com - Refrig. Warehouse | Com | RET and NEW | 0 | 1000 sqft2 of floor space | sq ft wall insulation | 20 | DEER:HVAC_Duct_Sealing | -0.11846 | -0.00063431 | -0.062462 | Workpaper PGECOBLD106 R2, 2019 PGT Study | 0.32991 | 2014 | 0 | 0.81 | 2014 | 0 | 0 | Itron MCS Version 1.7 Volume I | Com Wall Insulation - Marine ¦ PG&E ¦ Marine | Com Wall Insulation - Marine | 381.3263 | 0.1 | 0.045116 | CBSA 2014 | 0.048274 | 2032 | 0.6
COM-BLDGENV-12.9 | Com ¦ Com Wall Insulation (R14) - Marine ¦ PG&E ¦ Marine | Com ¦ Com Wall Insulation (R14) - Marine | PG&E ¦ Marine | PG&E | All | Electric & Gas | Efficient level R14 com wall insulation | Efficient | 0 | Conventional | BldgEnv | Com - Restaurant | Com | RET and NEW | 0 | 1000 sqft2 of floor space | sq ft wall insulation | 20 | DEER:HVAC_Duct_Sealing | -0.11846 | -0.00063431 | -0.062462 | Workpaper PGECOBLD106 R2, 2019 PGT Study | 0.32991 | 2014 | 0 | 0.81 | 2014 | 0 | 0 | Itron MCS Version 1.7 Volume I | Com Wall Insulation - Marine ¦ PG&E ¦ Marine | Com Wall Insulation - Marine | 459.6781 | 0.1 | 0.098615 | CBSA 2014 | 0.018416 | 2032 | 0.6
COM-BLDGENV-12.10 | Com ¦ Com Wall Insulation (R14) - Marine ¦ PG&E ¦ Marine | Com ¦ Com Wall Insulation (R14) - Marine | PG&E ¦ Marine | PG&E | All | Electric & Gas | Efficient level R14 com wall insulation | Efficient | 0 | Conventional | BldgEnv | Com - Retail | Com | RET and NEW | 0 | 1000 sqft2 of floor space | sq ft wall insulation | 20 | DEER:HVAC_Duct_Sealing | -0.11846 | -0.00063431 | -0.062462 | Workpaper PGECOBLD106 R2, 2019 PGT Study | 0.32991 | 2014 | 0 | 0.81 | 2014 | 0 | 0 | Itron MCS Version 1.7 Volume I | Com Wall Insulation - Marine ¦ PG&E ¦ Marine | Com Wall Insulation - Marine | 326.6665 | 0.1 | 0.037059 | CBSA 2014 | 9.3867 | 2032 | 0.6
COM-BLDGENV-12.11 | Com ¦ Com Wall Insulation (R14) - Marine ¦ PG&E ¦ Marine | Com ¦ Com Wall Insulation (R14) - Marine | PG&E ¦ Marine | PG&E | All | Electric & Gas | Efficient level R14 com wall insulation | Efficient | 0 | Conventional | BldgEnv | Com - School | Com | RET and NEW | 0 | 1000 sqft2 of floor space | sq ft wall insulation | 20 | DEER:HVAC_Duct_Sealing | -0.11846 | -0.00063431 | -0.062462 | Workpaper PGECOBLD106 R2, 2019 PGT Study | 0.32991 | 2014 | 0 | 0.81 | 2014 | 0 | 0 | Itron MCS Version 1.7 Volume I | Com Wall Insulation - Marine ¦ PG&E ¦ Marine | Com Wall Insulation - Marine | 236.9466 | 0.1 | 0.11001 | CBSA 2014 | 0.058812 | 2032 | 0.6
COM-BLDGENV-12.12 | Com ¦ Com Wall Insulation (R14) - Marine ¦ PG&E ¦ Marine | Com ¦ Com Wall Insulation (R14) - Marine | PG&E ¦ Marine | PG&E | All | Electric & Gas | Efficient level R14 com wall insulation | Efficient | 0 | Conventional | BldgEnv | Com - Warehouse | Com | RET and NEW | 0 | 1000 sqft2 of floor space | sq ft wall insulation | 20 | DEER:HVAC_Duct_Sealing | -0.19385 | -0.00063431 | -0.28538 | Workpaper PGECOBLD106 R2, 2019 PGT Study | 0.32991 | 2014 | 0 | 0.81 | 2014 | 0 | 0 | Itron MCS Version 1.7 Volume I | Com Wall Insulation - Marine ¦ PG&E ¦ Marine | Com Wall Insulation - Marine | 381.3263 | 0.1 | 0.089783 | CBSA 2014 | 2.1998 | 2032 | 0.6
COM-BLDGENV-12.13 | Com ¦ Com Wall Insulation (R14) - Hot-Dry ¦ PG&E ¦ Hot-Dry | Com ¦ Com Wall Insulation (R14) - Hot-Dry | PG&E ¦ Hot-Dry | PG&E | All | Electric & Gas | Efficient level R14 com wall insulation | Efficient | 0 | Conventional | BldgEnv | Com - College | Com | RET and NEW | 0 | 1000 sqft2 of floor space | sq ft wall insulation | 20 | DEER:HVAC_Duct_Sealing | -0.48462 | -0.00087218 | -0.068923 | Workpaper PGECOBLD106 R2, 2019 PGT Study | 0.32991 | 2014 | 0 | 0.81 | 2014 | 0 | 0 | Itron MCS Version 1.7 Volume I | Com Wall Insulation - Hot-Dry ¦ PG&E ¦ Hot-Dry | Com Wall Insulation - Hot-Dry | 236.9466 | 0.1 | 0.017118 | CBSA 2014 | 0.056256 | 2032 | 0.6
COM-BLDGENV-12.14 | Com ¦ Com Wall Insulation (R14) - Hot-Dry ¦ PG&E ¦ Hot-Dry | Com ¦ Com Wall Insulation (R14) - Hot-Dry | PG&E ¦ Hot-Dry | PG&E | All | Electric & Gas | Efficient level R14 com wall insulation | Efficient | 0 | Conventional | BldgEnv | Com - Grocery | Com | RET and NEW | 0 | 1000 sqft2 of floor space | sq ft wall insulation | 20 | DEER:HVAC_Duct_Sealing | -0.48462 | -0.00087218 | -0.068923 | Workpaper PGECOBLD106 R2, 2019 PGT Study | 0.32991 | 2014 | 0 | 0.81 | 2014 | 0 | 0 | Itron MCS Version 1.7 Volume I | Com Wall Insulation - Hot-Dry ¦ PG&E ¦ Hot-Dry | Com Wall Insulation - Hot-Dry | 422.8189 | 0.1 | 0.088408 | CBSA 2014 | 0.15562 | 2032 | 0.6
COM-BLDGENV-12.15 | Com ¦ Com Wall Insulation (R14) - Hot-Dry ¦ PG&E ¦ Hot-Dry | Com ¦ Com Wall Insulation (R14) - Hot-Dry | PG&E ¦ Hot-Dry | PG&E | All | Electric & Gas | Efficient level R14 com wall insulation | Efficient | 0 | Conventional | BldgEnv | Com - Health | Com | RET and NEW | 0 | 1000 sqft2 of floor space | sq ft wall insulation | 20 | DEER:HVAC_Duct_Sealing | -0.66033 | -0.00087218 | -0.17679 | Workpaper PGECOBLD106 R2, 2019 PGT Study | 0.32991 | 2014 | 0 | 0.81 | 2014 | 0 | 0 | Itron MCS Version 1.7 Volume I | Com Wall Insulation - Hot-Dry ¦ PG&E ¦ Hot-Dry | Com Wall Insulation - Hot-Dry | 359.7703 | 0.1 | 0.082296 | CBSA 2014 | 0.42727 | 2032 | 0.6
COM-BLDGENV-12.16 | Com ¦ Com Wall Insulation (R14) - Hot-Dry ¦ PG&E ¦ Hot-Dry | Com ¦ Com Wall Insulation (R14) - Hot-Dry | PG&E ¦ Hot-Dry | PG&E | All | Electric & Gas | Efficient level R14 com wall insulation | Efficient | 0 | Conventional | BldgEnv | Com - Lodging | Com | RET and NEW | 0 | 1000 sqft2 of floor space | sq ft wall insulation | 20 | DEER:HVAC_Duct_Sealing | -0.87231 | -0.00087218 | -0.30692 | Workpaper PGECOBLD106 R2, 2019 PGT Study | 0.32991 | 2014 | 0 | 0.81 | 2014 | 0 | 0 | Itron MCS Version 1.7 Volume I | Com Wall Insulation - Hot-Dry ¦ PG&E ¦ Hot-Dry | Com Wall Insulation - Hot-Dry | 268.1081 | 0.1 | 0.04476 | CBSA 2014 | 2.3855 | 2032 | 0.6
COM-BLDGENV-12.17 | Com ¦ Com Wall Insulation (R14) - Hot-Dry ¦ PG&E ¦ Hot-Dry | Com ¦ Com Wall Insulation (R14) - Hot-Dry | PG&E ¦ Hot-Dry | PG&E | All | Electric & Gas | Efficient level R14 com wall insulation | Efficient | 0 | Conventional | BldgEnv | Com - Office (Large) | Com | RET and NEW | 0 | 1000 sqft2 of floor space | sq ft wall insulation | 20 | DEER:HVAC_Duct_Sealing | -0.48462 | -0.00087218 | -0.068923 | Workpaper PGECOBLD106 R2, 2019 PGT Study | 0.32991 | 2014 | 0 | 0.81 | 2014 | 0 | 0 | Itron MCS Version 1.7 Volume I | Com Wall Insulation - Hot-Dry ¦ PG&E ¦ Hot-Dry | Com Wall Insulation - Hot-Dry | 359.7703 | 0.1 | 0.11383 | CBSA 2014 | 0.24607 | 2032 | 0.6
COM-BLDGENV-12.18 | Com ¦ Com Wall Insulation (R14) - Hot-Dry ¦ PG&E ¦ Hot-Dry | Com ¦ Com Wall Insulation (R14) - Hot-Dry | PG&E ¦ Hot-Dry | PG&E | All | Electric & Gas | Efficient level R14 com wall insulation | Efficient | 0 | Conventional | BldgEnv | Com - Office (Small) | Com | RET and NEW | 0 | 1000 sqft2 of floor space | sq ft wall insulation | 20 | DEER:HVAC_Duct_Sealing | -0.48462 | -0.00087218 | -0.068923 | Workpaper PGECOBLD106 R2, 2019 PGT Study | 0.32991 | 2014 | 0 | 0.81 | 2014 | 0 | 0 | Itron MCS Version 1.7 Volume I | Com Wall Insulation - Hot-Dry ¦ PG&E ¦ Hot-Dry | Com Wall Insulation - Hot-Dry | 359.7703 | 0.1 | 0.13958 | CBSA 2014 | 0.080083 | 2032 | 0.6
COM-BLDGENV-12.19 | Com ¦ Com Wall Insulation (R14) - Hot-Dry ¦ PG&E ¦ Hot-Dry | Com ¦ Com Wall Insulation (R14) - Hot-Dry | PG&E ¦ Hot-Dry | PG&E | All | Electric & Gas | Efficient level R14 com wall insulation | Efficient | 0 | Conventional | BldgEnv | Com - Other | Com | RET and NEW | 0 | 1000 sqft2 of floor space | sq ft wall insulation | 20 | DEER:HVAC_Duct_Sealing | -0.48462 | -0.00087218 | -0.068923 | Workpaper PGECOBLD106 R2, 2019 PGT Study | 0.32991 | 2014 | 0 | 0.81 | 2014 | 0 | 0 | Itron MCS Version 1.7 Volume I | Com Wall Insulation - Hot-Dry ¦ PG&E ¦ Hot-Dry | Com Wall Insulation - Hot-Dry | 144.1603 | 0.1 | 0.1409 | CBSA 2014 | 0.20066 | 2032 | 0.6
COM-BLDGENV-12.20 | Com ¦ Com Wall Insulation (R14) - Hot-Dry ¦ PG&E ¦ Hot-Dry | Com ¦ Com Wall Insulation (R14) - Hot-Dry | PG&E ¦ Hot-Dry | PG&E | All | Electric & Gas | Efficient level R14 com wall insulation | Efficient | 0 | Conventional | BldgEnv | Com - Refrig. Warehouse | Com | RET and NEW | 0 | 1000 sqft2 of floor space | sq ft wall insulation | 20 | DEER:HVAC_Duct_Sealing | -0.48462 | -0.00087218 | -0.068923 | Workpaper PGECOBLD106 R2, 2019 PGT Study | 0.32991 | 2014 | 0 | 0.81 | 2014 | 0 | 0 | Itron MCS Version 1.7 Volume I | Com Wall Insulation - Hot-Dry ¦ PG&E ¦ Hot-Dry | Com Wall Insulation - Hot-Dry | 381.3263 | 0.1 | 0.045116 | CBSA 2014 | 0.060861 | 2032 | 0.6
COM-BLDGENV-12.21 | Com ¦ Com Wall Insulation (R14) - Hot-Dry ¦ PG&E ¦ Hot-Dry | Com ¦ Com Wall Insulation (R14) - Hot-Dry | PG&E ¦ Hot-Dry | PG&E | All | Electric & Gas | Efficient level R14 com wall insulation | Efficient | 0 | Conventional | BldgEnv | Com - Restaurant | Com | RET and NEW | 0 | 1000 sqft2 of floor space | sq ft wall insulation | 20 | DEER:HVAC_Duct_Sealing | -0.48462 | -0.00087218 | -0.068923 | Workpaper PGECOBLD106 R2, 2019 PGT Study | 0.32991 | 2014 | 0 | 0.81 | 2014 | 0 | 0 | Itron MCS Version 1.7 Volume I | Com Wall Insulation - Hot-Dry ¦ PG&E ¦ Hot-Dry | Com Wall Insulation - Hot-Dry | 459.6781 | 0.1 | 0.098615 | CBSA 2014 | 0.027535 | 2032 | 0.6
COM-BLDGENV-12.22 | Com ¦ Com Wall Insulation (R14) - Hot-Dry ¦ PG&E ¦ Hot-Dry | Com ¦ Com Wall Insulation (R14) - Hot-Dry | PG&E ¦ Hot-Dry | PG&E | All | Electric & Gas | Efficient level R14 com wall insulation | Efficient | 0 | Conventional | BldgEnv | Com - Retail | Com | RET and NEW | 0 | 1000 sqft2 of floor space | sq ft wall insulation | 20 | DEER:HVAC_Duct_Sealing | -0.48462 | -0.00087218 | -0.068923 | Workpaper PGECOBLD106 R2, 2019 PGT Study | 0.32991 | 2014 | 0 | 0.81 | 2014 | 0 | 0 | Itron MCS Version 1.7 Volume I | Com Wall Insulation - Hot-Dry ¦ PG&E ¦ Hot-Dry | Com Wall Insulation - Hot-Dry | 326.6665 | 0.1 | 0.037059 | CBSA 2014 | 10.3918 | 2032 | 0.6
COM-BLDGENV-12.23 | Com ¦ Com Wall Insulation (R14) - Hot-Dry ¦ PG&E ¦ Hot-Dry | Com ¦ Com Wall Insulation (R14) - Hot-Dry | PG&E ¦ Hot-Dry | PG&E | All | Electric & Gas | Efficient level R14 com wall insulation | Efficient | 0 | Conventional | BldgEnv | Com - School | Com | RET and NEW | 0 | 1000 sqft2 of floor space | sq ft wall insulation | 20 | DEER:HVAC_Duct_Sealing | -0.48462 | -0.00087218 | -0.068923 | Workpaper PGECOBLD106 R2, 2019 PGT Study | 0.32991 | 2014 | 0 | 0.81 | 2014 | 0 | 0 | Itron MCS Version 1.7 Volume I | Com Wall Insulation - Hot-Dry ¦ PG&E ¦ Hot-Dry | Com Wall Insulation - Hot-Dry | 236.9466 | 0.1 | 0.11001 | CBSA 2014 | 0.084336 | 2032 | 0.6
COM-BLDGENV-12.24 | Com ¦ Com Wall Insulation (R14) - Hot-Dry ¦ PG&E ¦ Hot-Dry | Com ¦ Com Wall Insulation (R14) - Hot-Dry | PG&E ¦ Hot-Dry | PG&E | All | Electric & Gas | Efficient level R14 com wall insulation | Efficient | 0 | Conventional | BldgEnv | Com - Warehouse | Com | RET and NEW | 0 | 1000 sqft2 of floor space | sq ft wall insulation | 20 | DEER:HVAC_Duct_Sealing | -0.87231 | -0.00087218 | -0.30692 | Workpaper PGECOBLD106 R2, 2019 PGT Study | 0.32991 | 2014 | 0 | 0.81 | 2014 | 0 | 0 | Itron MCS Version 1.7 Volume I | Com Wall Insulation - Hot-Dry ¦ PG&E ¦ Hot-Dry | Com Wall Insulation - Hot-Dry | 381.3263 | 0.1 | 0.089783 | CBSA 2014 | 2.4152 | 2032 | 0.6
COM-BLDGENV-12.25 | Com ¦ Com Wall Insulation (R14) - Cold ¦ PG&E ¦ Cold | Com ¦ Com Wall Insulation (R14) - Cold | PG&E ¦ Cold | PG&E | All | Electric & Gas | Efficient level R14 com wall insulation | Efficient | 0 | Conventional | BldgEnv | Com - College | Com | RET and NEW | 0 | 1000 sqft2 of floor space | sq ft wall insulation | 20 | DEER:HVAC_Duct_Sealing | -0.24769 | -0.0007136 | -0.13785 | Workpaper PGECOBLD106 R2, 2019 PGT Study | 0.32991 | 2014 | 0 | 0.81 | 2014 | 0 | 0 | Itron MCS Version 1.7 Volume I | Com Wall Insulation - Cold ¦ PG&E ¦ Cold | Com Wall Insulation - Cold | 236.9466 | 0.1 | 0.017118 | CBSA 2014 | 0.087986 | 2032 | 0.6
COM-BLDGENV-12.26 | Com ¦ Com Wall Insulation (R14) - Cold ¦ PG&E ¦ Cold | Com ¦ Com Wall Insulation (R14) - Cold | PG&E ¦ Cold | PG&E | All | Electric & Gas | Efficient level R14 com wall insulation | Efficient | 0 | Conventional | BldgEnv | Com - Grocery | Com | RET and NEW | 0 | 1000 sqft2 of floor space | sq ft wall insulation | 20 | DEER:HVAC_Duct_Sealing | -0.24769 | -0.0007136 | -0.13785 | Workpaper PGECOBLD106 R2, 2019 PGT Study | 0.32991 | 2014 | 0 | 0.81 | 2014 | 0 | 0 | Itron MCS Version 1.7 Volume I | Com Wall Insulation - Cold ¦ PG&E ¦ Cold | Com Wall Insulation - Cold | 422.8189 | 0.1 | 0.088408 | CBSA 2014 | 0.29538 | 2032 | 0.6
COM-BLDGENV-12.27 | Com ¦ Com Wall Insulation (R14) - Cold ¦ PG&E ¦ Cold | Com ¦ Com Wall Insulation (R14) - Cold | PG&E ¦ Cold | PG&E | All | Electric & Gas | Efficient level R14 com wall insulation | Efficient | 0 | Conventional | BldgEnv | Com - Health | Com | RET and NEW | 0 | 1000 sqft2 of floor space | sq ft wall insulation | 20 | DEER:HVAC_Duct_Sealing | -0.34043 | -0.0007136 | -0.32333 | Workpaper PGECOBLD106 R2, 2019 PGT Study | 0.32991 | 2014 | 0 | 0.81 | 2014 | 0 | 0 | Itron MCS Version 1.7 Volume I | Com Wall Insulation - Cold ¦ PG&E ¦ Cold | Com Wall Insulation - Cold | 359.7703 | 0.1 | 0.082296 | CBSA 2014 | 0.76855 | 2032 | 0.6
COM-BLDGENV-12.28 | Com ¦ Com Wall Insulation (R14) - Cold ¦ PG&E ¦ Cold | Com ¦ Com Wall Insulation (R14) - Cold | PG&E ¦ Cold | PG&E | All | Electric & Gas | Efficient level R14 com wall insulation | Efficient | 0 | Conventional | BldgEnv | Com - Lodging | Com | RET and NEW | 0 | 1000 sqft2 of floor space | sq ft wall insulation | 20 | DEER:HVAC_Duct_Sealing | -0.45231 | -0.0007136 | -0.54708 | Workpaper PGECOBLD106 R2, 2019 PGT Study | 0.32991 | 2014 | 0 | 0.81 | 2014 | 0 | 0 | Itron MCS Version 1.7 Volume I | Com Wall Insulation - Cold ¦ PG&E ¦ Cold | Com Wall Insulation - Cold | 268.1081 | 0.1 | 0.04476 | CBSA 2014 | 4.1914 | 2032 | 0.6
COM-BLDGENV-12.29 | Com ¦ Com Wall Insulation (R14) - Cold ¦ PG&E ¦ Cold | Com ¦ Com Wall Insulation (R14) - Cold | PG&E ¦ Cold | PG&E | All | Electric & Gas | Efficient level R14 com wall insulation | Efficient | 0 | Conventional | BldgEnv | Com - Office (Large) | Com | RET and NEW | 0 | 1000 sqft2 of floor space | sq ft wall insulation | 20 | DEER:HVAC_Duct_Sealing | -0.24769 | -0.0007136 | -0.13785 | Workpaper PGECOBLD106 R2, 2019 PGT Study | 0.32991 | 2014 | 0 | 0.81 | 2014 | 0 | 0 | Itron MCS Version 1.7 Volume I | Com Wall Insulation - Cold ¦ PG&E ¦ Cold | Com Wall Insulation - Cold | 359.7703 | 0.1 | 0.11383 | CBSA 2014 | 0.48085 | 2032 | 0.6
COM-BLDGENV-12.30 | Com ¦ Com Wall Insulation (R14) - Cold ¦ PG&E ¦ Cold | Com ¦ Com Wall Insulation (R14) - Cold | PG&E ¦ Cold | PG&E | All | Electric & Gas | Efficient level R14 com wall insulation | Efficient | 0 | Conventional | BldgEnv | Com - Office (Small) | Com | RET and NEW | 0 | 1000 sqft2 of floor space | sq ft wall insulation | 20 | DEER:HVAC_Duct_Sealing | -0.24769 | -0.0007136 | -0.13785 | Workpaper PGECOBLD106 R2, 2019 PGT Study | 0.32991 | 2014 | 0 | 0.81 | 2014 | 0 | 0 | Itron MCS Version 1.7 Volume I | Com Wall Insulation - Cold ¦ PG&E ¦ Cold | Com Wall Insulation - Cold | 359.7703 | 0.1 | 0.13958 | CBSA 2014 | 0.14139 | 2032 | 0.6
COM-BLDGENV-12.31 | Com ¦ Com Wall Insulation (R14) - Cold ¦ PG&E ¦ Cold | Com ¦ Com Wall Insulation (R14) - Cold | PG&E ¦ Cold | PG&E | All | Electric & Gas | Efficient level R14 com wall insulation | Efficient | 0 | Conventional | BldgEnv | Com - Other | Com | RET and NEW | 0 | 1000 sqft2 of floor space | sq ft wall insulation | 20 | DEER:HVAC_Duct_Sealing | -0.24769 | -0.0007136 | -0.13785 | Workpaper PGECOBLD106 R2, 2019 PGT Study | 0.32991 | 2014 | 0 | 0.81 | 2014 | 0 | 0 | Itron MCS Version 1.7 Volume I | Com Wall Insulation - Cold ¦ PG&E ¦ Cold | Com Wall Insulation - Cold | 144.1603 | 0.1 | 0.1409 | CBSA 2014 | 0.35901 | 2032 | 0.6
COM-BLDGENV-12.32 | Com ¦ Com Wall Insulation (R14) - Cold ¦ PG&E ¦ Cold | Com ¦ Com Wall Insulation (R14) - Cold | PG&E ¦ Cold | PG&E | All | Electric & Gas | Efficient level R14 com wall insulation | Efficient | 0 | Conventional | BldgEnv | Com - Refrig. Warehouse | Com | RET and NEW | 0 | 1000 sqft2 of floor space | sq ft wall insulation | 20 | DEER:HVAC_Duct_Sealing | -0.45231 | -0.0007136 | -0.54708 | Workpaper PGECOBLD106 R2, 2019 PGT Study | 0.32991 | 2014 | 0 | 0.81 | 2014 | 0 | 0 | Itron MCS Version 1.7 Volume I | Com Wall Insulation - Cold ¦ PG&E ¦ Cold | Com Wall Insulation - Cold | 381.3263 | 0.1 | 0.045116 | CBSA 2014 | 0.41026 | 2032 | 0.6
COM-BLDGENV-12.33 | Com ¦ Com Wall Insulation (R14) - Cold ¦ PG&E ¦ Cold | Com ¦ Com Wall Insulation (R14) - Cold | PG&E ¦ Cold | PG&E | All | Electric & Gas | Efficient level R14 com wall insulation | Efficient | 0 | Conventional | BldgEnv | Com - Restaurant | Com | RET and NEW | 0 | 1000 sqft2 of floor space | sq ft wall insulation | 20 | DEER:HVAC_Duct_Sealing | -0.24769 | -0.0007136 | -0.13785 | Workpaper PGECOBLD106 R2, 2019 PGT Study | 0.32991 | 2014 | 0 | 0.81 | 2014 | 0 | 0 | Itron MCS Version 1.7 Volume I | Com Wall Insulation - Cold ¦ PG&E ¦ Cold | Com Wall Insulation - Cold | 459.6781 | 0.1 | 0.098615 | CBSA 2014 | 0.040361 | 2032 | 0.6
COM-BLDGENV-12.34 | Com ¦ Com Wall Insulation (R14) - Cold ¦ PG&E ¦ Cold | Com ¦ Com Wall Insulation (R14) - Cold | PG&E ¦ Cold | PG&E | All | Electric & Gas | Efficient level R14 com wall insulation | Efficient | 0 | Conventional | BldgEnv | Com - Retail | Com | RET and NEW | 0 | 1000 sqft2 of floor space | sq ft wall insulation | 20 | DEER:HVAC_Duct_Sealing | -0.24769 | -0.0007136 | -0.13785 | Workpaper PGECOBLD106 R2, 2019 PGT Study | 0.32991 | 2014 | 0 | 0.81 | 2014 | 0 | 0 | Itron MCS Version 1.7 Volume I | Com Wall Insulation - Cold ¦ PG&E ¦ Cold | Com Wall Insulation - Cold | 326.6665 | 0.1 | 0.037059 | CBSA 2014 | 20.7141 | 2032 | 0.6
COM-BLDGENV-12.35 | Com ¦ Com Wall Insulation (R14) - Cold ¦ PG&E ¦ Cold | Com ¦ Com Wall Insulation (R14) - Cold | PG&E ¦ Cold | PG&E | All | Electric & Gas | Efficient level R14 com wall insulation | Efficient | 0 | Conventional | BldgEnv | Com - School | Com | RET and NEW | 0 | 1000 sqft2 of floor space | sq ft wall insulation | 20 | DEER:HVAC_Duct_Sealing | -0.24769 | -0.0007136 | -0.13785 | Workpaper PGECOBLD106 R2, 2019 PGT Study | 0.32991 | 2014 | 0 | 0.81 | 2014 | 0 | 0 | Itron MCS Version 1.7 Volume I | Com Wall Insulation - Cold ¦ PG&E ¦ Cold | Com Wall Insulation - Cold | 236.9466 | 0.1 | 0.11001 | CBSA 2014 | 0.12904 | 2032 | 0.6
COM-BLDGENV-12.36 | Com ¦ Com Wall Insulation (R14) - Cold ¦ PG&E ¦ Cold | Com ¦ Com Wall Insulation (R14) - Cold | PG&E ¦ Cold | PG&E | All | Electric & Gas | Efficient level R14 com wall insulation | Efficient | 0 | Conventional | BldgEnv | Com - Warehouse | Com | RET and NEW | 0 | 1000 sqft2 of floor space | sq ft wall insulation | 20 | DEER:HVAC_Duct_Sealing | -0.45231 | -0.0007136 | -0.54708 | Workpaper PGECOBLD106 R2, 2019 PGT Study | 0.32991 | 2014 | 0 | 0.81 | 2014 | 0 | 0 | Itron MCS Version 1.7 Volume I | Com Wall Insulation - Cold ¦ PG&E ¦ Cold | Com Wall Insulation - Cold | 381.3263 | 0.1 | 0.089783 | CBSA 2014 | 4.223 | 2032 | 0.6
COM-BLDGENV-10.1 | Com ¦ Com Wall Insulation (R0) - Marine ¦ SCE ¦ Marine | Com ¦ Com Wall Insulation (R0) - Marine | SCE ¦ Marine | SCE | All | Electric & Gas | None or minimal existing com wall insulation | Average Existing | 0 | Conventional | BldgEnv | Com - College | Com | RET Only | 0 | 1000 sqft2 of floor space | sq ft wall insulation | 20 | DEER:HVAC_Duct_Sealing | 0 | 0 | 0 | Workpaper PGECOBLD106 R2, 2019 PGT Study | 0 | 2014 | 0 | 0 | 2014 | 0 | 0 | Itron MCS Version 1.7 Volume I | Com Wall Insulation - Marine ¦ SCE ¦ Marine | Com Wall Insulation - Marine | 205.2174 | 0.1 | 0.83792 | CBSA 2014 | 0 | 2012 | 0.6
COM-BLDGENV-10.2 | Com ¦ Com Wall Insulation (R0) - Marine ¦ SCE ¦ Marine | Com ¦ Com Wall Insulation (R0) - Marine | SCE ¦ Marine | SCE | All | Electric & Gas | None or minimal existing com wall insulation | Average Existing | 0 | Conventional | BldgEnv | Com - Grocery | Com | RET Only | 0 | 1000 sqft2 of floor space | sq ft wall insulation | 20 | DEER:HVAC_Duct_Sealing | 0 | 0 | 0 | Workpaper PGECOBLD106 R2, 2019 PGT Study | 0 | 2014 | 0 | 0 | 2014 | 0 | 0 | Itron MCS Version 1.7 Volume I | Com Wall Insulation - Marine ¦ SCE ¦ Marine | Com Wall Insulation - Marine | 366.1998 | 0.1 | 0.72895 | CBSA 2014 | 0 | 2012 | 0.6
COM-BLDGENV-10.3 | Com ¦ Com Wall Insulation (R0) - Marine ¦ SCE ¦ Marine | Com ¦ Com Wall Insulation (R0) - Marine | SCE ¦ Marine | SCE | All | Electric & Gas | None or minimal existing com wall insulation | Average Existing | 0 | Conventional | BldgEnv | Com - Health | Com | RET Only | 0 | 1000 sqft2 of floor space | sq ft wall insulation | 20 | DEER:HVAC_Duct_Sealing | 0 | 0 | 0 | Workpaper PGECOBLD106 R2, 2019 PGT Study | 0 | 2014 | 0 | 0 | 2014 | 0 | 0 | Itron MCS Version 1.7 Volume I | Com Wall Insulation - Marine ¦ SCE ¦ Marine | Com Wall Insulation - Marine | 311.5939 | 0.1 | 0.60978 | CBSA 2014 | 0 | 2012 | 0.6
COM-BLDGENV-10.4 | Com ¦ Com Wall Insulation (R0) - Marine ¦ SCE ¦ Marine | Com ¦ Com Wall Insulation (R0) - Marine | SCE ¦ Marine | SCE | All | Electric & Gas | None or minimal existing com wall insulation | Average Existing | 0 | Conventional | BldgEnv | Com - Lodging | Com | RET Only | 0 | 1000 sqft2 of floor space | sq ft wall insulation | 20 | DEER:HVAC_Duct_Sealing | 0 | 0 | 0 | Workpaper PGECOBLD106 R2, 2019 PGT Study | 0 | 2014 | 0 | 0 | 2014 | 0 | 0 | Itron MCS Version 1.7 Volume I | Com Wall Insulation - Marine ¦ SCE ¦ Marine | Com Wall Insulation - Marine | 232.2061 | 0.1 | 0.999 | CBSA 2014 | 0 | 2012 | 0.6
COM-BLDGENV-10.5 | Com ¦ Com Wall Insulation (R0) - Marine ¦ SCE ¦ Marine | Com ¦ Com Wall Insulation (R0) - Marine | SCE ¦ Marine | SCE | All | Electric & Gas | None or minimal existing com wall insulation | Average Existing | 0 | Conventional | BldgEnv | Com - Office (Large) | Com | RET Only | 0 | 1000 sqft2 of floor space | sq ft wall insulation | 20 | DEER:HVAC_Duct_Sealing | 0 | 0 | 0 | Workpaper PGECOBLD106 R2, 2019 PGT Study | 0 | 2014 | 0 | 0 | 2014 | 0 | 0 | Itron MCS Version 1.7 Volume I | Com Wall Insulation - Marine ¦ SCE ¦ Marine | Com Wall Insulation - Marine | 311.5939 | 0.1 | 0.59092 | CBSA 2014 | 0 | 2012 | 0.6
COM-BLDGENV-10.6 | Com ¦ Com Wall Insulation (R0) - Marine ¦ SCE ¦ Marine | Com ¦ Com Wall Insulation (R0) - Marine | SCE ¦ Marine | SCE | All | Electric & Gas | None or minimal existing com wall insulation | Average Existing | 0 | Conventional | BldgEnv | Com - Office (Small) | Com | RET Only | 0 | 1000 sqft2 of floor space | sq ft wall insulation | 20 | DEER:HVAC_Duct_Sealing | 0 | 0 | 0 | Workpaper PGECOBLD106 R2, 2019 PGT Study | 0 | 2014 | 0 | 0 | 2014 | 0 | 0 | Itron MCS Version 1.7 Volume I | Com Wall Insulation - Marine ¦ SCE ¦ Marine | Com Wall Insulation - Marine | 311.5939 | 0.1 | 0.7633 | CBSA 2014 | 0 | 2012 | 0.6
COM-BLDGENV-10.7 | Com ¦ Com Wall Insulation (R0) - Marine ¦ SCE ¦ Marine | Com ¦ Com Wall Insulation (R0) - Marine | SCE ¦ Marine | SCE | All | Electric & Gas | None or minimal existing com wall insulation | Average Existing | 0 | Conventional | BldgEnv | Com - Other | Com | RET Only | 0 | 1000 sqft2 of floor space | sq ft wall insulation | 20 | DEER:HVAC_Duct_Sealing | 0 | 0 | 0 | Workpaper PGECOBLD106 R2, 2019 PGT Study | 0 | 2014 | 0 | 0 | 2014 | 0 | 0 | Itron MCS Version 1.7 Volume I | Com Wall Insulation - Marine ¦ SCE ¦ Marine | Com Wall Insulation - Marine | 124.856 | 0.1 | 0.7678 | CBSA 2014 | 0 | 2012 | 0.6
COM-BLDGENV-10.8 | Com ¦ Com Wall Insulation (R0) - Marine ¦ SCE ¦ Marine | Com ¦ Com Wall Insulation (R0) - Marine | SCE ¦ Marine | SCE | All | Electric & Gas | None or minimal existing com wall insulation | Average Existing | 0 | Conventional | BldgEnv | Com - Refrig. Warehouse | Com | RET Only | 0 | 1000 sqft2 of floor space | sq ft wall insulation | 20 | DEER:HVAC_Duct_Sealing | 0 | 0 | 0 | Workpaper PGECOBLD106 R2, 2019 PGT Study | 0 | 2014 | 0 | 0 | 2014 | 0 | 0 | Itron MCS Version 1.7 Volume I | Com Wall Insulation - Marine ¦ SCE ¦ Marine | Com Wall Insulation - Marine | 330.2634 | 0.1 | 0.97156 | CBSA 2014 | 0 | 2012 | 0.6
COM-BLDGENV-10.9 | Com ¦ Com Wall Insulation (R0) - Marine ¦ SCE ¦ Marine | Com ¦ Com Wall Insulation (R0) - Marine | SCE ¦ Marine | SCE | All | Electric & Gas | None or minimal existing com wall insulation | Average Existing | 0 | Conventional | BldgEnv | Com - Restaurant | Com | RET Only | 0 | 1000 sqft2 of floor space | sq ft wall insulation | 20 | DEER:HVAC_Duct_Sealing | 0 | 0 | 0 | Workpaper PGECOBLD106 R2, 2019 PGT Study | 0 | 2014 | 0 | 0 | 2014 | 0 | 0 | Itron MCS Version 1.7 Volume I | Com Wall Insulation - Marine ¦ SCE ¦ Marine | Com Wall Insulation - Marine | 398.1232 | 0.1 | 0.47929 | CBSA 2014 | 0 | 2012 | 0.6
COM-BLDGENV-10.10 | Com ¦ Com Wall Insulation (R0) - Marine ¦ SCE ¦ Marine | Com ¦ Com Wall Insulation (R0) - Marine | SCE ¦ Marine | SCE | All | Electric & Gas | None or minimal existing com wall insulation | Average Existing | 0 | Conventional | BldgEnv | Com - Retail | Com | RET Only | 0 | 1000 sqft2 of floor space | sq ft wall insulation | 20 | DEER:HVAC_Duct_Sealing | 0 | 0 | 0 | Workpaper PGECOBLD106 R2, 2019 PGT Study | 0 | 2014 | 0 | 0 | 2014 | 0 | 0 | Itron MCS Version 1.7 Volume I | Com Wall Insulation - Marine ¦ SCE ¦ Marine | Com Wall Insulation - Marine | 282.923 | 0.1 | 0.7835 | CBSA 2014 | 0 | 2012 | 0.6
COM-BLDGENV-10.11 | Com ¦ Com Wall Insulation (R0) - Marine ¦ SCE ¦ Marine | Com ¦ Com Wall Insulation (R0) - Marine | SCE ¦ Marine | SCE | All | Electric & Gas | None or minimal existing com wall insulation | Average Existing | 0 | Conventional | BldgEnv | Com - School | Com | RET Only | 0 | 1000 sqft2 of floor space | sq ft wall insulation | 20 | DEER:HVAC_Duct_Sealing | 0 | 0 | 0 | Workpaper PGECOBLD106 R2, 2019 PGT Study | 0 | 2014 | 0 | 0 | 2014 | 0 | 0 | Itron MCS Version 1.7 Volume I | Com Wall Insulation - Marine ¦ SCE ¦ Marine | Com Wall Insulation - Marine | 205.2174 | 0.1 | 0.62449 | CBSA 2014 | 0 | 2012 | 0.6
COM-BLDGENV-10.12 | Com ¦ Com Wall Insulation (R0) - Marine ¦ SCE ¦ Marine | Com ¦ Com Wall Insulation (R0) - Marine | SCE ¦ Marine | SCE | All | Electric & Gas | None or minimal existing com wall insulation | Average Existing | 0 | Conventional | BldgEnv | Com - Warehouse | Com | RET Only | 0 | 1000 sqft2 of floor space | sq ft wall insulation | 20 | DEER:HVAC_Duct_Sealing | 0 | 0 | 0 | Workpaper PGECOBLD106 R2, 2019 PGT Study | 0 | 2014 | 0 | 0 | 2014 | 0 | 0 | Itron MCS Version 1.7 Volume I | Com Wall Insulation - Marine ¦ SCE ¦ Marine | Com Wall Insulation - Marine | 330.2634 | 0.1 | 0.90395 | CBSA 2014 | 0 | 2012 | 0.6
COM-BLDGENV-10.13 | Com ¦ Com Wall Insulation (R0) - Hot-Dry ¦ SCE ¦ Hot-Dry | Com ¦ Com Wall Insulation (R0) - Hot-Dry | SCE ¦ Hot-Dry | SCE | All | Electric & Gas | None or minimal existing com wall insulation | Average Existing | 0 | Conventional | BldgEnv | Com - College | Com | RET Only | 0 | 1000 sqft2 of floor space | sq ft wall insulation | 20 | DEER:HVAC_Duct_Sealing | 0 | 0 | 0 | Workpaper PGECOBLD106 R2, 2019 PGT Study | 0 | 2014 | 0 | 0 | 2014 | 0 | 0 | Itron MCS Version 1.7 Volume I | Com Wall Insulation - Hot-Dry ¦ SCE ¦ Hot-Dry | Com Wall Insulation - Hot-Dry | 205.2174 | 0.1 | 0.83792 | CBSA 2014 | 0 | 2012 | 0.6
COM-BLDGENV-10.14 | Com ¦ Com Wall Insulation (R0) - Hot-Dry ¦ SCE ¦ Hot-Dry | Com ¦ Com Wall Insulation (R0) - Hot-Dry | SCE ¦ Hot-Dry | SCE | All | Electric & Gas | None or minimal existing com wall insulation | Average Existing | 0 | Conventional | BldgEnv | Com - Grocery | Com | RET Only | 0 | 1000 sqft2 of floor space | sq ft wall insulation | 20 | DEER:HVAC_Duct_Sealing | 0 | 0 | 0 | Workpaper PGECOBLD106 R2, 2019 PGT Study | 0 | 2014 | 0 | 0 | 2014 | 0 | 0 | Itron MCS Version 1.7 Volume I | Com Wall Insulation - Hot-Dry ¦ SCE ¦ Hot-Dry | Com Wall Insulation - Hot-Dry | 366.1998 | 0.1 | 0.72895 | CBSA 2014 | 0 | 2012 | 0.6
COM-BLDGENV-10.15 | Com ¦ Com Wall Insulation (R0) - Hot-Dry ¦ SCE ¦ Hot-Dry | Com ¦ Com Wall Insulation (R0) - Hot-Dry | SCE ¦ Hot-Dry | SCE | All | Electric & Gas | None or minimal existing com wall insulation | Average Existing | 0 | Conventional | BldgEnv | Com - Health | Com | RET Only | 0 | 1000 sqft2 of floor space | sq ft wall insulation | 20 | DEER:HVAC_Duct_Sealing | 0 | 0 | 0 | Workpaper PGECOBLD106 R2, 2019 PGT Study | 0 | 2014 | 0 | 0 | 2014 | 0 | 0 | Itron MCS Version 1.7 Volume I | Com Wall Insulation - Hot-Dry ¦ SCE ¦ Hot-Dry | Com Wall Insulation - Hot-Dry | 311.5939 | 0.1 | 0.60978 | CBSA 2014 | 0 | 2012 | 0.6
COM-BLDGENV-10.16 | Com ¦ Com Wall Insulation (R0) - Hot-Dry ¦ SCE ¦ Hot-Dry | Com ¦ Com Wall Insulation (R0) - Hot-Dry | SCE ¦ Hot-Dry | SCE | All | Electric & Gas | None or minimal existing com wall insulation | Average Existing | 0 | Conventional | BldgEnv | Com - Lodging | Com | RET Only | 0 | 1000 sqft2 of floor space | sq ft wall insulation | 20 | DEER:HVAC_Duct_Sealing | 0 | 0 | 0 | Workpaper PGECOBLD106 R2, 2019 PGT Study | 0 | 2014 | 0 | 0 | 2014 | 0 | 0 | Itron MCS Version 1.7 Volume I | Com Wall Insulation - Hot-Dry ¦ SCE ¦ Hot-Dry | Com Wall Insulation - Hot-Dry | 232.2061 | 0.1 | 0.999 | CBSA 2014 | 0 | 2012 | 0.6
COM-BLDGENV-10.17 | Com ¦ Com Wall Insulation (R0) - Hot-Dry ¦ SCE ¦ Hot-Dry | Com ¦ Com Wall Insulation (R0) - Hot-Dry | SCE ¦ Hot-Dry | SCE | All | Electric & Gas | None or minimal existing com wall insulation | Average Existing | 0 | Conventional | BldgEnv | Com - Office (Large) | Com | RET Only | 0 | 1000 sqft2 of floor space | sq ft wall insulation | 20 | DEER:HVAC_Duct_Sealing | 0 | 0 | 0 | Workpaper PGECOBLD106 R2, 2019 PGT Study | 0 | 2014 | 0 | 0 | 2014 | 0 | 0 | Itron MCS Version 1.7 Volume I | Com Wall Insulation - Hot-Dry ¦ SCE ¦ Hot-Dry | Com Wall Insulation - Hot-Dry | 311.5939 | 0.1 | 0.59092 | CBSA 2014 | 0 | 2012 | 0.6
COM-BLDGENV-10.18 | Com ¦ Com Wall Insulation (R0) - Hot-Dry ¦ SCE ¦ Hot-Dry | Com ¦ Com Wall Insulation (R0) - Hot-Dry | SCE ¦ Hot-Dry | SCE | All | Electric & Gas | None or minimal existing com wall insulation | Average Existing | 0 | Conventional | BldgEnv | Com - Office (Small) | Com | RET Only | 0 | 1000 sqft2 of floor space | sq ft wall insulation | 20 | DEER:HVAC_Duct_Sealing | 0 | 0 | 0 | Workpaper PGECOBLD106 R2, 2019 PGT Study | 0 | 2014 | 0 | 0 | 2014 | 0 | 0 | Itron MCS Version 1.7 Volume I | Com Wall Insulation - Hot-Dry ¦ SCE ¦ Hot-Dry | Com Wall Insulation - Hot-Dry | 311.5939 | 0.1 | 0.7633 | CBSA 2014 | 0 | 2012 | 0.6
COM-BLDGENV-10.19 | Com ¦ Com Wall Insulation (R0) - Hot-Dry ¦ SCE ¦ Hot-Dry | Com ¦ Com Wall Insulation (R0) - Hot-Dry | SCE ¦ Hot-Dry | SCE | All | Electric & Gas | None or minimal existing com wall insulation | Average Existing | 0 | Conventional | BldgEnv | Com - Other | Com | RET Only | 0 | 1000 sqft2 of floor space | sq ft wall insulation | 20 | DEER:HVAC_Duct_Sealing | 0 | 0 | 0 | Workpaper PGECOBLD106 R2, 2019 PGT Study | 0 | 2014 | 0 | 0 | 2014 | 0 | 0 | Itron MCS Version 1.7 Volume I | Com Wall Insulation - Hot-Dry ¦ SCE ¦ Hot-Dry | Com Wall Insulation - Hot-Dry | 124.856 | 0.1 | 0.7678 | CBSA 2014 | 0 | 2012 | 0.6
COM-BLDGENV-10.20 | Com ¦ Com Wall Insulation (R0) - Hot-Dry ¦ SCE ¦ Hot-Dry | Com ¦ Com Wall Insulation (R0) - Hot-Dry | SCE ¦ Hot-Dry | SCE | All | Electric & Gas | None or minimal existing com wall insulation | Average Existing | 0 | Conventional | BldgEnv | Com - Refrig. Warehouse | Com | RET Only | 0 | 1000 sqft2 of floor space | sq ft wall insulation | 20 | DEER:HVAC_Duct_Sealing | 0 | 0 | 0 | Workpaper PGECOBLD106 R2, 2019 PGT Study | 0 | 2014 | 0 | 0 | 2014 | 0 | 0 | Itron MCS Version 1.7 Volume I | Com Wall Insulation - Hot-Dry ¦ SCE ¦ Hot-Dry | Com Wall Insulation - Hot-Dry | 330.2634 | 0.1 | 0.97156 | CBSA 2014 | 0 | 2012 | 0.6
COM-BLDGENV-10.21 | Com ¦ Com Wall Insulation (R0) - Hot-Dry ¦ SCE ¦ Hot-Dry | Com ¦ Com Wall Insulation (R0) - Hot-Dry | SCE ¦ Hot-Dry | SCE | All | Electric & Gas | None or minimal existing com wall insulation | Average Existing | 0 | Conventional | BldgEnv | Com - Restaurant | Com | RET Only | 0 | 1000 sqft2 of floor space | sq ft wall insulation | 20 | DEER:HVAC_Duct_Sealing | 0 | 0 | 0 | Workpaper PGECOBLD106 R2, 2019 PGT Study | 0 | 2014 | 0 | 0 | 2014 | 0 | 0 | Itron MCS Version 1.7 Volume I | Com Wall Insulation - Hot-Dry ¦ SCE ¦ Hot-Dry | Com Wall Insulation - Hot-Dry | 398.1232 | 0.1 | 0.47929 | CBSA 2014 | 0 | 2012 | 0.6
COM-BLDGENV-10.22 | Com ¦ Com Wall Insulation (R0) - Hot-Dry ¦ SCE ¦ Hot-Dry | Com ¦ Com Wall Insulation (R0) - Hot-Dry | SCE ¦ Hot-Dry | SCE | All | Electric & Gas | None or minimal existing com wall insulation | Average Existing | 0 | Conventional | BldgEnv | Com - Retail | Com | RET Only | 0 | 1000 sqft2 of floor space | sq ft wall insulation | 20 | DEER:HVAC_Duct_Sealing | 0 | 0 | 0 | Workpaper PGECOBLD106 R2, 2019 PGT Study | 0 | 2014 | 0 | 0 | 2014 | 0 | 0 | Itron MCS Version 1.7 Volume I | Com Wall Insulation - Hot-Dry ¦ SCE ¦ Hot-Dry | Com Wall Insulation - Hot-Dry | 282.923 | 0.1 | 0.7835 | CBSA 2014 | 0 | 2012 | 0.6
COM-BLDGENV-10.23 | Com ¦ Com Wall Insulation (R0) - Hot-Dry ¦ SCE ¦ Hot-Dry | Com ¦ Com Wall Insulation (R0) - Hot-Dry | SCE ¦ Hot-Dry | SCE | All | Electric & Gas | None or minimal existing com wall insulation | Average Existing | 0 | Conventional | BldgEnv | Com - School | Com | RET Only | 0 | 1000 sqft2 of floor space | sq ft wall insulation | 20 | DEER:HVAC_Duct_Sealing | 0 | 0 | 0 | Workpaper PGECOBLD106 R2, 2019 PGT Study | 0 | 2014 | 0 | 0 | 2014 | 0 | 0 | Itron MCS Version 1.7 Volume I | Com Wall Insulation - Hot-Dry ¦ SCE ¦ Hot-Dry | Com Wall Insulation - Hot-Dry | 205.2174 | 0.1 | 0.62449 | CBSA 2014 | 0 | 2012 | 0.6
COM-BLDGENV-10.24 | Com ¦ Com Wall Insulation (R0) - Hot-Dry ¦ SCE ¦ Hot-Dry | Com ¦ Com Wall Insulation (R0) - Hot-Dry | SCE ¦ Hot-Dry | SCE | All | Electric & Gas | None or minimal existing com wall insulation | Average Existing | 0 | Conventional | BldgEnv | Com - Warehouse | Com | RET Only | 0 | 1000 sqft2 of floor space | sq ft wall insulation | 20 | DEER:HVAC_Duct_Sealing | 0 | 0 | 0 | Workpaper PGECOBLD106 R2, 2019 PGT Study | 0 | 2014 | 0 | 0 | 2014 | 0 | 0 | Itron MCS Version 1.7 Volume I | Com Wall Insulation - Hot-Dry ¦ SCE ¦ Hot-Dry | Com Wall Insulation - Hot-Dry | 330.2634 | 0.1 | 0.90395 | CBSA 2014 | 0 | 2012 | 0.6
COM-BLDGENV-10.25 | Com ¦ Com Wall Insulation (R0) - Cold ¦ SCE ¦ Cold | Com ¦ Com Wall Insulation (R0) - Cold | SCE ¦ Cold | SCE | All | Electric & Gas | None or minimal existing com wall insulation | Average Existing | 0 | Conventional | BldgEnv | Com - College | Com | RET Only | 0 | 1000 sqft2 of floor space | sq ft wall insulation | 20 | DEER:HVAC_Duct_Sealing | 0 | 0 | 0 | Workpaper PGECOBLD106 R2, 2019 PGT Study | 0 | 2014 | 0 | 0 | 2014 | 0 | 0 | Itron MCS Version 1.7 Volume I | Com Wall Insulation - Cold ¦ SCE ¦ Cold | Com Wall Insulation - Cold | 205.2174 | 0.1 | 0.83792 | CBSA 2014 | 0 | 2012 | 0.6
COM-BLDGENV-10.26 | Com ¦ Com Wall Insulation (R0) - Cold ¦ SCE ¦ Cold | Com ¦ Com Wall Insulation (R0) - Cold | SCE ¦ Cold | SCE | All | Electric & Gas | None or minimal existing com wall insulation | Average Existing | 0 | Conventional | BldgEnv | Com - Grocery | Com | RET Only | 0 | 1000 sqft2 of floor space | sq ft wall insulation | 20 | DEER:HVAC_Duct_Sealing | 0 | 0 | 0 | Workpaper PGECOBLD106 R2, 2019 PGT Study | 0 | 2014 | 0 | 0 | 2014 | 0 | 0 | Itron MCS Version 1.7 Volume I | Com Wall Insulation - Cold ¦ SCE ¦ Cold | Com Wall Insulation - Cold | 366.1998 | 0.1 | 0.72895 | CBSA 2014 | 0 | 2012 | 0.6
COM-BLDGENV-10.27 | Com ¦ Com Wall Insulation (R0) - Cold ¦ SCE ¦ Cold | Com ¦ Com Wall Insulation (R0) - Cold | SCE ¦ Cold | SCE | All | Electric & Gas | None or minimal existing com wall insulation | Average Existing | 0 | Conventional | BldgEnv | Com - Health | Com | RET Only | 0 | 1000 sqft2 of floor space | sq ft wall insulation | 20 | DEER:HVAC_Duct_Sealing | 0 | 0 | 0 | Workpaper PGECOBLD106 R2, 2019 PGT Study | 0 | 2014 | 0 | 0 | 2014 | 0 | 0 | Itron MCS Version 1.7 Volume I | Com Wall Insulation - Cold ¦ SCE ¦ Cold | Com Wall Insulation - Cold | 311.5939 | 0.1 | 0.60978 | CBSA 2014 | 0 | 2012 | 0.6
COM-BLDGENV-10.28 | Com ¦ Com Wall Insulation (R0) - Cold ¦ SCE ¦ Cold | Com ¦ Com Wall Insulation (R0) - Cold | SCE ¦ Cold | SCE | All | Electric & Gas | None or minimal existing com wall insulation | Average Existing | 0 | Conventional | BldgEnv | Com - Lodging | Com | RET Only | 0 | 1000 sqft2 of floor space | sq ft wall insulation | 20 | DEER:HVAC_Duct_Sealing | 0 | 0 | 0 | Workpaper PGECOBLD106 R2, 2019 PGT Study | 0 | 2014 | 0 | 0 | 2014 | 0 | 0 | Itron MCS Version 1.7 Volume I | Com Wall Insulation - Cold ¦ SCE ¦ Cold | Com Wall Insulation - Cold | 232.2061 | 0.1 | 0.999 | CBSA 2014 | 0 | 2012 | 0.6
COM-BLDGENV-10.29 | Com ¦ Com Wall Insulation (R0) - Cold ¦ SCE ¦ Cold | Com ¦ Com Wall Insulation (R0) - Cold | SCE ¦ Cold | SCE | All | Electric & Gas | None or minimal existing com wall insulation | Average Existing | 0 | Conventional | BldgEnv | Com - Office (Large) | Com | RET Only | 0 | 1000 sqft2 of floor space | sq ft wall insulation | 20 | DEER:HVAC_Duct_Sealing | 0 | 0 | 0 | Workpaper PGECOBLD106 R2, 2019 PGT Study | 0 | 2014 | 0 | 0 | 2014 | 0 | 0 | Itron MCS Version 1.7 Volume I | Com Wall Insulation - Cold ¦ SCE ¦ Cold | Com Wall Insulation - Cold | 311.5939 | 0.1 | 0.59092 | CBSA 2014 | 0 | 2012 | 0.6
COM-BLDGENV-10.30 | Com ¦ Com Wall Insulation (R0) - Cold ¦ SCE ¦ Cold | Com ¦ Com Wall Insulation (R0) - Cold | SCE ¦ Cold | SCE | All | Electric & Gas | None or minimal existing com wall insulation | Average Existing | 0 | Conventional | BldgEnv | Com - Office (Small) | Com | RET Only | 0 | 1000 sqft2 of floor space | sq ft wall insulation | 20 | DEER:HVAC_Duct_Sealing | 0 | 0 | 0 | Workpaper PGECOBLD106 R2, 2019 PGT Study | 0 | 2014 | 0 | 0 | 2014 | 0 | 0 | Itron MCS Version 1.7 Volume I | Com Wall Insulation - Cold ¦ SCE ¦ Cold | Com Wall Insulation - Cold | 311.5939 | 0.1 | 0.7633 | CBSA 2014 | 0 | 2012 | 0.6
COM-BLDGENV-10.31 | Com ¦ Com Wall Insulation (R0) - Cold ¦ SCE ¦ Cold | Com ¦ Com Wall Insulation (R0) - Cold | SCE ¦ Cold | SCE | All | Electric & Gas | None or minimal existing com wall insulation | Average Existing | 0 | Conventional | BldgEnv | Com - Other | Com | RET Only | 0 | 1000 sqft2 of floor space | sq ft wall insulation | 20 | DEER:HVAC_Duct_Sealing | 0 | 0 | 0 | Workpaper PGECOBLD106 R2, 2019 PGT Study | 0 | 2014 | 0 | 0 | 2014 | 0 | 0 | Itron MCS Version 1.7 Volume I | Com Wall Insulation - Cold ¦ SCE ¦ Cold | Com Wall Insulation - Cold | 124.856 | 0.1 | 0.7678 | CBSA 2014 | 0 | 2012 | 0.6
COM-BLDGENV-10.32 | Com ¦ Com Wall Insulation (R0) - Cold ¦ SCE ¦ Cold | Com ¦ Com Wall Insulation (R0) - Cold | SCE ¦ Cold | SCE | All | Electric & Gas | None or minimal existing com wall insulation | Average Existing | 0 | Conventional | BldgEnv | Com - Refrig. Warehouse | Com | RET Only | 0 | 1000 sqft2 of floor space | sq ft wall insulation | 20 | DEER:HVAC_Duct_Sealing | 0 | 0 | 0 | Workpaper PGECOBLD106 R2, 2019 PGT Study | 0 | 2014 | 0 | 0 | 2014 | 0 | 0 | Itron MCS Version 1.7 Volume I | Com Wall Insulation - Cold ¦ SCE ¦ Cold | Com Wall Insulation - Cold | 330.2634 | 0.1 | 0.97156 | CBSA 2014 | 0 | 2012 | 0.6
COM-BLDGENV-10.33 | Com ¦ Com Wall Insulation (R0) - Cold ¦ SCE ¦ Cold | Com ¦ Com Wall Insulation (R0) - Cold | SCE ¦ Cold | SCE | All | Electric & Gas | None or minimal existing com wall insulation | Average Existing | 0 | Conventional | BldgEnv | Com - Restaurant | Com | RET Only | 0 | 1000 sqft2 of floor space | sq ft wall insulation | 20 | DEER:HVAC_Duct_Sealing | 0 | 0 | 0 | Workpaper PGECOBLD106 R2, 2019 PGT Study | 0 | 2014 | 0 | 0 | 2014 | 0 | 0 | Itron MCS Version 1.7 Volume I | Com Wall Insulation - Cold ¦ SCE ¦ Cold | Com Wall Insulation - Cold | 398.1232 | 0.1 | 0.47929 | CBSA 2014 | 0 | 2012 | 0.6
COM-BLDGENV-10.34 | Com ¦ Com Wall Insulation (R0) - Cold ¦ SCE ¦ Cold | Com ¦ Com Wall Insulation (R0) - Cold | SCE ¦ Cold | SCE | All | Electric & Gas | None or minimal existing com wall insulation | Average Existing | 0 | Conventional | BldgEnv | Com - Retail | Com | RET Only | 0 | 1000 sqft2 of floor space | sq ft wall insulation | 20 | DEER:HVAC_Duct_Sealing | 0 | 0 | 0 | Workpaper PGECOBLD106 R2, 2019 PGT Study | 0 | 2014 | 0 | 0 | 2014 | 0 | 0 | Itron MCS Version 1.7 Volume I | Com Wall Insulation - Cold ¦ SCE ¦ Cold | Com Wall Insulation - Cold | 282.923 | 0.1 | 0.7835 | CBSA 2014 | 0 | 2012 | 0.6
COM-BLDGENV-10.35 | Com ¦ Com Wall Insulation (R0) - Cold ¦ SCE ¦ Cold | Com ¦ Com Wall Insulation (R0) - Cold | SCE ¦ Cold | SCE | All | Electric & Gas | None or minimal existing com wall insulation | Average Existing | 0 | Conventional | BldgEnv | Com - School | Com | RET Only | 0 | 1000 sqft2 of floor space | sq ft wall insulation | 20 | DEER:HVAC_Duct_Sealing | 0 | 0 | 0 | Workpaper PGECOBLD106 R2, 2019 PGT Study | 0 | 2014 | 0 | 0 | 2014 | 0 | 0 | Itron MCS Version 1.7 Volume I | Com Wall Insulation - Cold ¦ SCE ¦ Cold | Com Wall Insulation - Cold | 205.2174 | 0.1 | 0.62449 | CBSA 2014 | 0 | 2012 | 0.6
COM-BLDGENV-10.36 | Com ¦ Com Wall Insulation (R0) - Cold ¦ SCE ¦ Cold | Com ¦ Com Wall Insulation (R0) - Cold | SCE ¦ Cold | SCE | All | Electric & Gas | None or minimal existing com wall insulation | Average Existing | 0 | Conventional | BldgEnv | Com - Warehouse | Com | RET Only | 0 | 1000 sqft2 of floor space | sq ft wall insulation | 20 | DEER:HVAC_Duct_Sealing | 0 | 0 | 0 | Workpaper PGECOBLD106 R2, 2019 PGT Study | 0 | 2014 | 0 | 0 | 2014 | 0 | 0 | Itron MCS Version 1.7 Volume I | Com Wall Insulation - Cold ¦ SCE ¦ Cold | Com Wall Insulation - Cold | 330.2634 | 0.1 | 0.90395 | CBSA 2014 | 0 | 2012 | 0.6
COM-BLDGENV-11.1 | Com ¦ Com Wall Insulation (R13) - Marine ¦ SCE ¦ Marine | Com ¦ Com Wall Insulation (R13) - Marine | SCE ¦ Marine | SCE | All | Electric & Gas | Code level R13 com wall insulation | Code | 0 | Conventional | BldgEnv | Com - College | Com | RET and NEW | 0 | 1000 sqft2 of floor space | sq ft wall insulation | 20 | DEER:HVAC_Duct_Sealing | -0.11389 | -0.00025737 | -0.364 | Workpaper PGECOBLD106 R2, 2019 PGT Study | 0.30635 | 2014 | 0 | 0.81 | 2014 | 0 | 0 | Itron MCS Version 1.7 Volume I | Com Wall Insulation - Marine ¦ SCE ¦ Marine | Com Wall Insulation - Marine | 205.2174 | 0.1 | 0.11345 | CBSA 2014 | 0.21398 | 2012 | 0.6
COM-BLDGENV-11.2 | Com ¦ Com Wall Insulation (R13) - Marine ¦ SCE ¦ Marine | Com ¦ Com Wall Insulation (R13) - Marine | SCE ¦ Marine | SCE | All | Electric & Gas | Code level R13 com wall insulation | Code | 0 | Conventional | BldgEnv | Com - Grocery | Com | RET and NEW | 0 | 1000 sqft2 of floor space | sq ft wall insulation | 20 | DEER:HVAC_Duct_Sealing | -0.11389 | -0.00025737 | -0.263 | Workpaper PGECOBLD106 R2, 2019 PGT Study | 0.30635 | 2014 | 0 | 0.81 | 2014 | 0 | 0 | Itron MCS Version 1.7 Volume I | Com Wall Insulation - Marine ¦ SCE ¦ Marine | Com Wall Insulation - Marine | 366.1998 | 0.1 | 0.18973 | CBSA 2014 | 0.55568 | 2012 | 0.6
COM-BLDGENV-11.3 | Com ¦ Com Wall Insulation (R13) - Marine ¦ SCE ¦ Marine | Com ¦ Com Wall Insulation (R13) - Marine | SCE ¦ Marine | SCE | All | Electric & Gas | Code level R13 com wall insulation | Code | 0 | Conventional | BldgEnv | Com - Health | Com | RET and NEW | 0 | 1000 sqft2 of floor space | sq ft wall insulation | 20 | DEER:HVAC_Duct_Sealing | -0.1577 | -0.00025348 | -0.285 | Workpaper PGECOBLD106 R2, 2019 PGT Study | 0.30635 | 2014 | 0 | 0.81 | 2014 | 0 | 0 | Itron MCS Version 1.7 Volume I | Com Wall Insulation - Marine ¦ SCE ¦ Marine | Com Wall Insulation - Marine | 311.5939 | 0.1 | 0.27316 | CBSA 2014 | 0.67533 | 2012 | 0.6
COM-BLDGENV-11.4 | Com ¦ Com Wall Insulation (R13) - Marine ¦ SCE ¦ Marine | Com ¦ Com Wall Insulation (R13) - Marine | SCE ¦ Marine | SCE | All | Electric & Gas | Code level R13 com wall insulation | Code | 0 | Conventional | BldgEnv | Com - Lodging | Com | RET and NEW | 0 | 1000 sqft2 of floor space | sq ft wall insulation | 20 | DEER:HVAC_Duct_Sealing | -0.21056 | -0.00024879 | -0.11983 | Workpaper PGECOBLD106 R2, 2019 PGT Study | 0.30635 | 2014 | 0 | 0.81 | 2014 | 0 | 0 | Itron MCS Version 1.7 Volume I | Com Wall Insulation - Marine ¦ SCE ¦ Marine | Com Wall Insulation - Marine | 232.2061 | 0.1 | 0.001 | CBSA 2014 | 0.92423 | 2012 | 0.6
COM-BLDGENV-11.5 | Com ¦ Com Wall Insulation (R13) - Marine ¦ SCE ¦ Marine | Com ¦ Com Wall Insulation (R13) - Marine | SCE ¦ Marine | SCE | All | Electric & Gas | Code level R13 com wall insulation | Code | 0 | Conventional | BldgEnv | Com - Office (Large) | Com | RET and NEW | 0 | 1000 sqft2 of floor space | sq ft wall insulation | 20 | DEER:HVAC_Duct_Sealing | -0.11389 | -0.00025737 | -0.11983 | Workpaper PGECOBLD106 R2, 2019 PGT Study | 0.30635 | 2014 | 0 | 0.81 | 2014 | 0 | 0 | Itron MCS Version 1.7 Volume I | Com Wall Insulation - Marine ¦ SCE ¦ Marine | Com Wall Insulation - Marine | 311.5939 | 0.1 | 0.28635 | CBSA 2014 | 0.41643 | 2012 | 0.6
COM-BLDGENV-11.6 | Com ¦ Com Wall Insulation (R13) - Marine ¦ SCE ¦ Marine | Com ¦ Com Wall Insulation (R13) - Marine | SCE ¦ Marine | SCE | All | Electric & Gas | Code level R13 com wall insulation | Code | 0 | Conventional | BldgEnv | Com - Office (Small) | Com | RET and NEW | 0 | 1000 sqft2 of floor space | sq ft wall insulation | 20 | DEER:HVAC_Duct_Sealing | -0.11389 | -0.00025737 | -0.11983 | Workpaper PGECOBLD106 R2, 2019 PGT Study | 0.30635 | 2014 | 0 | 0.81 | 2014 | 0 | 0 | Itron MCS Version 1.7 Volume I | Com Wall Insulation - Marine ¦ SCE ¦ Marine | Com Wall Insulation - Marine | 311.5939 | 0.1 | 0.16569 | CBSA 2014 | 0.12027 | 2012 | 0.6
COM-BLDGENV-11.7 | Com ¦ Com Wall Insulation (R13) - Marine ¦ SCE ¦ Marine | Com ¦ Com Wall Insulation (R13) - Marine | SCE ¦ Marine | SCE | All | Electric & Gas | Code level R13 com wall insulation | Code | 0 | Conventional | BldgEnv | Com - Other | Com | RET and NEW | 0 | 1000 sqft2 of floor space | sq ft wall insulation | 20 | DEER:HVAC_Duct_Sealing | -0.11394 | -0.00025737 | -0.263 | Workpaper PGECOBLD106 R2, 2019 PGT Study | 0.30635 | 2014 | 0 | 0.81 | 2014 | 0 | 0 | Itron MCS Version 1.7 Volume I | Com Wall Insulation - Marine ¦ SCE ¦ Marine | Com Wall Insulation - Marine | 124.856 | 0.1 | 0.16254 | CBSA 2014 | 0.66394 | 2012 | 0.6
COM-BLDGENV-11.8 | Com ¦ Com Wall Insulation (R13) - Marine ¦ SCE ¦ Marine | Com ¦ Com Wall Insulation (R13) - Marine | SCE ¦ Marine | SCE | All | Electric & Gas | Code level R13 com wall insulation | Code | 0 | Conventional | BldgEnv | Com - Refrig. Warehouse | Com | RET and NEW | 0 | 1000 sqft2 of floor space | sq ft wall insulation | 20 | DEER:HVAC_Duct_Sealing | -0.11389 | -0.00025737 | -0.11983 | Workpaper PGECOBLD106 R2, 2019 PGT Study | 0.30635 | 2014 | 0 | 0.81 | 2014 | 0 | 0 | Itron MCS Version 1.7 Volume I | Com Wall Insulation - Marine ¦ SCE ¦ Marine | Com Wall Insulation - Marine | 330.2634 | 0.1 | 0.019911 | CBSA 2014 | 0.090182 | 2012 | 0.6
COM-BLDGENV-11.9 | Com ¦ Com Wall Insulation (R13) - Marine ¦ SCE ¦ Marine | Com ¦ Com Wall Insulation (R13) - Marine | SCE ¦ Marine | SCE | All | Electric & Gas | Code level R13 com wall insulation | Code | 0 | Conventional | BldgEnv | Com - Restaurant | Com | RET and NEW | 0 | 1000 sqft2 of floor space | sq ft wall insulation | 20 | DEER:HVAC_Duct_Sealing | -0.11389 | -0.00025737 | -0.11983 | Workpaper PGECOBLD106 R2, 2019 PGT Study | 0.30635 | 2014 | 0 | 0.81 | 2014 | 0 | 0 | Itron MCS Version 1.7 Volume I | Com Wall Insulation - Marine ¦ SCE ¦ Marine | Com Wall Insulation - Marine | 398.1232 | 0.1 | 0.36449 | CBSA 2014 | 0.03302 | 2012 | 0.6
COM-BLDGENV-11.10 | Com ¦ Com Wall Insulation (R13) - Marine ¦ SCE ¦ Marine | Com ¦ Com Wall Insulation (R13) - Marine | SCE ¦ Marine | SCE | All | Electric & Gas | Code level R13 com wall insulation | Code | 0 | Conventional | BldgEnv | Com - Retail | Com | RET and NEW | 0 | 1000 sqft2 of floor space | sq ft wall insulation | 20 | DEER:HVAC_Duct_Sealing | -0.11389 | -0.00025737 | -0.11983 | Workpaper PGECOBLD106 R2, 2019 PGT Study | 0.30635 | 2014 | 0 | 0.81 | 2014 | 0 | 0 | Itron MCS Version 1.7 Volume I | Com Wall Insulation - Marine ¦ SCE ¦ Marine | Com Wall Insulation - Marine | 282.923 | 0.1 | 0.15155 | CBSA 2014 | 17.9975 | 2012 | 0.6
COM-BLDGENV-11.11 | Com ¦ Com Wall Insulation (R13) - Marine ¦ SCE ¦ Marine | Com ¦ Com Wall Insulation (R13) - Marine | SCE ¦ Marine | SCE | All | Electric & Gas | Code level R13 com wall insulation | Code | 0 | Conventional | BldgEnv | Com - School | Com | RET and NEW | 0 | 1000 sqft2 of floor space | sq ft wall insulation | 20 | DEER:HVAC_Duct_Sealing | -0.11389 | -0.00025737 | -0.11983 | Workpaper PGECOBLD106 R2, 2019 PGT Study | 0.30635 | 2014 | 0 | 0.81 | 2014 | 0 | 0 | Itron MCS Version 1.7 Volume I | Com Wall Insulation - Marine ¦ SCE ¦ Marine | Com Wall Insulation - Marine | 205.2174 | 0.1 | 0.26286 | CBSA 2014 | 0.1066 | 2012 | 0.6
COM-BLDGENV-11.12 | Com ¦ Com Wall Insulation (R13) - Marine ¦ SCE ¦ Marine | Com ¦ Com Wall Insulation (R13) - Marine | SCE ¦ Marine | SCE | All | Electric & Gas | Code level R13 com wall insulation | Code | 0 | Conventional | BldgEnv | Com - Warehouse | Com | RET and NEW | 0 | 1000 sqft2 of floor space | sq ft wall insulation | 20 | DEER:HVAC_Duct_Sealing | -0.12989 | -0.00015348 | -0.11983 | Workpaper PGECOBLD106 R2, 2019 PGT Study | 0.30635 | 2014 | 0 | 0.81 | 2014 | 0 | 0 | Itron MCS Version 1.7 Volume I | Com Wall Insulation - Marine ¦ SCE ¦ Marine | Com Wall Insulation - Marine | 330.2634 | 0.1 | 0.067233 | CBSA 2014 | 0.92732 | 2012 | 0.6
COM-BLDGENV-11.13 | Com ¦ Com Wall Insulation (R13) - Hot-Dry ¦ SCE ¦ Hot-Dry | Com ¦ Com Wall Insulation (R13) - Hot-Dry | SCE ¦ Hot-Dry | SCE | All | Electric & Gas | Code level R13 com wall insulation | Code | 0 | Conventional | BldgEnv | Com - College | Com | RET and NEW | 0 | 1000 sqft2 of floor space | sq ft wall insulation | 20 | DEER:HVAC_Duct_Sealing | -0.11389 | -0.00025737 | -0.02625 | Workpaper PGECOBLD106 R2, 2019 PGT Study | 0.30635 | 2014 | 0 | 0.81 | 2014 | 0 | 0 | Itron MCS Version 1.7 Volume I | Com Wall Insulation - Hot-Dry ¦ SCE ¦ Hot-Dry | Com Wall Insulation - Hot-Dry | 205.2174 | 0.1 | 0.11345 | CBSA 2014 | 0.019023 | 2012 | 0.6
COM-BLDGENV-11.14 | Com ¦ Com Wall Insulation (R13) - Hot-Dry ¦ SCE ¦ Hot-Dry | Com ¦ Com Wall Insulation (R13) - Hot-Dry | SCE ¦ Hot-Dry | SCE | All | Electric & Gas | Code level R13 com wall insulation | Code | 0 | Conventional | BldgEnv | Com - Grocery | Com | RET and NEW | 0 | 1000 sqft2 of floor space | sq ft wall insulation | 20 | DEER:HVAC_Duct_Sealing | -0.11389 | -0.00025737 | -0.02625 | Workpaper PGECOBLD106 R2, 2019 PGT Study | 0.30635 | 2014 | 0 | 0.81 | 2014 | 0 | 0 | Itron MCS Version 1.7 Volume I | Com Wall Insulation - Hot-Dry ¦ SCE ¦ Hot-Dry | Com Wall Insulation - Hot-Dry | 366.1998 | 0.1 | 0.18973 | CBSA 2014 | 0.057716 | 2012 | 0.6
COM-BLDGENV-11.15 | Com ¦ Com Wall Insulation (R13) - Hot-Dry ¦ SCE ¦ Hot-Dry | Com ¦ Com Wall Insulation (R13) - Hot-Dry | SCE ¦ Hot-Dry | SCE | All | Electric & Gas | Code level R13 com wall insulation | Code | 0 | Conventional | BldgEnv | Com - Health | Com | RET and NEW | 0 | 1000 sqft2 of floor space | sq ft wall insulation | 20 | DEER:HVAC_Duct_Sealing | -0.1577 | -0.00025348 | -0.02625 | Workpaper PGECOBLD106 R2, 2019 PGT Study | 0.30635 | 2014 | 0 | 0.81 | 2014 | 0 | 0 | Itron MCS Version 1.7 Volume I | Com Wall Insulation - Hot-Dry ¦ SCE ¦ Hot-Dry | Com Wall Insulation - Hot-Dry | 311.5939 | 0.1 | 0.27316 | CBSA 2014 | 0.064324 | 2012 | 0.6
COM-BLDGENV-11.16 | Com ¦ Com Wall Insulation (R13) - Hot-Dry ¦ SCE ¦ Hot-Dry | Com ¦ Com Wall Insulation (R13) - Hot-Dry | SCE ¦ Hot-Dry | SCE | All | Electric & Gas | Code level R13 com wall insulation | Code | 0 | Conventional | BldgEnv | Com - Lodging | Com | RET and NEW | 0 | 1000 sqft2 of floor space | sq ft wall insulation | 20 | DEER:HVAC_Duct_Sealing | -0.21056 | -0.00024879 | -0.02625 | Workpaper PGECOBLD106 R2, 2019 PGT Study | 0.30635 | 2014 | 0 | 0.81 | 2014 | 0 | 0 | Itron MCS Version 1.7 Volume I | Com Wall Insulation - Hot-Dry ¦ SCE ¦ Hot-Dry | Com Wall Insulation - Hot-Dry | 232.2061 | 0.1 | 0.001 | CBSA 2014 | 0.21149 | 2012 | 0.6
COM-BLDGENV-11.17 | Com ¦ Com Wall Insulation (R13) - Hot-Dry ¦ SCE ¦ Hot-Dry | Com ¦ Com Wall Insulation (R13) - Hot-Dry | SCE ¦ Hot-Dry | SCE | All | Electric & Gas | Code level R13 com wall insulation | Code | 0 | Conventional | BldgEnv | Com - Office (Large) | Com | RET and NEW | 0 | 1000 sqft2 of floor space | sq ft wall insulation | 20 | DEER:HVAC_Duct_Sealing | -0.11389 | -0.00025737 | -0.09 | Workpaper PGECOBLD106 R2, 2019 PGT Study | 0.30635 | 2014 | 0 | 0.81 | 2014 | 0 | 0 | Itron MCS Version 1.7 Volume I | Com Wall Insulation - Hot-Dry ¦ SCE ¦ Hot-Dry | Com Wall Insulation - Hot-Dry | 311.5939 | 0.1 | 0.28635 | CBSA 2014 | 0.3132 | 2012 | 0.6
COM-BLDGENV-11.18 | Com ¦ Com Wall Insulation (R13) - Hot-Dry ¦ SCE ¦ Hot-Dry | Com ¦ Com Wall Insulation (R13) - Hot-Dry | SCE ¦ Hot-Dry | SCE | All | Electric & Gas | Code level R13 com wall insulation | Code | 0 | Conventional | BldgEnv | Com - Office (Small) | Com | RET and NEW | 0 | 1000 sqft2 of floor space | sq ft wall insulation | 20 | DEER:HVAC_Duct_Sealing | -0.11389 | -0.00025737 | -0.053 | Workpaper PGECOBLD106 R2, 2019 PGT Study | 0.30635 | 2014 | 0 | 0.81 | 2014 | 0 | 0 | Itron MCS Version 1.7 Volume I | Com Wall Insulation - Hot-Dry ¦ SCE ¦ Hot-Dry | Com Wall Insulation - Hot-Dry | 311.5939 | 0.1 | 0.16569 | CBSA 2014 | 0.054847 | 2012 | 0.6
COM-BLDGENV-11.19 | Com ¦ Com Wall Insulation (R13) - Hot-Dry ¦ SCE ¦ Hot-Dry | Com ¦ Com Wall Insulation (R13) - Hot-Dry | SCE ¦ Hot-Dry | SCE | All | Electric & Gas | Code level R13 com wall insulation | Code | 0 | Conventional | BldgEnv | Com - Other | Com | RET and NEW | 0 | 1000 sqft2 of floor space | sq ft wall insulation | 20 | DEER:HVAC_Duct_Sealing | -0.11394 | -0.00025737 | -0.064 | Workpaper PGECOBLD106 R2, 2019 PGT Study | 0.30635 | 2014 | 0 | 0.81 | 2014 | 0 | 0 | Itron MCS Version 1.7 Volume I | Com Wall Insulation - Hot-Dry ¦ SCE ¦ Hot-Dry | Com Wall Insulation - Hot-Dry | 124.856 | 0.1 | 0.16254 | CBSA 2014 | 0.16662 | 2012 | 0.6
COM-BLDGENV-11.20 | Com ¦ Com Wall Insulation (R13) - Hot-Dry ¦ SCE ¦ Hot-Dry | Com ¦ Com Wall Insulation (R13) - Hot-Dry | SCE ¦ Hot-Dry | SCE | All | Electric & Gas | Code level R13 com wall insulation | Code | 0 | Conventional | BldgEnv | Com - Refrig. Warehouse | Com | RET and NEW | 0 | 1000 sqft2 of floor space | sq ft wall insulation | 20 | DEER:HVAC_Duct_Sealing | -0.11389 | -0.00025737 | -0.02625 | Workpaper PGECOBLD106 R2, 2019 PGT Study | 0.30635 | 2014 | 0 | 0.81 | 2014 | 0 | 0 | Itron MCS Version 1.7 Volume I | Com Wall Insulation - Hot-Dry ¦ SCE ¦ Hot-Dry | Com Wall Insulation - Hot-Dry | 330.2634 | 0.1 | 0.019911 | CBSA 2014 | 0.021663 | 2012 | 0.6
COM-BLDGENV-11.21 | Com ¦ Com Wall Insulation (R13) - Hot-Dry ¦ SCE ¦ Hot-Dry | Com ¦ Com Wall Insulation (R13) - Hot-Dry | SCE ¦ Hot-Dry | SCE | All | Electric & Gas | Code level R13 com wall insulation | Code | 0 | Conventional | BldgEnv | Com - Restaurant | Com | RET and NEW | 0 | 1000 sqft2 of floor space | sq ft wall insulation | 20 | DEER:HVAC_Duct_Sealing | -0.11389 | -0.00025737 | -0.02625 | Workpaper PGECOBLD106 R2, 2019 PGT Study | 0.30635 | 2014 | 0 | 0.81 | 2014 | 0 | 0 | Itron MCS Version 1.7 Volume I | Com Wall Insulation - Hot-Dry ¦ SCE ¦ Hot-Dry | Com Wall Insulation - Hot-Dry | 398.1232 | 0.1 | 0.36449 | CBSA 2014 | 0.009046 | 2012 | 0.6
COM-BLDGENV-11.22 | Com ¦ Com Wall Insulation (R13) - Hot-Dry ¦ SCE ¦ Hot-Dry | Com ¦ Com Wall Insulation (R13) - Hot-Dry | SCE ¦ Hot-Dry | SCE | All | Electric & Gas | Code level R13 com wall insulation | Code | 0 | Conventional | BldgEnv | Com - Retail | Com | RET and NEW | 0 | 1000 sqft2 of floor space | sq ft wall insulation | 20 | DEER:HVAC_Duct_Sealing | -0.11389 | -0.00025737 | -0.02625 | Workpaper PGECOBLD106 R2, 2019 PGT Study | 0.30635 | 2014 | 0 | 0.81 | 2014 | 0 | 0 | Itron MCS Version 1.7 Volume I | Com Wall Insulation - Hot-Dry ¦ SCE ¦ Hot-Dry | Com Wall Insulation - Hot-Dry | 282.923 | 0.1 | 0.15155 | CBSA 2014 | 3.951 | 2012 | 0.6
COM-BLDGENV-11.23 | Com ¦ Com Wall Insulation (R13) - Hot-Dry ¦ SCE ¦ Hot-Dry | Com ¦ Com Wall Insulation (R13) - Hot-Dry | SCE ¦ Hot-Dry | SCE | All | Electric & Gas | Code level R13 com wall insulation | Code | 0 | Conventional | BldgEnv | Com - School | Com | RET and NEW | 0 | 1000 sqft2 of floor space | sq ft wall insulation | 20 | DEER:HVAC_Duct_Sealing | -0.11389 | -0.00025737 | -0.053 | Workpaper PGECOBLD106 R2, 2019 PGT Study | 0.30635 | 2014 | 0 | 0.81 | 2014 | 0 | 0 | Itron MCS Version 1.7 Volume I | Com Wall Insulation - Hot-Dry ¦ SCE ¦ Hot-Dry | Com Wall Insulation - Hot-Dry | 205.2174 | 0.1 | 0.26286 | CBSA 2014 | 0.050638 | 2012 | 0.6
COM-BLDGENV-11.24 | Com ¦ Com Wall Insulation (R13) - Hot-Dry ¦ SCE ¦ Hot-Dry | Com ¦ Com Wall Insulation (R13) - Hot-Dry | SCE ¦ Hot-Dry | SCE | All | Electric & Gas | Code level R13 com wall insulation | Code | 0 | Conventional | BldgEnv | Com - Warehouse | Com | RET and NEW | 0 | 1000 sqft2 of floor space | sq ft wall insulation | 20 | DEER:HVAC_Duct_Sealing | -0.12989 | -0.00015348 | -0.02625 | Workpaper PGECOBLD106 R2, 2019 PGT Study | 0.30635 | 2014 | 0 | 0.81 | 2014 | 0 | 0 | Itron MCS Version 1.7 Volume I | Com Wall Insulation - Hot-Dry ¦ SCE ¦ Hot-Dry | Com Wall Insulation - Hot-Dry | 330.2634 | 0.1 | 0.067233 | CBSA 2014 | 0.21068 | 2012 | 0.6
COM-BLDGENV-11.25 | Com ¦ Com Wall Insulation (R13) - Cold ¦ SCE ¦ Cold | Com ¦ Com Wall Insulation (R13) - Cold | SCE ¦ Cold | SCE | All | Electric & Gas | Code level R13 com wall insulation | Code | 0 | Conventional | BldgEnv | Com - College | Com | RET and NEW | 0 | 1000 sqft2 of floor space | sq ft wall insulation | 20 | DEER:HVAC_Duct_Sealing | -0.23 | -0.0006949 | -0.128 | Workpaper PGECOBLD106 R2, 2019 PGT Study | 0.30635 | 2014 | 0 | 0.81 | 2014 | 0 | 0 | Itron MCS Version 1.7 Volume I | Com Wall Insulation - Cold ¦ SCE ¦ Cold | Com Wall Insulation - Cold | 205.2174 | 0.1 | 0.11345 | CBSA 2014 | 0.081702 | 2012 | 0.6
COM-BLDGENV-11.26 | Com ¦ Com Wall Insulation (R13) - Cold ¦ SCE ¦ Cold | Com ¦ Com Wall Insulation (R13) - Cold | SCE ¦ Cold | SCE | All | Electric & Gas | Code level R13 com wall insulation | Code | 0 | Conventional | BldgEnv | Com - Grocery | Com | RET and NEW | 0 | 1000 sqft2 of floor space | sq ft wall insulation | 20 | DEER:HVAC_Duct_Sealing | -0.23 | -0.0006949 | -0.128 | Workpaper PGECOBLD106 R2, 2019 PGT Study | 0.30635 | 2014 | 0 | 0.81 | 2014 | 0 | 0 | Itron MCS Version 1.7 Volume I | Com Wall Insulation - Cold ¦ SCE ¦ Cold | Com Wall Insulation - Cold | 366.1998 | 0.1 | 0.18973 | CBSA 2014 | 0.27428 | 2012 | 0.6
COM-BLDGENV-11.27 | Com ¦ Com Wall Insulation (R13) - Cold ¦ SCE ¦ Cold | Com ¦ Com Wall Insulation (R13) - Cold | SCE ¦ Cold | SCE | All | Electric & Gas | Code level R13 com wall insulation | Code | 0 | Conventional | BldgEnv | Com - Health | Com | RET and NEW | 0 | 1000 sqft2 of floor space | sq ft wall insulation | 20 | DEER:HVAC_Duct_Sealing | -0.31612 | -0.0006949 | -0.30023 | Workpaper PGECOBLD106 R2, 2019 PGT Study | 0.30635 | 2014 | 0 | 0.81 | 2014 | 0 | 0 | Itron MCS Version 1.7 Volume I | Com Wall Insulation - Cold ¦ SCE ¦ Cold | Com Wall Insulation - Cold | 311.5939 | 0.1 | 0.27316 | CBSA 2014 | 0.71365 | 2012 | 0.6
COM-BLDGENV-11.28 | Com ¦ Com Wall Insulation (R13) - Cold ¦ SCE ¦ Cold | Com ¦ Com Wall Insulation (R13) - Cold | SCE ¦ Cold | SCE | All | Electric & Gas | Code level R13 com wall insulation | Code | 0 | Conventional | BldgEnv | Com - Lodging | Com | RET and NEW | 0 | 1000 sqft2 of floor space | sq ft wall insulation | 20 | DEER:HVAC_Duct_Sealing | -0.42 | -0.0006949 | -0.508 | Workpaper PGECOBLD106 R2, 2019 PGT Study | 0.30635 | 2014 | 0 | 0.81 | 2014 | 0 | 0 | Itron MCS Version 1.7 Volume I | Com Wall Insulation - Cold ¦ SCE ¦ Cold | Com Wall Insulation - Cold | 232.2061 | 0.1 | 0.001 | CBSA 2014 | 3.8921 | 2012 | 0.6
COM-BLDGENV-11.29 | Com ¦ Com Wall Insulation (R13) - Cold ¦ SCE ¦ Cold | Com ¦ Com Wall Insulation (R13) - Cold | SCE ¦ Cold | SCE | All | Electric & Gas | Code level R13 com wall insulation | Code | 0 | Conventional | BldgEnv | Com - Office (Large) | Com | RET and NEW | 0 | 1000 sqft2 of floor space | sq ft wall insulation | 20 | DEER:HVAC_Duct_Sealing | -0.23 | -0.0006949 | -0.128 | Workpaper PGECOBLD106 R2, 2019 PGT Study | 0.30635 | 2014 | 0 | 0.81 | 2014 | 0 | 0 | Itron MCS Version 1.7 Volume I | Com Wall Insulation - Cold ¦ SCE ¦ Cold | Com Wall Insulation - Cold | 311.5939 | 0.1 | 0.28635 | CBSA 2014 | 0.4465 | 2012 | 0.6
COM-BLDGENV-11.30 | Com ¦ Com Wall Insulation (R13) - Cold ¦ SCE ¦ Cold | Com ¦ Com Wall Insulation (R13) - Cold | SCE ¦ Cold | SCE | All | Electric & Gas | Code level R13 com wall insulation | Code | 0 | Conventional | BldgEnv | Com - Office (Small) | Com | RET and NEW | 0 | 1000 sqft2 of floor space | sq ft wall insulation | 20 | DEER:HVAC_Duct_Sealing | -0.23 | -0.0006949 | -0.128 | Workpaper PGECOBLD106 R2, 2019 PGT Study | 0.30635 | 2014 | 0 | 0.81 | 2014 | 0 | 0 | Itron MCS Version 1.7 Volume I | Com Wall Insulation - Cold ¦ SCE ¦ Cold | Com Wall Insulation - Cold | 311.5939 | 0.1 | 0.16569 | CBSA 2014 | 0.13129 | 2012 | 0.6
COM-BLDGENV-11.31 | Com ¦ Com Wall Insulation (R13) - Cold ¦ SCE ¦ Cold | Com ¦ Com Wall Insulation (R13) - Cold | SCE ¦ Cold | SCE | All | Electric & Gas | Code level R13 com wall insulation | Code | 0 | Conventional | BldgEnv | Com - Other | Com | RET and NEW | 0 | 1000 sqft2 of floor space | sq ft wall insulation | 20 | DEER:HVAC_Duct_Sealing | -0.23 | -0.0006949 | -0.128 | Workpaper PGECOBLD106 R2, 2019 PGT Study | 0.30635 | 2014 | 0 | 0.81 | 2014 | 0 | 0 | Itron MCS Version 1.7 Volume I | Com Wall Insulation - Cold ¦ SCE ¦ Cold | Com Wall Insulation - Cold | 124.856 | 0.1 | 0.16254 | CBSA 2014 | 0.33337 | 2012 | 0.6
COM-BLDGENV-11.32 | Com ¦ Com Wall Insulation (R13) - Cold ¦ SCE ¦ Cold | Com ¦ Com Wall Insulation (R13) - Cold | SCE ¦ Cold | SCE | All | Electric & Gas | Code level R13 com wall insulation | Code | 0 | Conventional | BldgEnv | Com - Refrig. Warehouse | Com | RET and NEW | 0 | 1000 sqft2 of floor space | sq ft wall insulation | 20 | DEER:HVAC_Duct_Sealing | -0.42 | -0.0006949 | -0.508 | Workpaper PGECOBLD106 R2, 2019 PGT Study | 0.30635 | 2014 | 0 | 0.81 | 2014 | 0 | 0 | Itron MCS Version 1.7 Volume I | Com Wall Insulation - Cold ¦ SCE ¦ Cold | Com Wall Insulation - Cold | 330.2634 | 0.1 | 0.019911 | CBSA 2014 | 0.38095 | 2012 | 0.6
COM-BLDGENV-11.33 | Com ¦ Com Wall Insulation (R13) - Cold ¦ SCE ¦ Cold | Com ¦ Com Wall Insulation (R13) - Cold | SCE ¦ Cold | SCE | All | Electric & Gas | Code level R13 com wall insulation | Code | 0 | Conventional | BldgEnv | Com - Restaurant | Com | RET and NEW | 0 | 1000 sqft2 of floor space | sq ft wall insulation | 20 | DEER:HVAC_Duct_Sealing | -0.23 | -0.0006949 | -0.128 | Workpaper PGECOBLD106 R2, 2019 PGT Study | 0.30635 | 2014 | 0 | 0.81 | 2014 | 0 | 0 | Itron MCS Version 1.7 Volume I | Com Wall Insulation - Cold ¦ SCE ¦ Cold | Com Wall Insulation - Cold | 398.1232 | 0.1 | 0.36449 | CBSA 2014 | 0.037479 | 2012 | 0.6
COM-BLDGENV-11.34 | Com ¦ Com Wall Insulation (R13) - Cold ¦ SCE ¦ Cold | Com ¦ Com Wall Insulation (R13) - Cold | SCE ¦ Cold | SCE | All | Electric & Gas | Code level R13 com wall insulation | Code | 0 | Conventional | BldgEnv | Com - Retail | Com | RET and NEW | 0 | 1000 sqft2 of floor space | sq ft wall insulation | 20 | DEER:HVAC_Duct_Sealing | -0.23 | -0.0006949 | -0.128 | Workpaper PGECOBLD106 R2, 2019 PGT Study | 0.30635 | 2014 | 0 | 0.81 | 2014 | 0 | 0 | Itron MCS Version 1.7 Volume I | Com Wall Insulation - Cold ¦ SCE ¦ Cold | Com Wall Insulation - Cold | 282.923 | 0.1 | 0.15155 | CBSA 2014 | 19.2345 | 2012 | 0.6
COM-BLDGENV-11.35 | Com ¦ Com Wall Insulation (R13) - Cold ¦ SCE ¦ Cold | Com ¦ Com Wall Insulation (R13) - Cold | SCE ¦ Cold | SCE | All | Electric & Gas | Code level R13 com wall insulation | Code | 0 | Conventional | BldgEnv | Com - School | Com | RET and NEW | 0 | 1000 sqft2 of floor space | sq ft wall insulation | 20 | DEER:HVAC_Duct_Sealing | -0.23 | -0.0006949 | -0.128 | Workpaper PGECOBLD106 R2, 2019 PGT Study | 0.30635 | 2014 | 0 | 0.81 | 2014 | 0 | 0 | Itron MCS Version 1.7 Volume I | Com Wall Insulation - Cold ¦ SCE ¦ Cold | Com Wall Insulation - Cold | 205.2174 | 0.1 | 0.26286 | CBSA 2014 | 0.11982 | 2012 | 0.6
COM-BLDGENV-11.36 | Com ¦ Com Wall Insulation (R13) - Cold ¦ SCE ¦ Cold | Com ¦ Com Wall Insulation (R13) - Cold | SCE ¦ Cold | SCE | All | Electric & Gas | Code level R13 com wall insulation | Code | 0 | Conventional | BldgEnv | Com - Warehouse | Com | RET and NEW | 0 | 1000 sqft2 of floor space | sq ft wall insulation | 20 | DEER:HVAC_Duct_Sealing | -0.42 | -0.0006949 | -0.508 | Workpaper PGECOBLD106 R2, 2019 PGT Study | 0.30635 | 2014 | 0 | 0.81 | 2014 | 0 | 0 | Itron MCS Version 1.7 Volume I | Com Wall Insulation - Cold ¦ SCE ¦ Cold | Com Wall Insulation - Cold | 330.2634 | 0.1 | 0.067233 | CBSA 2014 | 3.9214 | 2012 | 0.6
COM-BLDGENV-12.1 | Com ¦ Com Wall Insulation (R14) - Marine ¦ SCE ¦ Marine | Com ¦ Com Wall Insulation (R14) - Marine | SCE ¦ Marine | SCE | All | Electric & Gas | Efficient level R14 com wall insulation | Efficient | 0 | Conventional | BldgEnv | Com - College | Com | RET and NEW | 0 | 1000 sqft2 of floor space | sq ft wall insulation | 20 | DEER:HVAC_Duct_Sealing | -0.12265 | -0.00027717 | -0.392 | Workpaper PGECOBLD106 R2, 2019 PGT Study | 0.32991 | 2014 | 0 | 0.81 | 2014 | 0 | 0 | Itron MCS Version 1.7 Volume I | Com Wall Insulation - Marine ¦ SCE ¦ Marine | Com Wall Insulation - Marine | 205.2174 | 0.1 | 0.048623 | CBSA 2014 | 0.23044 | 2032 | 0.6
COM-BLDGENV-12.2 | Com ¦ Com Wall Insulation (R14) - Marine ¦ SCE ¦ Marine | Com ¦ Com Wall Insulation (R14) - Marine | SCE ¦ Marine | SCE | All | Electric & Gas | Efficient level R14 com wall insulation | Efficient | 0 | Conventional | BldgEnv | Com - Grocery | Com | RET and NEW | 0 | 1000 sqft2 of floor space | sq ft wall insulation | 20 | DEER:HVAC_Duct_Sealing | -0.12265 | -0.00027717 | -0.28323 | Workpaper PGECOBLD106 R2, 2019 PGT Study | 0.32991 | 2014 | 0 | 0.81 | 2014 | 0 | 0 | Itron MCS Version 1.7 Volume I | Com Wall Insulation - Marine ¦ SCE ¦ Marine | Com Wall Insulation - Marine | 366.1998 | 0.1 | 0.081314 | CBSA 2014 | 0.59842 | 2032 | 0.6
COM-BLDGENV-12.3 | Com ¦ Com Wall Insulation (R14) - Marine ¦ SCE ¦ Marine | Com ¦ Com Wall Insulation (R14) - Marine | SCE ¦ Marine | SCE | All | Electric & Gas | Efficient level R14 com wall insulation | Efficient | 0 | Conventional | BldgEnv | Com - Health | Com | RET and NEW | 0 | 1000 sqft2 of floor space | sq ft wall insulation | 20 | DEER:HVAC_Duct_Sealing | -0.16983 | -0.00027298 | -0.30692 | Workpaper PGECOBLD106 R2, 2019 PGT Study | 0.32991 | 2014 | 0 | 0.81 | 2014 | 0 | 0 | Itron MCS Version 1.7 Volume I | Com Wall Insulation - Marine ¦ SCE ¦ Marine | Com Wall Insulation - Marine | 311.5939 | 0.1 | 0.11707 | CBSA 2014 | 0.72728 | 2032 | 0.6
COM-BLDGENV-12.4 | Com ¦ Com Wall Insulation (R14) - Marine ¦ SCE ¦ Marine | Com ¦ Com Wall Insulation (R14) - Marine | SCE ¦ Marine | SCE | All | Electric & Gas | Efficient level R14 com wall insulation | Efficient | 0 | Conventional | BldgEnv | Com - Lodging | Com | RET and NEW | 0 | 1000 sqft2 of floor space | sq ft wall insulation | 20 | DEER:HVAC_Duct_Sealing | -0.22675 | -0.00026793 | -0.12905 | Workpaper PGECOBLD106 R2, 2019 PGT Study | 0.32991 | 2014 | 0 | 0.81 | 2014 | 0 | 0 | Itron MCS Version 1.7 Volume I | Com Wall Insulation - Marine ¦ SCE ¦ Marine | Com Wall Insulation - Marine | 232.2061 | 0.1 | 0 | CBSA 2014 | 0.99533 | 2032 | 0.6
COM-BLDGENV-12.5 | Com ¦ Com Wall Insulation (R14) - Marine ¦ SCE ¦ Marine | Com ¦ Com Wall Insulation (R14) - Marine | SCE ¦ Marine | SCE | All | Electric & Gas | Efficient level R14 com wall insulation | Efficient | 0 | Conventional | BldgEnv | Com - Office (Large) | Com | RET and NEW | 0 | 1000 sqft2 of floor space | sq ft wall insulation | 20 | DEER:HVAC_Duct_Sealing | -0.12265 | -0.00027717 | -0.12905 | Workpaper PGECOBLD106 R2, 2019 PGT Study | 0.32991 | 2014 | 0 | 0.81 | 2014 | 0 | 0 | Itron MCS Version 1.7 Volume I | Com Wall Insulation - Marine ¦ SCE ¦ Marine | Com Wall Insulation - Marine | 311.5939 | 0.1 | 0.12272 | CBSA 2014 | 0.44846 | 2032 | 0.6
COM-BLDGENV-12.6 | Com ¦ Com Wall Insulation (R14) - Marine ¦ SCE ¦ Marine | Com ¦ Com Wall Insulation (R14) - Marine | SCE ¦ Marine | SCE | All | Electric & Gas | Efficient level R14 com wall insulation | Efficient | 0 | Conventional | BldgEnv | Com - Office (Small) | Com | RET and NEW | 0 | 1000 sqft2 of floor space | sq ft wall insulation | 20 | DEER:HVAC_Duct_Sealing | -0.12265 | -0.00027717 | -0.12905 | Workpaper PGECOBLD106 R2, 2019 PGT Study | 0.32991 | 2014 | 0 | 0.81 | 2014 | 0 | 0 | Itron MCS Version 1.7 Volume I | Com Wall Insulation - Marine ¦ SCE ¦ Marine | Com Wall Insulation - Marine | 311.5939 | 0.1 | 0.071009 | CBSA 2014 | 0.12952 | 2032 | 0.6
COM-BLDGENV-12.7 | Com ¦ Com Wall Insulation (R14) - Marine ¦ SCE ¦ Marine | Com ¦ Com Wall Insulation (R14) - Marine | SCE ¦ Marine | SCE | All | Electric & Gas | Efficient level R14 com wall insulation | Efficient | 0 | Conventional | BldgEnv | Com - Other | Com | RET and NEW | 0 | 1000 sqft2 of floor space | sq ft wall insulation | 20 | DEER:HVAC_Duct_Sealing | -0.12271 | -0.00027717 | -0.28323 | Workpaper PGECOBLD106 R2, 2019 PGT Study | 0.32991 | 2014 | 0 | 0.81 | 2014 | 0 | 0 | Itron MCS Version 1.7 Volume I | Com Wall Insulation - Marine ¦ SCE ¦ Marine | Com Wall Insulation - Marine | 124.856 | 0.1 | 0.069661 | CBSA 2014 | 0.71502 | 2032 | 0.6
COM-BLDGENV-12.8 | Com ¦ Com Wall Insulation (R14) - Marine ¦ SCE ¦ Marine | Com ¦ Com Wall Insulation (R14) - Marine | SCE ¦ Marine | SCE | All | Electric & Gas | Efficient level R14 com wall insulation | Efficient | 0 | Conventional | BldgEnv | Com - Refrig. Warehouse | Com | RET and NEW | 0 | 1000 sqft2 of floor space | sq ft wall insulation | 20 | DEER:HVAC_Duct_Sealing | -0.12265 | -0.00027717 | -0.12905 | Workpaper PGECOBLD106 R2, 2019 PGT Study | 0.32991 | 2014 | 0 | 0.81 | 2014 | 0 | 0 | Itron MCS Version 1.7 Volume I | Com Wall Insulation - Marine ¦ SCE ¦ Marine | Com Wall Insulation - Marine | 330.2634 | 0.1 | 0.0085335 | CBSA 2014 | 0.097119 | 2032 | 0.6
COM-BLDGENV-12.9 | Com ¦ Com Wall Insulation (R14) - Marine ¦ SCE ¦ Marine | Com ¦ Com Wall Insulation (R14) - Marine | SCE ¦ Marine | SCE | All | Electric & Gas | Efficient level R14 com wall insulation | Efficient | 0 | Conventional | BldgEnv | Com - Restaurant | Com | RET and NEW | 0 | 1000 sqft2 of floor space | sq ft wall insulation | 20 | DEER:HVAC_Duct_Sealing | -0.12265 | -0.00027717 | -0.12905 | Workpaper PGECOBLD106 R2, 2019 PGT Study | 0.32991 | 2014 | 0 | 0.81 | 2014 | 0 | 0 | Itron MCS Version 1.7 Volume I | Com Wall Insulation - Marine ¦ SCE ¦ Marine | Com Wall Insulation - Marine | 398.1232 | 0.1 | 0.15621 | CBSA 2014 | 0.03556 | 2032 | 0.6
COM-BLDGENV-12.10 | Com ¦ Com Wall Insulation (R14) - Marine ¦ SCE ¦ Marine | Com ¦ Com Wall Insulation (R14) - Marine | SCE ¦ Marine | SCE | All | Electric & Gas | Efficient level R14 com wall insulation | Efficient | 0 | Conventional | BldgEnv | Com - Retail | Com | RET and NEW | 0 | 1000 sqft2 of floor space | sq ft wall insulation | 20 | DEER:HVAC_Duct_Sealing | -0.12265 | -0.00027717 | -0.12905 | Workpaper PGECOBLD106 R2, 2019 PGT Study | 0.32991 | 2014 | 0 | 0.81 | 2014 | 0 | 0 | Itron MCS Version 1.7 Volume I | Com Wall Insulation - Marine ¦ SCE ¦ Marine | Com Wall Insulation - Marine | 282.923 | 0.1 | 0.06495 | CBSA 2014 | 19.382 | 2032 | 0.6
COM-BLDGENV-12.11 | Com ¦ Com Wall Insulation (R14) - Marine ¦ SCE ¦ Marine | Com ¦ Com Wall Insulation (R14) - Marine | SCE ¦ Marine | SCE | All | Electric & Gas | Efficient level R14 com wall insulation | Efficient | 0 | Conventional | BldgEnv | Com - School | Com | RET and NEW | 0 | 1000 sqft2 of floor space | sq ft wall insulation | 20 | DEER:HVAC_Duct_Sealing | -0.12265 | -0.00027717 | -0.12905 | Workpaper PGECOBLD106 R2, 2019 PGT Study | 0.32991 | 2014 | 0 | 0.81 | 2014 | 0 | 0 | Itron MCS Version 1.7 Volume I | Com Wall Insulation - Marine ¦ SCE ¦ Marine | Com Wall Insulation - Marine | 205.2174 | 0.1 | 0.11265 | CBSA 2014 | 0.1148 | 2032 | 0.6
COM-BLDGENV-12.12 | Com ¦ Com Wall Insulation (R14) - Marine ¦ SCE ¦ Marine | Com ¦ Com Wall Insulation (R14) - Marine | SCE ¦ Marine | SCE | All | Electric & Gas | Efficient level R14 com wall insulation | Efficient | 0 | Conventional | BldgEnv | Com - Warehouse | Com | RET and NEW | 0 | 1000 sqft2 of floor space | sq ft wall insulation | 20 | DEER:HVAC_Duct_Sealing | -0.13988 | -0.00016528 | -0.12905 | Workpaper PGECOBLD106 R2, 2019 PGT Study | 0.32991 | 2014 | 0 | 0.81 | 2014 | 0 | 0 | Itron MCS Version 1.7 Volume I | Com Wall Insulation - Marine ¦ SCE ¦ Marine | Com Wall Insulation - Marine | 330.2634 | 0.1 | 0.028814 | CBSA 2014 | 0.99865 | 2032 | 0.6
COM-BLDGENV-12.13 | Com ¦ Com Wall Insulation (R14) - Hot-Dry ¦ SCE ¦ Hot-Dry | Com ¦ Com Wall Insulation (R14) - Hot-Dry | SCE ¦ Hot-Dry | SCE | All | Electric & Gas | Efficient level R14 com wall insulation | Efficient | 0 | Conventional | BldgEnv | Com - College | Com | RET and NEW | 0 | 1000 sqft2 of floor space | sq ft wall insulation | 20 | DEER:HVAC_Duct_Sealing | -0.12265 | -0.00027717 | -0.028269 | Workpaper PGECOBLD106 R2, 2019 PGT Study | 0.32991 | 2014 | 0 | 0.81 | 2014 | 0 | 0 | Itron MCS Version 1.7 Volume I | Com Wall Insulation - Hot-Dry ¦ SCE ¦ Hot-Dry | Com Wall Insulation - Hot-Dry | 205.2174 | 0.1 | 0.048623 | CBSA 2014 | 0.020486 | 2032 | 0.6
COM-BLDGENV-12.14 | Com ¦ Com Wall Insulation (R14) - Hot-Dry ¦ SCE ¦ Hot-Dry | Com ¦ Com Wall Insulation (R14) - Hot-Dry | SCE ¦ Hot-Dry | SCE | All | Electric & Gas | Efficient level R14 com wall insulation | Efficient | 0 | Conventional | BldgEnv | Com - Grocery | Com | RET and NEW | 0 | 1000 sqft2 of floor space | sq ft wall insulation | 20 | DEER:HVAC_Duct_Sealing | -0.12265 | -0.00027717 | -0.028269 | Workpaper PGECOBLD106 R2, 2019 PGT Study | 0.32991 | 2014 | 0 | 0.81 | 2014 | 0 | 0 | Itron MCS Version 1.7 Volume I | Com Wall Insulation - Hot-Dry ¦ SCE ¦ Hot-Dry | Com Wall Insulation - Hot-Dry | 366.1998 | 0.1 | 0.081314 | CBSA 2014 | 0.062156 | 2032 | 0.6
COM-BLDGENV-12.15 | Com ¦ Com Wall Insulation (R14) - Hot-Dry ¦ SCE ¦ Hot-Dry | Com ¦ Com Wall Insulation (R14) - Hot-Dry | SCE ¦ Hot-Dry | SCE | All | Electric & Gas | Efficient level R14 com wall insulation | Efficient | 0 | Conventional | BldgEnv | Com - Health | Com | RET and NEW | 0 | 1000 sqft2 of floor space | sq ft wall insulation | 20 | DEER:HVAC_Duct_Sealing | -0.16983 | -0.00027298 | -0.028269 | Workpaper PGECOBLD106 R2, 2019 PGT Study | 0.32991 | 2014 | 0 | 0.81 | 2014 | 0 | 0 | Itron MCS Version 1.7 Volume I | Com Wall Insulation - Hot-Dry ¦ SCE ¦ Hot-Dry | Com Wall Insulation - Hot-Dry | 311.5939 | 0.1 | 0.11707 | CBSA 2014 | 0.069272 | 2032 | 0.6
COM-BLDGENV-12.16 | Com ¦ Com Wall Insulation (R14) - Hot-Dry ¦ SCE ¦ Hot-Dry | Com ¦ Com Wall Insulation (R14) - Hot-Dry | SCE ¦ Hot-Dry | SCE | All | Electric & Gas | Efficient level R14 com wall insulation | Efficient | 0 | Conventional | BldgEnv | Com - Lodging | Com | RET and NEW | 0 | 1000 sqft2 of floor space | sq ft wall insulation | 20 | DEER:HVAC_Duct_Sealing | -0.22675 | -0.00026793 | -0.028269 | Workpaper PGECOBLD106 R2, 2019 PGT Study | 0.32991 | 2014 | 0 | 0.81 | 2014 | 0 | 0 | Itron MCS Version 1.7 Volume I | Com Wall Insulation - Hot-Dry ¦ SCE ¦ Hot-Dry | Com Wall Insulation - Hot-Dry | 232.2061 | 0.1 | 0 | CBSA 2014 | 0.22776 | 2032 | 0.6
COM-BLDGENV-12.17 | Com ¦ Com Wall Insulation (R14) - Hot-Dry ¦ SCE ¦ Hot-Dry | Com ¦ Com Wall Insulation (R14) - Hot-Dry | SCE ¦ Hot-Dry | SCE | All | Electric & Gas | Efficient level R14 com wall insulation | Efficient | 0 | Conventional | BldgEnv | Com - Office (Large) | Com | RET and NEW | 0 | 1000 sqft2 of floor space | sq ft wall insulation | 20 | DEER:HVAC_Duct_Sealing | -0.12265 | -0.00027717 | -0.096923 | Workpaper PGECOBLD106 R2, 2019 PGT Study | 0.32991 | 2014 | 0 | 0.81 | 2014 | 0 | 0 | Itron MCS Version 1.7 Volume I | Com Wall Insulation - Hot-Dry ¦ SCE ¦ Hot-Dry | Com Wall Insulation - Hot-Dry | 311.5939 | 0.1 | 0.12272 | CBSA 2014 | 0.33729 | 2032 | 0.6
COM-BLDGENV-12.18 | Com ¦ Com Wall Insulation (R14) - Hot-Dry ¦ SCE ¦ Hot-Dry | Com ¦ Com Wall Insulation (R14) - Hot-Dry | SCE ¦ Hot-Dry | SCE | All | Electric & Gas | Efficient level R14 com wall insulation | Efficient | 0 | Conventional | BldgEnv | Com - Office (Small) | Com | RET and NEW | 0 | 1000 sqft2 of floor space | sq ft wall insulation | 20 | DEER:HVAC_Duct_Sealing | -0.12265 | -0.00027717 | -0.057077 | Workpaper PGECOBLD106 R2, 2019 PGT Study | 0.32991 | 2014 | 0 | 0.81 | 2014 | 0 | 0 | Itron MCS Version 1.7 Volume I | Com Wall Insulation - Hot-Dry ¦ SCE ¦ Hot-Dry | Com Wall Insulation - Hot-Dry | 311.5939 | 0.1 | 0.071009 | CBSA 2014 | 0.059066 | 2032 | 0.6
COM-BLDGENV-12.19 | Com ¦ Com Wall Insulation (R14) - Hot-Dry ¦ SCE ¦ Hot-Dry | Com ¦ Com Wall Insulation (R14) - Hot-Dry | SCE ¦ Hot-Dry | SCE | All | Electric & Gas | Efficient level R14 com wall insulation | Efficient | 0 | Conventional | BldgEnv | Com - Other | Com | RET and NEW | 0 | 1000 sqft2 of floor space | sq ft wall insulation | 20 | DEER:HVAC_Duct_Sealing | -0.12271 | -0.00027717 | -0.068923 | Workpaper PGECOBLD106 R2, 2019 PGT Study | 0.32991 | 2014 | 0 | 0.81 | 2014 | 0 | 0 | Itron MCS Version 1.7 Volume I | Com Wall Insulation - Hot-Dry ¦ SCE ¦ Hot-Dry | Com Wall Insulation - Hot-Dry | 124.856 | 0.1 | 0.069661 | CBSA 2014 | 0.17944 | 2032 | 0.6
COM-BLDGENV-12.20 | Com ¦ Com Wall Insulation (R14) - Hot-Dry ¦ SCE ¦ Hot-Dry | Com ¦ Com Wall Insulation (R14) - Hot-Dry | SCE ¦ Hot-Dry | SCE | All | Electric & Gas | Efficient level R14 com wall insulation | Efficient | 0 | Conventional | BldgEnv | Com - Refrig. Warehouse | Com | RET and NEW | 0 | 1000 sqft2 of floor space | sq ft wall insulation | 20 | DEER:HVAC_Duct_Sealing | -0.12265 | -0.00027717 | -0.028269 | Workpaper PGECOBLD106 R2, 2019 PGT Study | 0.32991 | 2014 | 0 | 0.81 | 2014 | 0 | 0 | Itron MCS Version 1.7 Volume I | Com Wall Insulation - Hot-Dry ¦ SCE ¦ Hot-Dry | Com Wall Insulation - Hot-Dry | 330.2634 | 0.1 | 0.0085335 | CBSA 2014 | 0.023329 | 2032 | 0.6
COM-BLDGENV-12.21 | Com ¦ Com Wall Insulation (R14) - Hot-Dry ¦ SCE ¦ Hot-Dry | Com ¦ Com Wall Insulation (R14) - Hot-Dry | SCE ¦ Hot-Dry | SCE | All | Electric & Gas | Efficient level R14 com wall insulation | Efficient | 0 | Conventional | BldgEnv | Com - Restaurant | Com | RET and NEW | 0 | 1000 sqft2 of floor space | sq ft wall insulation | 20 | DEER:HVAC_Duct_Sealing | -0.12265 | -0.00027717 | -0.028269 | Workpaper PGECOBLD106 R2, 2019 PGT Study | 0.32991 | 2014 | 0 | 0.81 | 2014 | 0 | 0 | Itron MCS Version 1.7 Volume I | Com Wall Insulation - Hot-Dry ¦ SCE ¦ Hot-Dry | Com Wall Insulation - Hot-Dry | 398.1232 | 0.1 | 0.15621 | CBSA 2014 | 0.0097419 | 2032 | 0.6
COM-BLDGENV-12.22 | Com ¦ Com Wall Insulation (R14) - Hot-Dry ¦ SCE ¦ Hot-Dry | Com ¦ Com Wall Insulation (R14) - Hot-Dry | SCE ¦ Hot-Dry | SCE | All | Electric & Gas | Efficient level R14 com wall insulation | Efficient | 0 | Conventional | BldgEnv | Com - Retail | Com | RET and NEW | 0 | 1000 sqft2 of floor space | sq ft wall insulation | 20 | DEER:HVAC_Duct_Sealing | -0.12265 | -0.00027717 | -0.028269 | Workpaper PGECOBLD106 R2, 2019 PGT Study | 0.32991 | 2014 | 0 | 0.81 | 2014 | 0 | 0 | Itron MCS Version 1.7 Volume I | Com Wall Insulation - Hot-Dry ¦ SCE ¦ Hot-Dry | Com Wall Insulation - Hot-Dry | 282.923 | 0.1 | 0.06495 | CBSA 2014 | 4.2549 | 2032 | 0.6
COM-BLDGENV-12.23 | Com ¦ Com Wall Insulation (R14) - Hot-Dry ¦ SCE ¦ Hot-Dry | Com ¦ Com Wall Insulation (R14) - Hot-Dry | SCE ¦ Hot-Dry | SCE | All | Electric & Gas | Efficient level R14 com wall insulation | Efficient | 0 | Conventional | BldgEnv | Com - School | Com | RET and NEW | 0 | 1000 sqft2 of floor space | sq ft wall insulation | 20 | DEER:HVAC_Duct_Sealing | -0.12265 | -0.00027717 | -0.057077 | Workpaper PGECOBLD106 R2, 2019 PGT Study | 0.32991 | 2014 | 0 | 0.81 | 2014 | 0 | 0 | Itron MCS Version 1.7 Volume I | Com Wall Insulation - Hot-Dry ¦ SCE ¦ Hot-Dry | Com Wall Insulation - Hot-Dry | 205.2174 | 0.1 | 0.11265 | CBSA 2014 | 0.054533 | 2032 | 0.6
COM-BLDGENV-12.24 | Com ¦ Com Wall Insulation (R14) - Hot-Dry ¦ SCE ¦ Hot-Dry | Com ¦ Com Wall Insulation (R14) - Hot-Dry | SCE ¦ Hot-Dry | SCE | All | Electric & Gas | Efficient level R14 com wall insulation | Efficient | 0 | Conventional | BldgEnv | Com - Warehouse | Com | RET and NEW | 0 | 1000 sqft2 of floor space | sq ft wall insulation | 20 | DEER:HVAC_Duct_Sealing | -0.13988 | -0.00016528 | -0.028269 | Workpaper PGECOBLD106 R2, 2019 PGT Study | 0.32991 | 2014 | 0 | 0.81 | 2014 | 0 | 0 | Itron MCS Version 1.7 Volume I | Com Wall Insulation - Hot-Dry ¦ SCE ¦ Hot-Dry | Com Wall Insulation - Hot-Dry | 330.2634 | 0.1 | 0.028814 | CBSA 2014 | 0.22688 | 2032 | 0.6
COM-BLDGENV-12.25 | Com ¦ Com Wall Insulation (R14) - Cold ¦ SCE ¦ Cold | Com ¦ Com Wall Insulation (R14) - Cold | SCE ¦ Cold | SCE | All | Electric & Gas | Efficient level R14 com wall insulation | Efficient | 0 | Conventional | BldgEnv | Com - College | Com | RET and NEW | 0 | 1000 sqft2 of floor space | sq ft wall insulation | 20 | DEER:HVAC_Duct_Sealing | -0.24769 | -0.00074836 | -0.13785 | Workpaper PGECOBLD106 R2, 2019 PGT Study | 0.32991 | 2014 | 0 | 0.81 | 2014 | 0 | 0 | Itron MCS Version 1.7 Volume I | Com Wall Insulation - Cold ¦ SCE ¦ Cold | Com Wall Insulation - Cold | 205.2174 | 0.1 | 0.048623 | CBSA 2014 | 0.087986 | 2032 | 0.6
COM-BLDGENV-12.26 | Com ¦ Com Wall Insulation (R14) - Cold ¦ SCE ¦ Cold | Com ¦ Com Wall Insulation (R14) - Cold | SCE ¦ Cold | SCE | All | Electric & Gas | Efficient level R14 com wall insulation | Efficient | 0 | Conventional | BldgEnv | Com - Grocery | Com | RET and NEW | 0 | 1000 sqft2 of floor space | sq ft wall insulation | 20 | DEER:HVAC_Duct_Sealing | -0.24769 | -0.00074836 | -0.13785 | Workpaper PGECOBLD106 R2, 2019 PGT Study | 0.32991 | 2014 | 0 | 0.81 | 2014 | 0 | 0 | Itron MCS Version 1.7 Volume I | Com Wall Insulation - Cold ¦ SCE ¦ Cold | Com Wall Insulation - Cold | 366.1998 | 0.1 | 0.081314 | CBSA 2014 | 0.29538 | 2032 | 0.6
COM-BLDGENV-12.27 | Com ¦ Com Wall Insulation (R14) - Cold ¦ SCE ¦ Cold | Com ¦ Com Wall Insulation (R14) - Cold | SCE ¦ Cold | SCE | All | Electric & Gas | Efficient level R14 com wall insulation | Efficient | 0 | Conventional | BldgEnv | Com - Health | Com | RET and NEW | 0 | 1000 sqft2 of floor space | sq ft wall insulation | 20 | DEER:HVAC_Duct_Sealing | -0.34043 | -0.00074836 | -0.32333 | Workpaper PGECOBLD106 R2, 2019 PGT Study | 0.32991 | 2014 | 0 | 0.81 | 2014 | 0 | 0 | Itron MCS Version 1.7 Volume I | Com Wall Insulation - Cold ¦ SCE ¦ Cold | Com Wall Insulation - Cold | 311.5939 | 0.1 | 0.11707 | CBSA 2014 | 0.76855 | 2032 | 0.6
COM-BLDGENV-12.28 | Com ¦ Com Wall Insulation (R14) - Cold ¦ SCE ¦ Cold | Com ¦ Com Wall Insulation (R14) - Cold | SCE ¦ Cold | SCE | All | Electric & Gas | Efficient level R14 com wall insulation | Efficient | 0 | Conventional | BldgEnv | Com - Lodging | Com | RET and NEW | 0 | 1000 sqft2 of floor space | sq ft wall insulation | 20 | DEER:HVAC_Duct_Sealing | -0.45231 | -0.00074836 | -0.54708 | Workpaper PGECOBLD106 R2, 2019 PGT Study | 0.32991 | 2014 | 0 | 0.81 | 2014 | 0 | 0 | Itron MCS Version 1.7 Volume I | Com Wall Insulation - Cold ¦ SCE ¦ Cold | Com Wall Insulation - Cold | 232.2061 | 0.1 | 0 | CBSA 2014 | 4.1914 | 2032 | 0.6
COM-BLDGENV-12.29 | Com ¦ Com Wall Insulation (R14) - Cold ¦ SCE ¦ Cold | Com ¦ Com Wall Insulation (R14) - Cold | SCE ¦ Cold | SCE | All | Electric & Gas | Efficient level R14 com wall insulation | Efficient | 0 | Conventional | BldgEnv | Com - Office (Large) | Com | RET and NEW | 0 | 1000 sqft2 of floor space | sq ft wall insulation | 20 | DEER:HVAC_Duct_Sealing | -0.24769 | -0.00074836 | -0.13785 | Workpaper PGECOBLD106 R2, 2019 PGT Study | 0.32991 | 2014 | 0 | 0.81 | 2014 | 0 | 0 | Itron MCS Version 1.7 Volume I | Com Wall Insulation - Cold ¦ SCE ¦ Cold | Com Wall Insulation - Cold | 311.5939 | 0.1 | 0.12272 | CBSA 2014 | 0.48085 | 2032 | 0.6
COM-BLDGENV-12.30 | Com ¦ Com Wall Insulation (R14) - Cold ¦ SCE ¦ Cold | Com ¦ Com Wall Insulation (R14) - Cold | SCE ¦ Cold | SCE | All | Electric & Gas | Efficient level R14 com wall insulation | Efficient | 0 | Conventional | BldgEnv | Com - Office (Small) | Com | RET and NEW | 0 | 1000 sqft2 of floor space | sq ft wall insulation | 20 | DEER:HVAC_Duct_Sealing | -0.24769 | -0.00074836 | -0.13785 | Workpaper PGECOBLD106 R2, 2019 PGT Study | 0.32991 | 2014 | 0 | 0.81 | 2014 | 0 | 0 | Itron MCS Version 1.7 Volume I | Com Wall Insulation - Cold ¦ SCE ¦ Cold | Com Wall Insulation - Cold | 311.5939 | 0.1 | 0.071009 | CBSA 2014 | 0.14139 | 2032 | 0.6
COM-BLDGENV-12.31 | Com ¦ Com Wall Insulation (R14) - Cold ¦ SCE ¦ Cold | Com ¦ Com Wall Insulation (R14) - Cold | SCE ¦ Cold | SCE | All | Electric & Gas | Efficient level R14 com wall insulation | Efficient | 0 | Conventional | BldgEnv | Com - Other | Com | RET and NEW | 0 | 1000 sqft2 of floor space | sq ft wall insulation | 20 | DEER:HVAC_Duct_Sealing | -0.24769 | -0.00074836 | -0.13785 | Workpaper PGECOBLD106 R2, 2019 PGT Study | 0.32991 | 2014 | 0 | 0.81 | 2014 | 0 | 0 | Itron MCS Version 1.7 Volume I | Com Wall Insulation - Cold ¦ SCE ¦ Cold | Com Wall Insulation - Cold | 124.856 | 0.1 | 0.069661 | CBSA 2014 | 0.35901 | 2032 | 0.6
COM-BLDGENV-12.32 | Com ¦ Com Wall Insulation (R14) - Cold ¦ SCE ¦ Cold | Com ¦ Com Wall Insulation (R14) - Cold | SCE ¦ Cold | SCE | All | Electric & Gas | Efficient level R14 com wall insulation | Efficient | 0 | Conventional | BldgEnv | Com - Refrig. Warehouse | Com | RET and NEW | 0 | 1000 sqft2 of floor space | sq ft wall insulation | 20 | DEER:HVAC_Duct_Sealing | -0.45231 | -0.00074836 | -0.54708 | Workpaper PGECOBLD106 R2, 2019 PGT Study | 0.32991 | 2014 | 0 | 0.81 | 2014 | 0 | 0 | Itron MCS Version 1.7 Volume I | Com Wall Insulation - Cold ¦ SCE ¦ Cold | Com Wall Insulation - Cold | 330.2634 | 0.1 | 0.0085335 | CBSA 2014 | 0.41026 | 2032 | 0.6
COM-BLDGENV-12.33 | Com ¦ Com Wall Insulation (R14) - Cold ¦ SCE ¦ Cold | Com ¦ Com Wall Insulation (R14) - Cold | SCE ¦ Cold | SCE | All | Electric & Gas | Efficient level R14 com wall insulation | Efficient | 0 | Conventional | BldgEnv | Com - Restaurant | Com | RET and NEW | 0 | 1000 sqft2 of floor space | sq ft wall insulation | 20 | DEER:HVAC_Duct_Sealing | -0.24769 | -0.00074836 | -0.13785 | Workpaper PGECOBLD106 R2, 2019 PGT Study | 0.32991 | 2014 | 0 | 0.81 | 2014 | 0 | 0 | Itron MCS Version 1.7 Volume I | Com Wall Insulation - Cold ¦ SCE ¦ Cold | Com Wall Insulation - Cold | 398.1232 | 0.1 | 0.15621 | CBSA 2014 | 0.040361 | 2032 | 0.6
COM-BLDGENV-12.34 | Com ¦ Com Wall Insulation (R14) - Cold ¦ SCE ¦ Cold | Com ¦ Com Wall Insulation (R14) - Cold | SCE ¦ Cold | SCE | All | Electric & Gas | Efficient level R14 com wall insulation | Efficient | 0 | Conventional | BldgEnv | Com - Retail | Com | RET and NEW | 0 | 1000 sqft2 of floor space | sq ft wall insulation | 20 | DEER:HVAC_Duct_Sealing | -0.24769 | -0.00074836 | -0.13785 | Workpaper PGECOBLD106 R2, 2019 PGT Study | 0.32991 | 2014 | 0 | 0.81 | 2014 | 0 | 0 | Itron MCS Version 1.7 Volume I | Com Wall Insulation - Cold ¦ SCE ¦ Cold | Com Wall Insulation - Cold | 282.923 | 0.1 | 0.06495 | CBSA 2014 | 20.7141 | 2032 | 0.6
COM-BLDGENV-12.35 | Com ¦ Com Wall Insulation (R14) - Cold ¦ SCE ¦ Cold | Com ¦ Com Wall Insulation (R14) - Cold | SCE ¦ Cold | SCE | All | Electric & Gas | Efficient level R14 com wall insulation | Efficient | 0 | Conventional | BldgEnv | Com - School | Com | RET and NEW | 0 | 1000 sqft2 of floor space | sq ft wall insulation | 20 | DEER:HVAC_Duct_Sealing | -0.24769 | -0.00074836 | -0.13785 | Workpaper PGECOBLD106 R2, 2019 PGT Study | 0.32991 | 2014 | 0 | 0.81 | 2014 | 0 | 0 | Itron MCS Version 1.7 Volume I | Com Wall Insulation - Cold ¦ SCE ¦ Cold | Com Wall Insulation - Cold | 205.2174 | 0.1 | 0.11265 | CBSA 2014 | 0.12904 | 2032 | 0.6
COM-BLDGENV-12.36 | Com ¦ Com Wall Insulation (R14) - Cold ¦ SCE ¦ Cold | Com ¦ Com Wall Insulation (R14) - Cold | SCE ¦ Cold | SCE | All | Electric & Gas | Efficient level R14 com wall insulation | Efficient | 0 | Conventional | BldgEnv | Com - Warehouse | Com | RET and NEW | 0 | 1000 sqft2 of floor space | sq ft wall insulation | 20 | DEER:HVAC_Duct_Sealing | -0.45231 | -0.00074836 | -0.54708 | Workpaper PGECOBLD106 R2, 2019 PGT Study | 0.32991 | 2014 | 0 | 0.81 | 2014 | 0 | 0 | Itron MCS Version 1.7 Volume I | Com Wall Insulation - Cold ¦ SCE ¦ Cold | Com Wall Insulation - Cold | 330.2634 | 0.1 | 0.028814 | CBSA 2014 | 4.223 | 2032 | 0.6
COM-BLDGENV-10.1 | Com ¦ Com Wall Insulation (R0) - Marine ¦ SCG ¦ Marine | Com ¦ Com Wall Insulation (R0) - Marine | SCG ¦ Marine | SCG | All | Electric & Gas | None or minimal existing com wall insulation | Average Existing | 0 | Conventional | BldgEnv | Com - College | Com | RET Only | 0 | 1000 sqft2 of floor space | sq ft wall insulation | 20 | DEER:HVAC_Duct_Sealing | 0 | 0 | 0 | Workpaper PGECOBLD106 R2, 2019 PGT Study | 0 | 2014 | 0 | 0 | 2014 | 0 | 0 | Itron MCS Version 1.7 Volume I | Com Wall Insulation - Marine ¦ SCG ¦ Marine | Com Wall Insulation - Marine | 205.2174 | 0.1 | 0.83792 | Copied SCE | 0 | 2012 | 0.6
COM-BLDGENV-10.2 | Com ¦ Com Wall Insulation (R0) - Marine ¦ SCG ¦ Marine | Com ¦ Com Wall Insulation (R0) - Marine | SCG ¦ Marine | SCG | All | Electric & Gas | None or minimal existing com wall insulation | Average Existing | 0 | Conventional | BldgEnv | Com - Grocery | Com | RET Only | 0 | 1000 sqft2 of floor space | sq ft wall insulation | 20 | DEER:HVAC_Duct_Sealing | 0 | 0 | 0 | Workpaper PGECOBLD106 R2, 2019 PGT Study | 0 | 2014 | 0 | 0 | 2014 | 0 | 0 | Itron MCS Version 1.7 Volume I | Com Wall Insulation - Marine ¦ SCG ¦ Marine | Com Wall Insulation - Marine | 366.1998 | 0.1 | 0.72895 | Copied SCE | 0 | 2012 | 0.6
COM-BLDGENV-10.3 | Com ¦ Com Wall Insulation (R0) - Marine ¦ SCG ¦ Marine | Com ¦ Com Wall Insulation (R0) - Marine | SCG ¦ Marine | SCG | All | Electric & Gas | None or minimal existing com wall insulation | Average Existing | 0 | Conventional | BldgEnv | Com - Health | Com | RET Only | 0 | 1000 sqft2 of floor space | sq ft wall insulation | 20 | DEER:HVAC_Duct_Sealing | 0 | 0 | 0 | Workpaper PGECOBLD106 R2, 2019 PGT Study | 0 | 2014 | 0 | 0 | 2014 | 0 | 0 | Itron MCS Version 1.7 Volume I | Com Wall Insulation - Marine ¦ SCG ¦ Marine | Com Wall Insulation - Marine | 311.5939 | 0.1 | 0.60978 | Copied SCE | 0 | 2012 | 0.6
COM-BLDGENV-10.4 | Com ¦ Com Wall Insulation (R0) - Marine ¦ SCG ¦ Marine | Com ¦ Com Wall Insulation (R0) - Marine | SCG ¦ Marine | SCG | All | Electric & Gas | None or minimal existing com wall insulation | Average Existing | 0 | Conventional | BldgEnv | Com - Lodging | Com | RET Only | 0 | 1000 sqft2 of floor space | sq ft wall insulation | 20 | DEER:HVAC_Duct_Sealing | 0 | 0 | 0 | Workpaper PGECOBLD106 R2, 2019 PGT Study | 0 | 2014 | 0 | 0 | 2014 | 0 | 0 | Itron MCS Version 1.7 Volume I | Com Wall Insulation - Marine ¦ SCG ¦ Marine | Com Wall Insulation - Marine | 232.2061 | 0.1 | 0.999 | Copied SCE | 0 | 2012 | 0.6
COM-BLDGENV-10.5 | Com ¦ Com Wall Insulation (R0) - Marine ¦ SCG ¦ Marine | Com ¦ Com Wall Insulation (R0) - Marine | SCG ¦ Marine | SCG | All | Electric & Gas | None or minimal existing com wall insulation | Average Existing | 0 | Conventional | BldgEnv | Com - Office (Large) | Com | RET Only | 0 | 1000 sqft2 of floor space | sq ft wall insulation | 20 | DEER:HVAC_Duct_Sealing | 0 | 0 | 0 | Workpaper PGECOBLD106 R2, 2019 PGT Study | 0 | 2014 | 0 | 0 | 2014 | 0 | 0 | Itron MCS Version 1.7 Volume I | Com Wall Insulation - Marine ¦ SCG ¦ Marine | Com Wall Insulation - Marine | 311.5939 | 0.1 | 0.59092 | Copied SCE | 0 | 2012 | 0.6
COM-BLDGENV-10.6 | Com ¦ Com Wall Insulation (R0) - Marine ¦ SCG ¦ Marine | Com ¦ Com Wall Insulation (R0) - Marine | SCG ¦ Marine | SCG | All | Electric & Gas | None or minimal existing com wall insulation | Average Existing | 0 | Conventional | BldgEnv | Com - Office (Small) | Com | RET Only | 0 | 1000 sqft2 of floor space | sq ft wall insulation | 20 | DEER:HVAC_Duct_Sealing | 0 | 0 | 0 | Workpaper PGECOBLD106 R2, 2019 PGT Study | 0 | 2014 | 0 | 0 | 2014 | 0 | 0 | Itron MCS Version 1.7 Volume I | Com Wall Insulation - Marine ¦ SCG ¦ Marine | Com Wall Insulation - Marine | 311.5939 | 0.1 | 0.7633 | Copied SCE | 0 | 2012 | 0.6
COM-BLDGENV-10.7 | Com ¦ Com Wall Insulation (R0) - Marine ¦ SCG ¦ Marine | Com ¦ Com Wall Insulation (R0) - Marine | SCG ¦ Marine | SCG | All | Electric & Gas | None or minimal existing com wall insulation | Average Existing | 0 | Conventional | BldgEnv | Com - Other | Com | RET Only | 0 | 1000 sqft2 of floor space | sq ft wall insulation | 20 | DEER:HVAC_Duct_Sealing | 0 | 0 | 0 | Workpaper PGECOBLD106 R2, 2019 PGT Study | 0 | 2014 | 0 | 0 | 2014 | 0 | 0 | Itron MCS Version 1.7 Volume I | Com Wall Insulation - Marine ¦ SCG ¦ Marine | Com Wall Insulation - Marine | 124.856 | 0.1 | 0.7678 | Copied SCE | 0 | 2012 | 0.6
COM-BLDGENV-10.8 | Com ¦ Com Wall Insulation (R0) - Marine ¦ SCG ¦ Marine | Com ¦ Com Wall Insulation (R0) - Marine | SCG ¦ Marine | SCG | All | Electric & Gas | None or minimal existing com wall insulation | Average Existing | 0 | Conventional | BldgEnv | Com - Refrig. Warehouse | Com | RET Only | 0 | 1000 sqft2 of floor space | sq ft wall insulation | 20 | DEER:HVAC_Duct_Sealing | 0 | 0 | 0 | Workpaper PGECOBLD106 R2, 2019 PGT Study | 0 | 2014 | 0 | 0 | 2014 | 0 | 0 | Itron MCS Version 1.7 Volume I | Com Wall Insulation - Marine ¦ SCG ¦ Marine | Com Wall Insulation - Marine | 330.2634 | 0.1 | 0.97156 | Copied SCE | 0 | 2012 | 0.6
COM-BLDGENV-10.9 | Com ¦ Com Wall Insulation (R0) - Marine ¦ SCG ¦ Marine | Com ¦ Com Wall Insulation (R0) - Marine | SCG ¦ Marine | SCG | All | Electric & Gas | None or minimal existing com wall insulation | Average Existing | 0 | Conventional | BldgEnv | Com - Restaurant | Com | RET Only | 0 | 1000 sqft2 of floor space | sq ft wall insulation | 20 | DEER:HVAC_Duct_Sealing | 0 | 0 | 0 | Workpaper PGECOBLD106 R2, 2019 PGT Study | 0 | 2014 | 0 | 0 | 2014 | 0 | 0 | Itron MCS Version 1.7 Volume I | Com Wall Insulation - Marine ¦ SCG ¦ Marine | Com Wall Insulation - Marine | 398.1232 | 0.1 | 0.47929 | Copied SCE | 0 | 2012 | 0.6
COM-BLDGENV-10.10 | Com ¦ Com Wall Insulation (R0) - Marine ¦ SCG ¦ Marine | Com ¦ Com Wall Insulation (R0) - Marine | SCG ¦ Marine | SCG | All | Electric & Gas | None or minimal existing com wall insulation | Average Existing | 0 | Conventional | BldgEnv | Com - Retail | Com | RET Only | 0 | 1000 sqft2 of floor space | sq ft wall insulation | 20 | DEER:HVAC_Duct_Sealing | 0 | 0 | 0 | Workpaper PGECOBLD106 R2, 2019 PGT Study | 0 | 2014 | 0 | 0 | 2014 | 0 | 0 | Itron MCS Version 1.7 Volume I | Com Wall Insulation - Marine ¦ SCG ¦ Marine | Com Wall Insulation - Marine | 282.923 | 0.1 | 0.7835 | Copied SCE | 0 | 2012 | 0.6
COM-BLDGENV-10.11 | Com ¦ Com Wall Insulation (R0) - Marine ¦ SCG ¦ Marine | Com ¦ Com Wall Insulation (R0) - Marine | SCG ¦ Marine | SCG | All | Electric & Gas | None or minimal existing com wall insulation | Average Existing | 0 | Conventional | BldgEnv | Com - School | Com | RET Only | 0 | 1000 sqft2 of floor space | sq ft wall insulation | 20 | DEER:HVAC_Duct_Sealing | 0 | 0 | 0 | Workpaper PGECOBLD106 R2, 2019 PGT Study | 0 | 2014 | 0 | 0 | 2014 | 0 | 0 | Itron MCS Version 1.7 Volume I | Com Wall Insulation - Marine ¦ SCG ¦ Marine | Com Wall Insulation - Marine | 205.2174 | 0.1 | 0.62449 | Copied SCE | 0 | 2012 | 0.6
COM-BLDGENV-10.12 | Com ¦ Com Wall Insulation (R0) - Marine ¦ SCG ¦ Marine | Com ¦ Com Wall Insulation (R0) - Marine | SCG ¦ Marine | SCG | All | Electric & Gas | None or minimal existing com wall insulation | Average Existing | 0 | Conventional | BldgEnv | Com - Warehouse | Com | RET Only | 0 | 1000 sqft2 of floor space | sq ft wall insulation | 20 | DEER:HVAC_Duct_Sealing | 0 | 0 | 0 | Workpaper PGECOBLD106 R2, 2019 PGT Study | 0 | 2014 | 0 | 0 | 2014 | 0 | 0 | Itron MCS Version 1.7 Volume I | Com Wall Insulation - Marine ¦ SCG ¦ Marine | Com Wall Insulation - Marine | 330.2634 | 0.1 | 0.90395 | Copied SCE | 0 | 2012 | 0.6
COM-BLDGENV-10.13 | Com ¦ Com Wall Insulation (R0) - Hot-Dry ¦ SCG ¦ Hot-Dry | Com ¦ Com Wall Insulation (R0) - Hot-Dry | SCG ¦ Hot-Dry | SCG | All | Electric & Gas | None or minimal existing com wall insulation | Average Existing | 0 | Conventional | BldgEnv | Com - College | Com | RET Only | 0 | 1000 sqft2 of floor space | sq ft wall insulation | 20 | DEER:HVAC_Duct_Sealing | 0 | 0 | 0 | Workpaper PGECOBLD106 R2, 2019 PGT Study | 0 | 2014 | 0 | 0 | 2014 | 0 | 0 | Itron MCS Version 1.7 Volume I | Com Wall Insulation - Hot-Dry ¦ SCG ¦ Hot-Dry | Com Wall Insulation - Hot-Dry | 205.2174 | 0.1 | 0.83792 | Copied SCE | 0 | 2012 | 0.6
COM-BLDGENV-10.14 | Com ¦ Com Wall Insulation (R0) - Hot-Dry ¦ SCG ¦ Hot-Dry | Com ¦ Com Wall Insulation (R0) - Hot-Dry | SCG ¦ Hot-Dry | SCG | All | Electric & Gas | None or minimal existing com wall insulation | Average Existing | 0 | Conventional | BldgEnv | Com - Grocery | Com | RET Only | 0 | 1000 sqft2 of floor space | sq ft wall insulation | 20 | DEER:HVAC_Duct_Sealing | 0 | 0 | 0 | Workpaper PGECOBLD106 R2, 2019 PGT Study | 0 | 2014 | 0 | 0 | 2014 | 0 | 0 | Itron MCS Version 1.7 Volume I | Com Wall Insulation - Hot-Dry ¦ SCG ¦ Hot-Dry | Com Wall Insulation - Hot-Dry | 366.1998 | 0.1 | 0.72895 | Copied SCE | 0 | 2012 | 0.6
COM-BLDGENV-10.15 | Com ¦ Com Wall Insulation (R0) - Hot-Dry ¦ SCG ¦ Hot-Dry | Com ¦ Com Wall Insulation (R0) - Hot-Dry | SCG ¦ Hot-Dry | SCG | All | Electric & Gas | None or minimal existing com wall insulation | Average Existing | 0 | Conventional | BldgEnv | Com - Health | Com | RET Only | 0 | 1000 sqft2 of floor space | sq ft wall insulation | 20 | DEER:HVAC_Duct_Sealing | 0 | 0 | 0 | Workpaper PGECOBLD106 R2, 2019 PGT Study | 0 | 2014 | 0 | 0 | 2014 | 0 | 0 | Itron MCS Version 1.7 Volume I | Com Wall Insulation - Hot-Dry ¦ SCG ¦ Hot-Dry | Com Wall Insulation - Hot-Dry | 311.5939 | 0.1 | 0.60978 | Copied SCE | 0 | 2012 | 0.6
COM-BLDGENV-10.16 | Com ¦ Com Wall Insulation (R0) - Hot-Dry ¦ SCG ¦ Hot-Dry | Com ¦ Com Wall Insulation (R0) - Hot-Dry | SCG ¦ Hot-Dry | SCG | All | Electric & Gas | None or minimal existing com wall insulation | Average Existing | 0 | Conventional | BldgEnv | Com - Lodging | Com | RET Only | 0 | 1000 sqft2 of floor space | sq ft wall insulation | 20 | DEER:HVAC_Duct_Sealing | 0 | 0 | 0 | Workpaper PGECOBLD106 R2, 2019 PGT Study | 0 | 2014 | 0 | 0 | 2014 | 0 | 0 | Itron MCS Version 1.7 Volume I | Com Wall Insulation - Hot-Dry ¦ SCG ¦ Hot-Dry | Com Wall Insulation - Hot-Dry | 232.2061 | 0.1 | 0.999 | Copied SCE | 0 | 2012 | 0.6
COM-BLDGENV-10.17 | Com ¦ Com Wall Insulation (R0) - Hot-Dry ¦ SCG ¦ Hot-Dry | Com ¦ Com Wall Insulation (R0) - Hot-Dry | SCG ¦ Hot-Dry | SCG | All | Electric & Gas | None or minimal existing com wall insulation | Average Existing | 0 | Conventional | BldgEnv | Com - Office (Large) | Com | RET Only | 0 | 1000 sqft2 of floor space | sq ft wall insulation | 20 | DEER:HVAC_Duct_Sealing | 0 | 0 | 0 | Workpaper PGECOBLD106 R2, 2019 PGT Study | 0 | 2014 | 0 | 0 | 2014 | 0 | 0 | Itron MCS Version 1.7 Volume I | Com Wall Insulation - Hot-Dry ¦ SCG ¦ Hot-Dry | Com Wall Insulation - Hot-Dry | 311.5939 | 0.1 | 0.59092 | Copied SCE | 0 | 2012 | 0.6
COM-BLDGENV-10.18 | Com ¦ Com Wall Insulation (R0) - Hot-Dry ¦ SCG ¦ Hot-Dry | Com ¦ Com Wall Insulation (R0) - Hot-Dry | SCG ¦ Hot-Dry | SCG | All | Electric & Gas | None or minimal existing com wall insulation | Average Existing | 0 | Conventional | BldgEnv | Com - Office (Small) | Com | RET Only | 0 | 1000 sqft2 of floor space | sq ft wall insulation | 20 | DEER:HVAC_Duct_Sealing | 0 | 0 | 0 | Workpaper PGECOBLD106 R2, 2019 PGT Study | 0 | 2014 | 0 | 0 | 2014 | 0 | 0 | Itron MCS Version 1.7 Volume I | Com Wall Insulation - Hot-Dry ¦ SCG ¦ Hot-Dry | Com Wall Insulation - Hot-Dry | 311.5939 | 0.1 | 0.7633 | Copied SCE | 0 | 2012 | 0.6
COM-BLDGENV-10.19 | Com ¦ Com Wall Insulation (R0) - Hot-Dry ¦ SCG ¦ Hot-Dry | Com ¦ Com Wall Insulation (R0) - Hot-Dry | SCG ¦ Hot-Dry | SCG | All | Electric & Gas | None or minimal existing com wall insulation | Average Existing | 0 | Conventional | BldgEnv | Com - Other | Com | RET Only | 0 | 1000 sqft2 of floor space | sq ft wall insulation | 20 | DEER:HVAC_Duct_Sealing | 0 | 0 | 0 | Workpaper PGECOBLD106 R2, 2019 PGT Study | 0 | 2014 | 0 | 0 | 2014 | 0 | 0 | Itron MCS Version 1.7 Volume I | Com Wall Insulation - Hot-Dry ¦ SCG ¦ Hot-Dry | Com Wall Insulation - Hot-Dry | 124.856 | 0.1 | 0.7678 | Copied SCE | 0 | 2012 | 0.6
COM-BLDGENV-10.20 | Com ¦ Com Wall Insulation (R0) - Hot-Dry ¦ SCG ¦ Hot-Dry | Com ¦ Com Wall Insulation (R0) - Hot-Dry | SCG ¦ Hot-Dry | SCG | All | Electric & Gas | None or minimal existing com wall insulation | Average Existing | 0 | Conventional | BldgEnv | Com - Refrig. Warehouse | Com | RET Only | 0 | 1000 sqft2 of floor space | sq ft wall insulation | 20 | DEER:HVAC_Duct_Sealing | 0 | 0 | 0 | Workpaper PGECOBLD106 R2, 2019 PGT Study | 0 | 2014 | 0 | 0 | 2014 | 0 | 0 | Itron MCS Version 1.7 Volume I | Com Wall Insulation - Hot-Dry ¦ SCG ¦ Hot-Dry | Com Wall Insulation - Hot-Dry | 330.2634 | 0.1 | 0.97156 | Copied SCE | 0 | 2012 | 0.6
COM-BLDGENV-10.21 | Com ¦ Com Wall Insulation (R0) - Hot-Dry ¦ SCG ¦ Hot-Dry | Com ¦ Com Wall Insulation (R0) - Hot-Dry | SCG ¦ Hot-Dry | SCG | All | Electric & Gas | None or minimal existing com wall insulation | Average Existing | 0 | Conventional | BldgEnv | Com - Restaurant | Com | RET Only | 0 | 1000 sqft2 of floor space | sq ft wall insulation | 20 | DEER:HVAC_Duct_Sealing | 0 | 0 | 0 | Workpaper PGECOBLD106 R2, 2019 PGT Study | 0 | 2014 | 0 | 0 | 2014 | 0 | 0 | Itron MCS Version 1.7 Volume I | Com Wall Insulation - Hot-Dry ¦ SCG ¦ Hot-Dry | Com Wall Insulation - Hot-Dry | 398.1232 | 0.1 | 0.47929 | Copied SCE | 0 | 2012 | 0.6
COM-BLDGENV-10.22 | Com ¦ Com Wall Insulation (R0) - Hot-Dry ¦ SCG ¦ Hot-Dry | Com ¦ Com Wall Insulation (R0) - Hot-Dry | SCG ¦ Hot-Dry | SCG | All | Electric & Gas | None or minimal existing com wall insulation | Average Existing | 0 | Conventional | BldgEnv | Com - Retail | Com | RET Only | 0 | 1000 sqft2 of floor space | sq ft wall insulation | 20 | DEER:HVAC_Duct_Sealing | 0 | 0 | 0 | Workpaper PGECOBLD106 R2, 2019 PGT Study | 0 | 2014 | 0 | 0 | 2014 | 0 | 0 | Itron MCS Version 1.7 Volume I | Com Wall Insulation - Hot-Dry ¦ SCG ¦ Hot-Dry | Com Wall Insulation - Hot-Dry | 282.923 | 0.1 | 0.7835 | Copied SCE | 0 | 2012 | 0.6
COM-BLDGENV-10.23 | Com ¦ Com Wall Insulation (R0) - Hot-Dry ¦ SCG ¦ Hot-Dry | Com ¦ Com Wall Insulation (R0) - Hot-Dry | SCG ¦ Hot-Dry | SCG | All | Electric & Gas | None or minimal existing com wall insulation | Average Existing | 0 | Conventional | BldgEnv | Com - School | Com | RET Only | 0 | 1000 sqft2 of floor space | sq ft wall insulation | 20 | DEER:HVAC_Duct_Sealing | 0 | 0 | 0 | Workpaper PGECOBLD106 R2, 2019 PGT Study | 0 | 2014 | 0 | 0 | 2014 | 0 | 0 | Itron MCS Version 1.7 Volume I | Com Wall Insulation - Hot-Dry ¦ SCG ¦ Hot-Dry | Com Wall Insulation - Hot-Dry | 205.2174 | 0.1 | 0.62449 | Copied SCE | 0 | 2012 | 0.6
COM-BLDGENV-10.24 | Com ¦ Com Wall Insulation (R0) - Hot-Dry ¦ SCG ¦ Hot-Dry | Com ¦ Com Wall Insulation (R0) - Hot-Dry | SCG ¦ Hot-Dry | SCG | All | Electric & Gas | None or minimal existing com wall insulation | Average Existing | 0 | Conventional | BldgEnv | Com - Warehouse | Com | RET Only | 0 | 1000 sqft2 of floor space | sq ft wall insulation | 20 | DEER:HVAC_Duct_Sealing | 0 | 0 | 0 | Workpaper PGECOBLD106 R2, 2019 PGT Study | 0 | 2014 | 0 | 0 | 2014 | 0 | 0 | Itron MCS Version 1.7 Volume I | Com Wall Insulation - Hot-Dry ¦ SCG ¦ Hot-Dry | Com Wall Insulation - Hot-Dry | 330.2634 | 0.1 | 0.90395 | Copied SCE | 0 | 2012 | 0.6
COM-BLDGENV-10.25 | Com ¦ Com Wall Insulation (R0) - Cold ¦ SCG ¦ Cold | Com ¦ Com Wall Insulation (R0) - Cold | SCG ¦ Cold | SCG | All | Electric & Gas | None or minimal existing com wall insulation | Average Existing | 0 | Conventional | BldgEnv | Com - College | Com | RET Only | 0 | 1000 sqft2 of floor space | sq ft wall insulation | 20 | DEER:HVAC_Duct_Sealing | 0 | 0 | 0 | Workpaper PGECOBLD106 R2, 2019 PGT Study | 0 | 2014 | 0 | 0 | 2014 | 0 | 0 | Itron MCS Version 1.7 Volume I | Com Wall Insulation - Cold ¦ SCG ¦ Cold | Com Wall Insulation - Cold | 205.2174 | 0.1 | 0.83792 | Copied SCE | 0 | 2012 | 0.6
COM-BLDGENV-10.26 | Com ¦ Com Wall Insulation (R0) - Cold ¦ SCG ¦ Cold | Com ¦ Com Wall Insulation (R0) - Cold | SCG ¦ Cold | SCG | All | Electric & Gas | None or minimal existing com wall insulation | Average Existing | 0 | Conventional | BldgEnv | Com - Grocery | Com | RET Only | 0 | 1000 sqft2 of floor space | sq ft wall insulation | 20 | DEER:HVAC_Duct_Sealing | 0 | 0 | 0 | Workpaper PGECOBLD106 R2, 2019 PGT Study | 0 | 2014 | 0 | 0 | 2014 | 0 | 0 | Itron MCS Version 1.7 Volume I | Com Wall Insulation - Cold ¦ SCG ¦ Cold | Com Wall Insulation - Cold | 366.1998 | 0.1 | 0.72895 | Copied SCE | 0 | 2012 | 0.6
COM-BLDGENV-10.27 | Com ¦ Com Wall Insulation (R0) - Cold ¦ SCG ¦ Cold | Com ¦ Com Wall Insulation (R0) - Cold | SCG ¦ Cold | SCG | All | Electric & Gas | None or minimal existing com wall insulation | Average Existing | 0 | Conventional | BldgEnv | Com - Health | Com | RET Only | 0 | 1000 sqft2 of floor space | sq ft wall insulation | 20 | DEER:HVAC_Duct_Sealing | 0 | 0 | 0 | Workpaper PGECOBLD106 R2, 2019 PGT Study | 0 | 2014 | 0 | 0 | 2014 | 0 | 0 | Itron MCS Version 1.7 Volume I | Com Wall Insulation - Cold ¦ SCG ¦ Cold | Com Wall Insulation - Cold | 311.5939 | 0.1 | 0.60978 | Copied SCE | 0 | 2012 | 0.6
COM-BLDGENV-10.28 | Com ¦ Com Wall Insulation (R0) - Cold ¦ SCG ¦ Cold | Com ¦ Com Wall Insulation (R0) - Cold | SCG ¦ Cold | SCG | All | Electric & Gas | None or minimal existing com wall insulation | Average Existing | 0 | Conventional | BldgEnv | Com - Lodging | Com | RET Only | 0 | 1000 sqft2 of floor space | sq ft wall insulation | 20 | DEER:HVAC_Duct_Sealing | 0 | 0 | 0 | Workpaper PGECOBLD106 R2, 2019 PGT Study | 0 | 2014 | 0 | 0 | 2014 | 0 | 0 | Itron MCS Version 1.7 Volume I | Com Wall Insulation - Cold ¦ SCG ¦ Cold | Com Wall Insulation - Cold | 232.2061 | 0.1 | 0.999 | Copied SCE | 0 | 2012 | 0.6
COM-BLDGENV-10.29 | Com ¦ Com Wall Insulation (R0) - Cold ¦ SCG ¦ Cold | Com ¦ Com Wall Insulation (R0) - Cold | SCG ¦ Cold | SCG | All | Electric & Gas | None or minimal existing com wall insulation | Average Existing | 0 | Conventional | BldgEnv | Com - Office (Large) | Com | RET Only | 0 | 1000 sqft2 of floor space | sq ft wall insulation | 20 | DEER:HVAC_Duct_Sealing | 0 | 0 | 0 | Workpaper PGECOBLD106 R2, 2019 PGT Study | 0 | 2014 | 0 | 0 | 2014 | 0 | 0 | Itron MCS Version 1.7 Volume I | Com Wall Insulation - Cold ¦ SCG ¦ Cold | Com Wall Insulation - Cold | 311.5939 | 0.1 | 0.59092 | Copied SCE | 0 | 2012 | 0.6
COM-BLDGENV-10.30 | Com ¦ Com Wall Insulation (R0) - Cold ¦ SCG ¦ Cold | Com ¦ Com Wall Insulation (R0) - Cold | SCG ¦ Cold | SCG | All | Electric & Gas | None or minimal existing com wall insulation | Average Existing | 0 | Conventional | BldgEnv | Com - Office (Small) | Com | RET Only | 0 | 1000 sqft2 of floor space | sq ft wall insulation | 20 | DEER:HVAC_Duct_Sealing | 0 | 0 | 0 | Workpaper PGECOBLD106 R2, 2019 PGT Study | 0 | 2014 | 0 | 0 | 2014 | 0 | 0 | Itron MCS Version 1.7 Volume I | Com Wall Insulation - Cold ¦ SCG ¦ Cold | Com Wall Insulation - Cold | 311.5939 | 0.1 | 0.7633 | Copied SCE | 0 | 2012 | 0.6
COM-BLDGENV-10.31 | Com ¦ Com Wall Insulation (R0) - Cold ¦ SCG ¦ Cold | Com ¦ Com Wall Insulation (R0) - Cold | SCG ¦ Cold | SCG | All | Electric & Gas | None or minimal existing com wall insulation | Average Existing | 0 | Conventional | BldgEnv | Com - Other | Com | RET Only | 0 | 1000 sqft2 of floor space | sq ft wall insulation | 20 | DEER:HVAC_Duct_Sealing | 0 | 0 | 0 | Workpaper PGECOBLD106 R2, 2019 PGT Study | 0 | 2014 | 0 | 0 | 2014 | 0 | 0 | Itron MCS Version 1.7 Volume I | Com Wall Insulation - Cold ¦ SCG ¦ Cold | Com Wall Insulation - Cold | 124.856 | 0.1 | 0.7678 | Copied SCE | 0 | 2012 | 0.6
COM-BLDGENV-10.32 | Com ¦ Com Wall Insulation (R0) - Cold ¦ SCG ¦ Cold | Com ¦ Com Wall Insulation (R0) - Cold | SCG ¦ Cold | SCG | All | Electric & Gas | None or minimal existing com wall insulation | Average Existing | 0 | Conventional | BldgEnv | Com - Refrig. Warehouse | Com | RET Only | 0 | 1000 sqft2 of floor space | sq ft wall insulation | 20 | DEER:HVAC_Duct_Sealing | 0 | 0 | 0 | Workpaper PGECOBLD106 R2, 2019 PGT Study | 0 | 2014 | 0 | 0 | 2014 | 0 | 0 | Itron MCS Version 1.7 Volume I | Com Wall Insulation - Cold ¦ SCG ¦ Cold | Com Wall Insulation - Cold | 330.2634 | 0.1 | 0.97156 | Copied SCE | 0 | 2012 | 0.6
COM-BLDGENV-10.33 | Com ¦ Com Wall Insulation (R0) - Cold ¦ SCG ¦ Cold | Com ¦ Com Wall Insulation (R0) - Cold | SCG ¦ Cold | SCG | All | Electric & Gas | None or minimal existing com wall insulation | Average Existing | 0 | Conventional | BldgEnv | Com - Restaurant | Com | RET Only | 0 | 1000 sqft2 of floor space | sq ft wall insulation | 20 | DEER:HVAC_Duct_Sealing | 0 | 0 | 0 | Workpaper PGECOBLD106 R2, 2019 PGT Study | 0 | 2014 | 0 | 0 | 2014 | 0 | 0 | Itron MCS Version 1.7 Volume I | Com Wall Insulation - Cold ¦ SCG ¦ Cold | Com Wall Insulation - Cold | 398.1232 | 0.1 | 0.47929 | Copied SCE | 0 | 2012 | 0.6
COM-BLDGENV-10.34 | Com ¦ Com Wall Insulation (R0) - Cold ¦ SCG ¦ Cold | Com ¦ Com Wall Insulation (R0) - Cold | SCG ¦ Cold | SCG | All | Electric & Gas | None or minimal existing com wall insulation | Average Existing | 0 | Conventional | BldgEnv | Com - Retail | Com | RET Only | 0 | 1000 sqft2 of floor space | sq ft wall insulation | 20 | DEER:HVAC_Duct_Sealing | 0 | 0 | 0 | Workpaper PGECOBLD106 R2, 2019 PGT Study | 0 | 2014 | 0 | 0 | 2014 | 0 | 0 | Itron MCS Version 1.7 Volume I | Com Wall Insulation - Cold ¦ SCG ¦ Cold | Com Wall Insulation - Cold | 282.923 | 0.1 | 0.7835 | Copied SCE | 0 | 2012 | 0.6
COM-BLDGENV-10.35 | Com ¦ Com Wall Insulation (R0) - Cold ¦ SCG ¦ Cold | Com ¦ Com Wall Insulation (R0) - Cold | SCG ¦ Cold | SCG | All | Electric & Gas | None or minimal existing com wall insulation | Average Existing | 0 | Conventional | BldgEnv | Com - School | Com | RET Only | 0 | 1000 sqft2 of floor space | sq ft wall insulation | 20 | DEER:HVAC_Duct_Sealing | 0 | 0 | 0 | Workpaper PGECOBLD106 R2, 2019 PGT Study | 0 | 2014 | 0 | 0 | 2014 | 0 | 0 | Itron MCS Version 1.7 Volume I | Com Wall Insulation - Cold ¦ SCG ¦ Cold | Com Wall Insulation - Cold | 205.2174 | 0.1 | 0.62449 | Copied SCE | 0 | 2012 | 0.6
COM-BLDGENV-10.36 | Com ¦ Com Wall Insulation (R0) - Cold ¦ SCG ¦ Cold | Com ¦ Com Wall Insulation (R0) - Cold | SCG ¦ Cold | SCG | All | Electric & Gas | None or minimal existing com wall insulation | Average Existing | 0 | Conventional | BldgEnv | Com - Warehouse | Com | RET Only | 0 | 1000 sqft2 of floor space | sq ft wall insulation | 20 | DEER:HVAC_Duct_Sealing | 0 | 0 | 0 | Workpaper PGECOBLD106 R2, 2019 PGT Study | 0 | 2014 | 0 | 0 | 2014 | 0 | 0 | Itron MCS Version 1.7 Volume I | Com Wall Insulation - Cold ¦ SCG ¦ Cold | Com Wall Insulation - Cold | 330.2634 | 0.1 | 0.90395 | Copied SCE | 0 | 2012 | 0.6
COM-BLDGENV-11.1 | Com ¦ Com Wall Insulation (R13) - Marine ¦ SCG ¦ Marine | Com ¦ Com Wall Insulation (R13) - Marine | SCG ¦ Marine | SCG | All | Electric & Gas | Code level R13 com wall insulation | Code | 0 | Conventional | BldgEnv | Com - College | Com | RET and NEW | 0 | 1000 sqft2 of floor space | sq ft wall insulation | 20 | DEER:HVAC_Duct_Sealing | -0.11389 | -0.00033333 | -0.325 | Workpaper PGECOBLD106 R2, 2019 PGT Study | 0.30635 | 2014 | 0 | 0.81 | 2014 | 0 | 0 | Itron MCS Version 1.7 Volume I | Com Wall Insulation - Marine ¦ SCG ¦ Marine | Com Wall Insulation - Marine | 205.2174 | 0.1 | 0.11345 | Copied SCE | 0.19147 | 2012 | 0.6
COM-BLDGENV-11.2 | Com ¦ Com Wall Insulation (R13) - Marine ¦ SCG ¦ Marine | Com ¦ Com Wall Insulation (R13) - Marine | SCG ¦ Marine | SCG | All | Electric & Gas | Code level R13 com wall insulation | Code | 0 | Conventional | BldgEnv | Com - Grocery | Com | RET and NEW | 0 | 1000 sqft2 of floor space | sq ft wall insulation | 20 | DEER:HVAC_Duct_Sealing | -0.11389 | -0.00033333 | -0.269 | Workpaper PGECOBLD106 R2, 2019 PGT Study | 0.30635 | 2014 | 0 | 0.81 | 2014 | 0 | 0 | Itron MCS Version 1.7 Volume I | Com Wall Insulation - Marine ¦ SCG ¦ Marine | Com Wall Insulation - Marine | 366.1998 | 0.1 | 0.18973 | Copied SCE | 0.5683 | 2012 | 0.6
COM-BLDGENV-11.3 | Com ¦ Com Wall Insulation (R13) - Marine ¦ SCG ¦ Marine | Com ¦ Com Wall Insulation (R13) - Marine | SCG ¦ Marine | SCG | All | Electric & Gas | Code level R13 com wall insulation | Code | 0 | Conventional | BldgEnv | Com - Health | Com | RET and NEW | 0 | 1000 sqft2 of floor space | sq ft wall insulation | 20 | DEER:HVAC_Duct_Sealing | -0.1577 | -0.0003283 | -0.226 | Workpaper PGECOBLD106 R2, 2019 PGT Study | 0.30635 | 2014 | 0 | 0.81 | 2014 | 0 | 0 | Itron MCS Version 1.7 Volume I | Com Wall Insulation - Marine ¦ SCG ¦ Marine | Com Wall Insulation - Marine | 311.5939 | 0.1 | 0.27316 | Copied SCE | 0.53601 | 2012 | 0.6
COM-BLDGENV-11.4 | Com ¦ Com Wall Insulation (R13) - Marine ¦ SCG ¦ Marine | Com ¦ Com Wall Insulation (R13) - Marine | SCG ¦ Marine | SCG | All | Electric & Gas | Code level R13 com wall insulation | Code | 0 | Conventional | BldgEnv | Com - Lodging | Com | RET and NEW | 0 | 1000 sqft2 of floor space | sq ft wall insulation | 20 | DEER:HVAC_Duct_Sealing | -0.21056 | -0.00032222 | -0.11983 | Workpaper PGECOBLD106 R2, 2019 PGT Study | 0.30635 | 2014 | 0 | 0.81 | 2014 | 0 | 0 | Itron MCS Version 1.7 Volume I | Com Wall Insulation - Marine ¦ SCG ¦ Marine | Com Wall Insulation - Marine | 232.2061 | 0.1 | 0.001 | Copied SCE | 0.92423 | 2012 | 0.6
COM-BLDGENV-11.5 | Com ¦ Com Wall Insulation (R13) - Marine ¦ SCG ¦ Marine | Com ¦ Com Wall Insulation (R13) - Marine | SCG ¦ Marine | SCG | All | Electric & Gas | Code level R13 com wall insulation | Code | 0 | Conventional | BldgEnv | Com - Office (Large) | Com | RET and NEW | 0 | 1000 sqft2 of floor space | sq ft wall insulation | 20 | DEER:HVAC_Duct_Sealing | -0.11389 | -0.00033333 | -0.11983 | Workpaper PGECOBLD106 R2, 2019 PGT Study | 0.30635 | 2014 | 0 | 0.81 | 2014 | 0 | 0 | Itron MCS Version 1.7 Volume I | Com Wall Insulation - Marine ¦ SCG ¦ Marine | Com Wall Insulation - Marine | 311.5939 | 0.1 | 0.28635 | Copied SCE | 0.41643 | 2012 | 0.6
COM-BLDGENV-11.6 | Com ¦ Com Wall Insulation (R13) - Marine ¦ SCG ¦ Marine | Com ¦ Com Wall Insulation (R13) - Marine | SCG ¦ Marine | SCG | All | Electric & Gas | Code level R13 com wall insulation | Code | 0 | Conventional | BldgEnv | Com - Office (Small) | Com | RET and NEW | 0 | 1000 sqft2 of floor space | sq ft wall insulation | 20 | DEER:HVAC_Duct_Sealing | -0.11389 | -0.00033333 | -0.11983 | Workpaper PGECOBLD106 R2, 2019 PGT Study | 0.30635 | 2014 | 0 | 0.81 | 2014 | 0 | 0 | Itron MCS Version 1.7 Volume I | Com Wall Insulation - Marine ¦ SCG ¦ Marine | Com Wall Insulation - Marine | 311.5939 | 0.1 | 0.16569 | Copied SCE | 0.12027 | 2012 | 0.6
COM-BLDGENV-11.7 | Com ¦ Com Wall Insulation (R13) - Marine ¦ SCG ¦ Marine | Com ¦ Com Wall Insulation (R13) - Marine | SCG ¦ Marine | SCG | All | Electric & Gas | Code level R13 com wall insulation | Code | 0 | Conventional | BldgEnv | Com - Other | Com | RET and NEW | 0 | 1000 sqft2 of floor space | sq ft wall insulation | 20 | DEER:HVAC_Duct_Sealing | -0.11394 | -0.00033333 | -0.269 | Workpaper PGECOBLD106 R2, 2019 PGT Study | 0.30635 | 2014 | 0 | 0.81 | 2014 | 0 | 0 | Itron MCS Version 1.7 Volume I | Com Wall Insulation - Marine ¦ SCG ¦ Marine | Com Wall Insulation - Marine | 124.856 | 0.1 | 0.16254 | Copied SCE | 0.67894 | 2012 | 0.6
COM-BLDGENV-11.8 | Com ¦ Com Wall Insulation (R13) - Marine ¦ SCG ¦ Marine | Com ¦ Com Wall Insulation (R13) - Marine | SCG ¦ Marine | SCG | All | Electric & Gas | Code level R13 com wall insulation | Code | 0 | Conventional | BldgEnv | Com - Refrig. Warehouse | Com | RET and NEW | 0 | 1000 sqft2 of floor space | sq ft wall insulation | 20 | DEER:HVAC_Duct_Sealing | -0.11389 | -0.00033333 | -0.11983 | Workpaper PGECOBLD106 R2, 2019 PGT Study | 0.30635 | 2014 | 0 | 0.81 | 2014 | 0 | 0 | Itron MCS Version 1.7 Volume I | Com Wall Insulation - Marine ¦ SCG ¦ Marine | Com Wall Insulation - Marine | 330.2634 | 0.1 | 0.019911 | Copied SCE | 0.090182 | 2012 | 0.6
COM-BLDGENV-11.9 | Com ¦ Com Wall Insulation (R13) - Marine ¦ SCG ¦ Marine | Com ¦ Com Wall Insulation (R13) - Marine | SCG ¦ Marine | SCG | All | Electric & Gas | Code level R13 com wall insulation | Code | 0 | Conventional | BldgEnv | Com - Restaurant | Com | RET and NEW | 0 | 1000 sqft2 of floor space | sq ft wall insulation | 20 | DEER:HVAC_Duct_Sealing | -0.11389 | -0.00033333 | -0.226 | Workpaper PGECOBLD106 R2, 2019 PGT Study | 0.30635 | 2014 | 0 | 0.81 | 2014 | 0 | 0 | Itron MCS Version 1.7 Volume I | Com Wall Insulation - Marine ¦ SCG ¦ Marine | Com Wall Insulation - Marine | 398.1232 | 0.1 | 0.36449 | Copied SCE | 0.060217 | 2012 | 0.6
COM-BLDGENV-11.10 | Com ¦ Com Wall Insulation (R13) - Marine ¦ SCG ¦ Marine | Com ¦ Com Wall Insulation (R13) - Marine | SCG ¦ Marine | SCG | All | Electric & Gas | Code level R13 com wall insulation | Code | 0 | Conventional | BldgEnv | Com - Retail | Com | RET and NEW | 0 | 1000 sqft2 of floor space | sq ft wall insulation | 20 | DEER:HVAC_Duct_Sealing | -0.11389 | -0.00033333 | -0.508 | Workpaper PGECOBLD106 R2, 2019 PGT Study | 0.30635 | 2014 | 0 | 0.81 | 2014 | 0 | 0 | Itron MCS Version 1.7 Volume I | Com Wall Insulation - Marine ¦ SCG ¦ Marine | Com Wall Insulation - Marine | 282.923 | 0.1 | 0.15155 | Copied SCE | 76.26 | 2012 | 0.6
COM-BLDGENV-11.11 | Com ¦ Com Wall Insulation (R13) - Marine ¦ SCG ¦ Marine | Com ¦ Com Wall Insulation (R13) - Marine | SCG ¦ Marine | SCG | All | Electric & Gas | Code level R13 com wall insulation | Code | 0 | Conventional | BldgEnv | Com - School | Com | RET and NEW | 0 | 1000 sqft2 of floor space | sq ft wall insulation | 20 | DEER:HVAC_Duct_Sealing | -0.11389 | -0.00033333 | -0.11983 | Workpaper PGECOBLD106 R2, 2019 PGT Study | 0.30635 | 2014 | 0 | 0.81 | 2014 | 0 | 0 | Itron MCS Version 1.7 Volume I | Com Wall Insulation - Marine ¦ SCG ¦ Marine | Com Wall Insulation - Marine | 205.2174 | 0.1 | 0.26286 | Copied SCE | 0.1066 | 2012 | 0.6
COM-BLDGENV-11.12 | Com ¦ Com Wall Insulation (R13) - Marine ¦ SCG ¦ Marine | Com ¦ Com Wall Insulation (R13) - Marine | SCG ¦ Marine | SCG | All | Electric & Gas | Code level R13 com wall insulation | Code | 0 | Conventional | BldgEnv | Com - Warehouse | Com | RET and NEW | 0 | 1000 sqft2 of floor space | sq ft wall insulation | 20 | DEER:HVAC_Duct_Sealing | -0.12989 | -0.00019877 | -0.11983 | Workpaper PGECOBLD106 R2, 2019 PGT Study | 0.30635 | 2014 | 0 | 0.81 | 2014 | 0 | 0 | Itron MCS Version 1.7 Volume I | Com Wall Insulation - Marine ¦ SCG ¦ Marine | Com Wall Insulation - Marine | 330.2634 | 0.1 | 0.067233 | Copied SCE | 0.92732 | 2012 | 0.6
COM-BLDGENV-11.13 | Com ¦ Com Wall Insulation (R13) - Hot-Dry ¦ SCG ¦ Hot-Dry | Com ¦ Com Wall Insulation (R13) - Hot-Dry | SCG ¦ Hot-Dry | SCG | All | Electric & Gas | Code level R13 com wall insulation | Code | 0 | Conventional | BldgEnv | Com - College | Com | RET and NEW | 0 | 1000 sqft2 of floor space | sq ft wall insulation | 20 | DEER:HVAC_Duct_Sealing | -0.11389 | -0.00033333 | -0.051 | Workpaper PGECOBLD106 R2, 2019 PGT Study | 0.30635 | 2014 | 0 | 0.81 | 2014 | 0 | 0 | Itron MCS Version 1.7 Volume I | Com Wall Insulation - Hot-Dry ¦ SCG ¦ Hot-Dry | Com Wall Insulation - Hot-Dry | 205.2174 | 0.1 | 0.11345 | Copied SCE | 0.033309 | 2012 | 0.6
COM-BLDGENV-11.14 | Com ¦ Com Wall Insulation (R13) - Hot-Dry ¦ SCG ¦ Hot-Dry | Com ¦ Com Wall Insulation (R13) - Hot-Dry | SCG ¦ Hot-Dry | SCG | All | Electric & Gas | Code level R13 com wall insulation | Code | 0 | Conventional | BldgEnv | Com - Grocery | Com | RET and NEW | 0 | 1000 sqft2 of floor space | sq ft wall insulation | 20 | DEER:HVAC_Duct_Sealing | -0.11389 | -0.00033333 | -0.02625 | Workpaper PGECOBLD106 R2, 2019 PGT Study | 0.30635 | 2014 | 0 | 0.81 | 2014 | 0 | 0 | Itron MCS Version 1.7 Volume I | Com Wall Insulation - Hot-Dry ¦ SCG ¦ Hot-Dry | Com Wall Insulation - Hot-Dry | 366.1998 | 0.1 | 0.18973 | Copied SCE | 0.057716 | 2012 | 0.6
COM-BLDGENV-11.15 | Com ¦ Com Wall Insulation (R13) - Hot-Dry ¦ SCG ¦ Hot-Dry | Com ¦ Com Wall Insulation (R13) - Hot-Dry | SCG ¦ Hot-Dry | SCG | All | Electric & Gas | Code level R13 com wall insulation | Code | 0 | Conventional | BldgEnv | Com - Health | Com | RET and NEW | 0 | 1000 sqft2 of floor space | sq ft wall insulation | 20 | DEER:HVAC_Duct_Sealing | -0.1577 | -0.0003283 | -0.045 | Workpaper PGECOBLD106 R2, 2019 PGT Study | 0.30635 | 2014 | 0 | 0.81 | 2014 | 0 | 0 | Itron MCS Version 1.7 Volume I | Com Wall Insulation - Hot-Dry ¦ SCG ¦ Hot-Dry | Com Wall Insulation - Hot-Dry | 311.5939 | 0.1 | 0.27316 | Copied SCE | 0.1086 | 2012 | 0.6
COM-BLDGENV-11.16 | Com ¦ Com Wall Insulation (R13) - Hot-Dry ¦ SCG ¦ Hot-Dry | Com ¦ Com Wall Insulation (R13) - Hot-Dry | SCG ¦ Hot-Dry | SCG | All | Electric & Gas | Code level R13 com wall insulation | Code | 0 | Conventional | BldgEnv | Com - Lodging | Com | RET and NEW | 0 | 1000 sqft2 of floor space | sq ft wall insulation | 20 | DEER:HVAC_Duct_Sealing | -0.21056 | -0.00032222 | -0.02625 | Workpaper PGECOBLD106 R2, 2019 PGT Study | 0.30635 | 2014 | 0 | 0.81 | 2014 | 0 | 0 | Itron MCS Version 1.7 Volume I | Com Wall Insulation - Hot-Dry ¦ SCG ¦ Hot-Dry | Com Wall Insulation - Hot-Dry | 232.2061 | 0.1 | 0.001 | Copied SCE | 0.21149 | 2012 | 0.6
COM-BLDGENV-11.17 | Com ¦ Com Wall Insulation (R13) - Hot-Dry ¦ SCG ¦ Hot-Dry | Com ¦ Com Wall Insulation (R13) - Hot-Dry | SCG ¦ Hot-Dry | SCG | All | Electric & Gas | Code level R13 com wall insulation | Code | 0 | Conventional | BldgEnv | Com - Office (Large) | Com | RET and NEW | 0 | 1000 sqft2 of floor space | sq ft wall insulation | 20 | DEER:HVAC_Duct_Sealing | -0.11389 | -0.00033333 | -0.02625 | Workpaper PGECOBLD106 R2, 2019 PGT Study | 0.30635 | 2014 | 0 | 0.81 | 2014 | 0 | 0 | Itron MCS Version 1.7 Volume I | Com Wall Insulation - Hot-Dry ¦ SCG ¦ Hot-Dry | Com Wall Insulation - Hot-Dry | 311.5939 | 0.1 | 0.28635 | Copied SCE | 0.092613 | 2012 | 0.6
COM-BLDGENV-11.18 | Com ¦ Com Wall Insulation (R13) - Hot-Dry ¦ SCG ¦ Hot-Dry | Com ¦ Com Wall Insulation (R13) - Hot-Dry | SCG ¦ Hot-Dry | SCG | All | Electric & Gas | Code level R13 com wall insulation | Code | 0 | Conventional | BldgEnv | Com - Office (Small) | Com | RET and NEW | 0 | 1000 sqft2 of floor space | sq ft wall insulation | 20 | DEER:HVAC_Duct_Sealing | -0.11389 | -0.00033333 | -0.02625 | Workpaper PGECOBLD106 R2, 2019 PGT Study | 0.30635 | 2014 | 0 | 0.81 | 2014 | 0 | 0 | Itron MCS Version 1.7 Volume I | Com Wall Insulation - Hot-Dry ¦ SCG ¦ Hot-Dry | Com Wall Insulation - Hot-Dry | 311.5939 | 0.1 | 0.16569 | Copied SCE | 0.028661 | 2012 | 0.6
COM-BLDGENV-11.19 | Com ¦ Com Wall Insulation (R13) - Hot-Dry ¦ SCG ¦ Hot-Dry | Com ¦ Com Wall Insulation (R13) - Hot-Dry | SCG ¦ Hot-Dry | SCG | All | Electric & Gas | Code level R13 com wall insulation | Code | 0 | Conventional | BldgEnv | Com - Other | Com | RET and NEW | 0 | 1000 sqft2 of floor space | sq ft wall insulation | 20 | DEER:HVAC_Duct_Sealing | -0.11394 | -0.00033333 | -0.07 | Workpaper PGECOBLD106 R2, 2019 PGT Study | 0.30635 | 2014 | 0 | 0.81 | 2014 | 0 | 0 | Itron MCS Version 1.7 Volume I | Com Wall Insulation - Hot-Dry ¦ SCG ¦ Hot-Dry | Com Wall Insulation - Hot-Dry | 124.856 | 0.1 | 0.16254 | Copied SCE | 0.18162 | 2012 | 0.6
COM-BLDGENV-11.20 | Com ¦ Com Wall Insulation (R13) - Hot-Dry ¦ SCG ¦ Hot-Dry | Com ¦ Com Wall Insulation (R13) - Hot-Dry | SCG ¦ Hot-Dry | SCG | All | Electric & Gas | Code level R13 com wall insulation | Code | 0 | Conventional | BldgEnv | Com - Refrig. Warehouse | Com | RET and NEW | 0 | 1000 sqft2 of floor space | sq ft wall insulation | 20 | DEER:HVAC_Duct_Sealing | -0.11389 | -0.00033333 | -0.053 | Workpaper PGECOBLD106 R2, 2019 PGT Study | 0.30635 | 2014 | 0 | 0.81 | 2014 | 0 | 0 | Itron MCS Version 1.7 Volume I | Com Wall Insulation - Hot-Dry ¦ SCG ¦ Hot-Dry | Com Wall Insulation - Hot-Dry | 330.2634 | 0.1 | 0.019911 | Copied SCE | 0.041249 | 2012 | 0.6
COM-BLDGENV-11.21 | Com ¦ Com Wall Insulation (R13) - Hot-Dry ¦ SCG ¦ Hot-Dry | Com ¦ Com Wall Insulation (R13) - Hot-Dry | SCG ¦ Hot-Dry | SCG | All | Electric & Gas | Code level R13 com wall insulation | Code | 0 | Conventional | BldgEnv | Com - Restaurant | Com | RET and NEW | 0 | 1000 sqft2 of floor space | sq ft wall insulation | 20 | DEER:HVAC_Duct_Sealing | -0.11389 | -0.00033333 | -0.064 | Workpaper PGECOBLD106 R2, 2019 PGT Study | 0.30635 | 2014 | 0 | 0.81 | 2014 | 0 | 0 | Itron MCS Version 1.7 Volume I | Com Wall Insulation - Hot-Dry ¦ SCG ¦ Hot-Dry | Com Wall Insulation - Hot-Dry | 398.1232 | 0.1 | 0.36449 | Copied SCE | 0.018717 | 2012 | 0.6
COM-BLDGENV-11.22 | Com ¦ Com Wall Insulation (R13) - Hot-Dry ¦ SCG ¦ Hot-Dry | Com ¦ Com Wall Insulation (R13) - Hot-Dry | SCG ¦ Hot-Dry | SCG | All | Electric & Gas | Code level R13 com wall insulation | Code | 0 | Conventional | BldgEnv | Com - Retail | Com | RET and NEW | 0 | 1000 sqft2 of floor space | sq ft wall insulation | 20 | DEER:HVAC_Duct_Sealing | -0.11389 | -0.00033333 | -0.051 | Workpaper PGECOBLD106 R2, 2019 PGT Study | 0.30635 | 2014 | 0 | 0.81 | 2014 | 0 | 0 | Itron MCS Version 1.7 Volume I | Com Wall Insulation - Hot-Dry ¦ SCG ¦ Hot-Dry | Com Wall Insulation - Hot-Dry | 282.923 | 0.1 | 0.15155 | Copied SCE | 7.6659 | 2012 | 0.6
COM-BLDGENV-11.23 | Com ¦ Com Wall Insulation (R13) - Hot-Dry ¦ SCG ¦ Hot-Dry | Com ¦ Com Wall Insulation (R13) - Hot-Dry | SCG ¦ Hot-Dry | SCG | All | Electric & Gas | Code level R13 com wall insulation | Code | 0 | Conventional | BldgEnv | Com - School | Com | RET and NEW | 0 | 1000 sqft2 of floor space | sq ft wall insulation | 20 | DEER:HVAC_Duct_Sealing | -0.11389 | -0.00033333 | -0.02625 | Workpaper PGECOBLD106 R2, 2019 PGT Study | 0.30635 | 2014 | 0 | 0.81 | 2014 | 0 | 0 | Itron MCS Version 1.7 Volume I | Com Wall Insulation - Hot-Dry ¦ SCG ¦ Hot-Dry | Com Wall Insulation - Hot-Dry | 205.2174 | 0.1 | 0.26286 | Copied SCE | 0.028238 | 2012 | 0.6
COM-BLDGENV-11.24 | Com ¦ Com Wall Insulation (R13) - Hot-Dry ¦ SCG ¦ Hot-Dry | Com ¦ Com Wall Insulation (R13) - Hot-Dry | SCG ¦ Hot-Dry | SCG | All | Electric & Gas | Code level R13 com wall insulation | Code | 0 | Conventional | BldgEnv | Com - Warehouse | Com | RET and NEW | 0 | 1000 sqft2 of floor space | sq ft wall insulation | 20 | DEER:HVAC_Duct_Sealing | -0.12989 | -0.00019877 | -0.02625 | Workpaper PGECOBLD106 R2, 2019 PGT Study | 0.30635 | 2014 | 0 | 0.81 | 2014 | 0 | 0 | Itron MCS Version 1.7 Volume I | Com Wall Insulation - Hot-Dry ¦ SCG ¦ Hot-Dry | Com Wall Insulation - Hot-Dry | 330.2634 | 0.1 | 0.067233 | Copied SCE | 0.21068 | 2012 | 0.6
COM-BLDGENV-11.25 | Com ¦ Com Wall Insulation (R13) - Cold ¦ SCG ¦ Cold | Com ¦ Com Wall Insulation (R13) - Cold | SCG ¦ Cold | SCG | All | Electric & Gas | Code level R13 com wall insulation | Code | 0 | Conventional | BldgEnv | Com - College | Com | RET and NEW | 0 | 1000 sqft2 of floor space | sq ft wall insulation | 20 | DEER:HVAC_Duct_Sealing | -0.23 | -0.0009 | -0.128 | Workpaper PGECOBLD106 R2, 2019 PGT Study | 0.30635 | 2014 | 0 | 0.81 | 2014 | 0 | 0 | Itron MCS Version 1.7 Volume I | Com Wall Insulation - Cold ¦ SCG ¦ Cold | Com Wall Insulation - Cold | 205.2174 | 0.1 | 0.11345 | Copied SCE | 0.081702 | 2012 | 0.6
COM-BLDGENV-11.26 | Com ¦ Com Wall Insulation (R13) - Cold ¦ SCG ¦ Cold | Com ¦ Com Wall Insulation (R13) - Cold | SCG ¦ Cold | SCG | All | Electric & Gas | Code level R13 com wall insulation | Code | 0 | Conventional | BldgEnv | Com - Grocery | Com | RET and NEW | 0 | 1000 sqft2 of floor space | sq ft wall insulation | 20 | DEER:HVAC_Duct_Sealing | -0.23 | -0.0009 | -0.128 | Workpaper PGECOBLD106 R2, 2019 PGT Study | 0.30635 | 2014 | 0 | 0.81 | 2014 | 0 | 0 | Itron MCS Version 1.7 Volume I | Com Wall Insulation - Cold ¦ SCG ¦ Cold | Com Wall Insulation - Cold | 366.1998 | 0.1 | 0.18973 | Copied SCE | 0.27428 | 2012 | 0.6
COM-BLDGENV-11.27 | Com ¦ Com Wall Insulation (R13) - Cold ¦ SCG ¦ Cold | Com ¦ Com Wall Insulation (R13) - Cold | SCG ¦ Cold | SCG | All | Electric & Gas | Code level R13 com wall insulation | Code | 0 | Conventional | BldgEnv | Com - Health | Com | RET and NEW | 0 | 1000 sqft2 of floor space | sq ft wall insulation | 20 | DEER:HVAC_Duct_Sealing | -0.31612 | -0.0009 | -0.30023 | Workpaper PGECOBLD106 R2, 2019 PGT Study | 0.30635 | 2014 | 0 | 0.81 | 2014 | 0 | 0 | Itron MCS Version 1.7 Volume I | Com Wall Insulation - Cold ¦ SCG ¦ Cold | Com Wall Insulation - Cold | 311.5939 | 0.1 | 0.27316 | Copied SCE | 0.71365 | 2012 | 0.6
COM-BLDGENV-11.28 | Com ¦ Com Wall Insulation (R13) - Cold ¦ SCG ¦ Cold | Com ¦ Com Wall Insulation (R13) - Cold | SCG ¦ Cold | SCG | All | Electric & Gas | Code level R13 com wall insulation | Code | 0 | Conventional | BldgEnv | Com - Lodging | Com | RET and NEW | 0 | 1000 sqft2 of floor space | sq ft wall insulation | 20 | DEER:HVAC_Duct_Sealing | -0.42 | -0.0009 | -0.508 | Workpaper PGECOBLD106 R2, 2019 PGT Study | 0.30635 | 2014 | 0 | 0.81 | 2014 | 0 | 0 | Itron MCS Version 1.7 Volume I | Com Wall Insulation - Cold ¦ SCG ¦ Cold | Com Wall Insulation - Cold | 232.2061 | 0.1 | 0.001 | Copied SCE | 3.8921 | 2012 | 0.6
COM-BLDGENV-11.29 | Com ¦ Com Wall Insulation (R13) - Cold ¦ SCG ¦ Cold | Com ¦ Com Wall Insulation (R13) - Cold | SCG ¦ Cold | SCG | All | Electric & Gas | Code level R13 com wall insulation | Code | 0 | Conventional | BldgEnv | Com - Office (Large) | Com | RET and NEW | 0 | 1000 sqft2 of floor space | sq ft wall insulation | 20 | DEER:HVAC_Duct_Sealing | -0.23 | -0.0009 | -0.128 | Workpaper PGECOBLD106 R2, 2019 PGT Study | 0.30635 | 2014 | 0 | 0.81 | 2014 | 0 | 0 | Itron MCS Version 1.7 Volume I | Com Wall Insulation - Cold ¦ SCG ¦ Cold | Com Wall Insulation - Cold | 311.5939 | 0.1 | 0.28635 | Copied SCE | 0.4465 | 2012 | 0.6
COM-BLDGENV-11.30 | Com ¦ Com Wall Insulation (R13) - Cold ¦ SCG ¦ Cold | Com ¦ Com Wall Insulation (R13) - Cold | SCG ¦ Cold | SCG | All | Electric & Gas | Code level R13 com wall insulation | Code | 0 | Conventional | BldgEnv | Com - Office (Small) | Com | RET and NEW | 0 | 1000 sqft2 of floor space | sq ft wall insulation | 20 | DEER:HVAC_Duct_Sealing | -0.23 | -0.0009 | -0.128 | Workpaper PGECOBLD106 R2, 2019 PGT Study | 0.30635 | 2014 | 0 | 0.81 | 2014 | 0 | 0 | Itron MCS Version 1.7 Volume I | Com Wall Insulation - Cold ¦ SCG ¦ Cold | Com Wall Insulation - Cold | 311.5939 | 0.1 | 0.16569 | Copied SCE | 0.13129 | 2012 | 0.6
COM-BLDGENV-11.31 | Com ¦ Com Wall Insulation (R13) - Cold ¦ SCG ¦ Cold | Com ¦ Com Wall Insulation (R13) - Cold | SCG ¦ Cold | SCG | All | Electric & Gas | Code level R13 com wall insulation | Code | 0 | Conventional | BldgEnv | Com - Other | Com | RET and NEW | 0 | 1000 sqft2 of floor space | sq ft wall insulation | 20 | DEER:HVAC_Duct_Sealing | -0.23 | -0.0009 | -0.128 | Workpaper PGECOBLD106 R2, 2019 PGT Study | 0.30635 | 2014 | 0 | 0.81 | 2014 | 0 | 0 | Itron MCS Version 1.7 Volume I | Com Wall Insulation - Cold ¦ SCG ¦ Cold | Com Wall Insulation - Cold | 124.856 | 0.1 | 0.16254 | Copied SCE | 0.33337 | 2012 | 0.6
COM-BLDGENV-11.32 | Com ¦ Com Wall Insulation (R13) - Cold ¦ SCG ¦ Cold | Com ¦ Com Wall Insulation (R13) - Cold | SCG ¦ Cold | SCG | All | Electric & Gas | Code level R13 com wall insulation | Code | 0 | Conventional | BldgEnv | Com - Refrig. Warehouse | Com | RET and NEW | 0 | 1000 sqft2 of floor space | sq ft wall insulation | 20 | DEER:HVAC_Duct_Sealing | -0.42 | -0.0009 | -0.508 | Workpaper PGECOBLD106 R2, 2019 PGT Study | 0.30635 | 2014 | 0 | 0.81 | 2014 | 0 | 0 | Itron MCS Version 1.7 Volume I | Com Wall Insulation - Cold ¦ SCG ¦ Cold | Com Wall Insulation - Cold | 330.2634 | 0.1 | 0.019911 | Copied SCE | 0.38095 | 2012 | 0.6
COM-BLDGENV-11.33 | Com ¦ Com Wall Insulation (R13) - Cold ¦ SCG ¦ Cold | Com ¦ Com Wall Insulation (R13) - Cold | SCG ¦ Cold | SCG | All | Electric & Gas | Code level R13 com wall insulation | Code | 0 | Conventional | BldgEnv | Com - Restaurant | Com | RET and NEW | 0 | 1000 sqft2 of floor space | sq ft wall insulation | 20 | DEER:HVAC_Duct_Sealing | -0.23 | -0.0009 | -0.128 | Workpaper PGECOBLD106 R2, 2019 PGT Study | 0.30635 | 2014 | 0 | 0.81 | 2014 | 0 | 0 | Itron MCS Version 1.7 Volume I | Com Wall Insulation - Cold ¦ SCG ¦ Cold | Com Wall Insulation - Cold | 398.1232 | 0.1 | 0.36449 | Copied SCE | 0.037479 | 2012 | 0.6
COM-BLDGENV-11.34 | Com ¦ Com Wall Insulation (R13) - Cold ¦ SCG ¦ Cold | Com ¦ Com Wall Insulation (R13) - Cold | SCG ¦ Cold | SCG | All | Electric & Gas | Code level R13 com wall insulation | Code | 0 | Conventional | BldgEnv | Com - Retail | Com | RET and NEW | 0 | 1000 sqft2 of floor space | sq ft wall insulation | 20 | DEER:HVAC_Duct_Sealing | -0.23 | -0.0009 | -0.128 | Workpaper PGECOBLD106 R2, 2019 PGT Study | 0.30635 | 2014 | 0 | 0.81 | 2014 | 0 | 0 | Itron MCS Version 1.7 Volume I | Com Wall Insulation - Cold ¦ SCG ¦ Cold | Com Wall Insulation - Cold | 282.923 | 0.1 | 0.15155 | Copied SCE | 19.2345 | 2012 | 0.6
COM-BLDGENV-11.35 | Com ¦ Com Wall Insulation (R13) - Cold ¦ SCG ¦ Cold | Com ¦ Com Wall Insulation (R13) - Cold | SCG ¦ Cold | SCG | All | Electric & Gas | Code level R13 com wall insulation | Code | 0 | Conventional | BldgEnv | Com - School | Com | RET and NEW | 0 | 1000 sqft2 of floor space | sq ft wall insulation | 20 | DEER:HVAC_Duct_Sealing | -0.23 | -0.0009 | -0.128 | Workpaper PGECOBLD106 R2, 2019 PGT Study | 0.30635 | 2014 | 0 | 0.81 | 2014 | 0 | 0 | Itron MCS Version 1.7 Volume I | Com Wall Insulation - Cold ¦ SCG ¦ Cold | Com Wall Insulation - Cold | 205.2174 | 0.1 | 0.26286 | Copied SCE | 0.11982 | 2012 | 0.6
COM-BLDGENV-11.36 | Com ¦ Com Wall Insulation (R13) - Cold ¦ SCG ¦ Cold | Com ¦ Com Wall Insulation (R13) - Cold | SCG ¦ Cold | SCG | All | Electric & Gas | Code level R13 com wall insulation | Code | 0 | Conventional | BldgEnv | Com - Warehouse | Com | RET and NEW | 0 | 1000 sqft2 of floor space | sq ft wall insulation | 20 | DEER:HVAC_Duct_Sealing | -0.42 | -0.0009 | -0.508 | Workpaper PGECOBLD106 R2, 2019 PGT Study | 0.30635 | 2014 | 0 | 0.81 | 2014 | 0 | 0 | Itron MCS Version 1.7 Volume I | Com Wall Insulation - Cold ¦ SCG ¦ Cold | Com Wall Insulation - Cold | 330.2634 | 0.1 | 0.067233 | Copied SCE | 3.9214 | 2012 | 0.6
COM-BLDGENV-12.1 | Com ¦ Com Wall Insulation (R14) - Marine ¦ SCG ¦ Marine | Com ¦ Com Wall Insulation (R14) - Marine | SCG ¦ Marine | SCG | All | Electric & Gas | Efficient level R14 com wall insulation | Efficient | 0 | Conventional | BldgEnv | Com - College | Com | RET and NEW | 0 | 1000 sqft2 of floor space | sq ft wall insulation | 20 | DEER:HVAC_Duct_Sealing | -0.12265 | -0.00035897 | -0.35 | Workpaper PGECOBLD106 R2, 2019 PGT Study | 0.32991 | 2014 | 0 | 0.81 | 2014 | 0 | 0 | Itron MCS Version 1.7 Volume I | Com Wall Insulation - Marine ¦ SCG ¦ Marine | Com Wall Insulation - Marine | 205.2174 | 0.1 | 0.048623 | Copied SCE | 0.2062 | 2032 | 0.6
COM-BLDGENV-12.2 | Com ¦ Com Wall Insulation (R14) - Marine ¦ SCG ¦ Marine | Com ¦ Com Wall Insulation (R14) - Marine | SCG ¦ Marine | SCG | All | Electric & Gas | Efficient level R14 com wall insulation | Efficient | 0 | Conventional | BldgEnv | Com - Grocery | Com | RET and NEW | 0 | 1000 sqft2 of floor space | sq ft wall insulation | 20 | DEER:HVAC_Duct_Sealing | -0.12265 | -0.00035897 | -0.28969 | Workpaper PGECOBLD106 R2, 2019 PGT Study | 0.32991 | 2014 | 0 | 0.81 | 2014 | 0 | 0 | Itron MCS Version 1.7 Volume I | Com Wall Insulation - Marine ¦ SCG ¦ Marine | Com Wall Insulation - Marine | 366.1998 | 0.1 | 0.081314 | Copied SCE | 0.61201 | 2032 | 0.6
COM-BLDGENV-12.3 | Com ¦ Com Wall Insulation (R14) - Marine ¦ SCG ¦ Marine | Com ¦ Com Wall Insulation (R14) - Marine | SCG ¦ Marine | SCG | All | Electric & Gas | Efficient level R14 com wall insulation | Efficient | 0 | Conventional | BldgEnv | Com - Health | Com | RET and NEW | 0 | 1000 sqft2 of floor space | sq ft wall insulation | 20 | DEER:HVAC_Duct_Sealing | -0.16983 | -0.00035355 | -0.24338 | Workpaper PGECOBLD106 R2, 2019 PGT Study | 0.32991 | 2014 | 0 | 0.81 | 2014 | 0 | 0 | Itron MCS Version 1.7 Volume I | Com Wall Insulation - Marine ¦ SCG ¦ Marine | Com Wall Insulation - Marine | 311.5939 | 0.1 | 0.11707 | Copied SCE | 0.57724 | 2032 | 0.6
COM-BLDGENV-12.4 | Com ¦ Com Wall Insulation (R14) - Marine ¦ SCG ¦ Marine | Com ¦ Com Wall Insulation (R14) - Marine | SCG ¦ Marine | SCG | All | Electric & Gas | Efficient level R14 com wall insulation | Efficient | 0 | Conventional | BldgEnv | Com - Lodging | Com | RET and NEW | 0 | 1000 sqft2 of floor space | sq ft wall insulation | 20 | DEER:HVAC_Duct_Sealing | -0.22675 | -0.00034701 | -0.12905 | Workpaper PGECOBLD106 R2, 2019 PGT Study | 0.32991 | 2014 | 0 | 0.81 | 2014 | 0 | 0 | Itron MCS Version 1.7 Volume I | Com Wall Insulation - Marine ¦ SCG ¦ Marine | Com Wall Insulation - Marine | 232.2061 | 0.1 | 0 | Copied SCE | 0.99533 | 2032 | 0.6
COM-BLDGENV-12.5 | Com ¦ Com Wall Insulation (R14) - Marine ¦ SCG ¦ Marine | Com ¦ Com Wall Insulation (R14) - Marine | SCG ¦ Marine | SCG | All | Electric & Gas | Efficient level R14 com wall insulation | Efficient | 0 | Conventional | BldgEnv | Com - Office (Large) | Com | RET and NEW | 0 | 1000 sqft2 of floor space | sq ft wall insulation | 20 | DEER:HVAC_Duct_Sealing | -0.12265 | -0.00035897 | -0.12905 | Workpaper PGECOBLD106 R2, 2019 PGT Study | 0.32991 | 2014 | 0 | 0.81 | 2014 | 0 | 0 | Itron MCS Version 1.7 Volume I | Com Wall Insulation - Marine ¦ SCG ¦ Marine | Com Wall Insulation - Marine | 311.5939 | 0.1 | 0.12272 | Copied SCE | 0.44846 | 2032 | 0.6
COM-BLDGENV-12.6 | Com ¦ Com Wall Insulation (R14) - Marine ¦ SCG ¦ Marine | Com ¦ Com Wall Insulation (R14) - Marine | SCG ¦ Marine | SCG | All | Electric & Gas | Efficient level R14 com wall insulation | Efficient | 0 | Conventional | BldgEnv | Com - Office (Small) | Com | RET and NEW | 0 | 1000 sqft2 of floor space | sq ft wall insulation | 20 | DEER:HVAC_Duct_Sealing | -0.12265 | -0.00035897 | -0.12905 | Workpaper PGECOBLD106 R2, 2019 PGT Study | 0.32991 | 2014 | 0 | 0.81 | 2014 | 0 | 0 | Itron MCS Version 1.7 Volume I | Com Wall Insulation - Marine ¦ SCG ¦ Marine | Com Wall Insulation - Marine | 311.5939 | 0.1 | 0.071009 | Copied SCE | 0.12952 | 2032 | 0.6
COM-BLDGENV-12.7 | Com ¦ Com Wall Insulation (R14) - Marine ¦ SCG ¦ Marine | Com ¦ Com Wall Insulation (R14) - Marine | SCG ¦ Marine | SCG | All | Electric & Gas | Efficient level R14 com wall insulation | Efficient | 0 | Conventional | BldgEnv | Com - Other | Com | RET and NEW | 0 | 1000 sqft2 of floor space | sq ft wall insulation | 20 | DEER:HVAC_Duct_Sealing | -0.12271 | -0.00035897 | -0.28969 | Workpaper PGECOBLD106 R2, 2019 PGT Study | 0.32991 | 2014 | 0 | 0.81 | 2014 | 0 | 0 | Itron MCS Version 1.7 Volume I | Com Wall Insulation - Marine ¦ SCG ¦ Marine | Com Wall Insulation - Marine | 124.856 | 0.1 | 0.069661 | Copied SCE | 0.73116 | 2032 | 0.6
COM-BLDGENV-12.8 | Com ¦ Com Wall Insulation (R14) - Marine ¦ SCG ¦ Marine | Com ¦ Com Wall Insulation (R14) - Marine | SCG ¦ Marine | SCG | All | Electric & Gas | Efficient level R14 com wall insulation | Efficient | 0 | Conventional | BldgEnv | Com - Refrig. Warehouse | Com | RET and NEW | 0 | 1000 sqft2 of floor space | sq ft wall insulation | 20 | DEER:HVAC_Duct_Sealing | -0.12265 | -0.00035897 | -0.12905 | Workpaper PGECOBLD106 R2, 2019 PGT Study | 0.32991 | 2014 | 0 | 0.81 | 2014 | 0 | 0 | Itron MCS Version 1.7 Volume I | Com Wall Insulation - Marine ¦ SCG ¦ Marine | Com Wall Insulation - Marine | 330.2634 | 0.1 | 0.0085335 | Copied SCE | 0.097119 | 2032 | 0.6
COM-BLDGENV-12.9 | Com ¦ Com Wall Insulation (R14) - Marine ¦ SCG ¦ Marine | Com ¦ Com Wall Insulation (R14) - Marine | SCG ¦ Marine | SCG | All | Electric & Gas | Efficient level R14 com wall insulation | Efficient | 0 | Conventional | BldgEnv | Com - Restaurant | Com | RET and NEW | 0 | 1000 sqft2 of floor space | sq ft wall insulation | 20 | DEER:HVAC_Duct_Sealing | -0.12265 | -0.00035897 | -0.24338 | Workpaper PGECOBLD106 R2, 2019 PGT Study | 0.32991 | 2014 | 0 | 0.81 | 2014 | 0 | 0 | Itron MCS Version 1.7 Volume I | Com Wall Insulation - Marine ¦ SCG ¦ Marine | Com Wall Insulation - Marine | 398.1232 | 0.1 | 0.15621 | Copied SCE | 0.064849 | 2032 | 0.6
COM-BLDGENV-12.10 | Com ¦ Com Wall Insulation (R14) - Marine ¦ SCG ¦ Marine | Com ¦ Com Wall Insulation (R14) - Marine | SCG ¦ Marine | SCG | All | Electric & Gas | Efficient level R14 com wall insulation | Efficient | 0 | Conventional | BldgEnv | Com - Retail | Com | RET and NEW | 0 | 1000 sqft2 of floor space | sq ft wall insulation | 20 | DEER:HVAC_Duct_Sealing | -0.12265 | -0.00035897 | -0.54708 | Workpaper PGECOBLD106 R2, 2019 PGT Study | 0.32991 | 2014 | 0 | 0.81 | 2014 | 0 | 0 | Itron MCS Version 1.7 Volume I | Com Wall Insulation - Marine ¦ SCG ¦ Marine | Com Wall Insulation - Marine | 282.923 | 0.1 | 0.06495 | Copied SCE | 82.1262 | 2032 | 0.6
COM-BLDGENV-12.11 | Com ¦ Com Wall Insulation (R14) - Marine ¦ SCG ¦ Marine | Com ¦ Com Wall Insulation (R14) - Marine | SCG ¦ Marine | SCG | All | Electric & Gas | Efficient level R14 com wall insulation | Efficient | 0 | Conventional | BldgEnv | Com - School | Com | RET and NEW | 0 | 1000 sqft2 of floor space | sq ft wall insulation | 20 | DEER:HVAC_Duct_Sealing | -0.12265 | -0.00035897 | -0.12905 | Workpaper PGECOBLD106 R2, 2019 PGT Study | 0.32991 | 2014 | 0 | 0.81 | 2014 | 0 | 0 | Itron MCS Version 1.7 Volume I | Com Wall Insulation - Marine ¦ SCG ¦ Marine | Com Wall Insulation - Marine | 205.2174 | 0.1 | 0.11265 | Copied SCE | 0.1148 | 2032 | 0.6
COM-BLDGENV-12.12 | Com ¦ Com Wall Insulation (R14) - Marine ¦ SCG ¦ Marine | Com ¦ Com Wall Insulation (R14) - Marine | SCG ¦ Marine | SCG | All | Electric & Gas | Efficient level R14 com wall insulation | Efficient | 0 | Conventional | BldgEnv | Com - Warehouse | Com | RET and NEW | 0 | 1000 sqft2 of floor space | sq ft wall insulation | 20 | DEER:HVAC_Duct_Sealing | -0.13988 | -0.00021406 | -0.12905 | Workpaper PGECOBLD106 R2, 2019 PGT Study | 0.32991 | 2014 | 0 | 0.81 | 2014 | 0 | 0 | Itron MCS Version 1.7 Volume I | Com Wall Insulation - Marine ¦ SCG ¦ Marine | Com Wall Insulation - Marine | 330.2634 | 0.1 | 0.028814 | Copied SCE | 0.99865 | 2032 | 0.6
COM-BLDGENV-12.13 | Com ¦ Com Wall Insulation (R14) - Hot-Dry ¦ SCG ¦ Hot-Dry | Com ¦ Com Wall Insulation (R14) - Hot-Dry | SCG ¦ Hot-Dry | SCG | All | Electric & Gas | Efficient level R14 com wall insulation | Efficient | 0 | Conventional | BldgEnv | Com - College | Com | RET and NEW | 0 | 1000 sqft2 of floor space | sq ft wall insulation | 20 | DEER:HVAC_Duct_Sealing | -0.12265 | -0.00035897 | -0.054923 | Workpaper PGECOBLD106 R2, 2019 PGT Study | 0.32991 | 2014 | 0 | 0.81 | 2014 | 0 | 0 | Itron MCS Version 1.7 Volume I | Com Wall Insulation - Hot-Dry ¦ SCG ¦ Hot-Dry | Com Wall Insulation - Hot-Dry | 205.2174 | 0.1 | 0.048623 | Copied SCE | 0.035871 | 2032 | 0.6
COM-BLDGENV-12.14 | Com ¦ Com Wall Insulation (R14) - Hot-Dry ¦ SCG ¦ Hot-Dry | Com ¦ Com Wall Insulation (R14) - Hot-Dry | SCG ¦ Hot-Dry | SCG | All | Electric & Gas | Efficient level R14 com wall insulation | Efficient | 0 | Conventional | BldgEnv | Com - Grocery | Com | RET and NEW | 0 | 1000 sqft2 of floor space | sq ft wall insulation | 20 | DEER:HVAC_Duct_Sealing | -0.12265 | -0.00035897 | -0.028269 | Workpaper PGECOBLD106 R2, 2019 PGT Study | 0.32991 | 2014 | 0 | 0.81 | 2014 | 0 | 0 | Itron MCS Version 1.7 Volume I | Com Wall Insulation - Hot-Dry ¦ SCG ¦ Hot-Dry | Com Wall Insulation - Hot-Dry | 366.1998 | 0.1 | 0.081314 | Copied SCE | 0.062156 | 2032 | 0.6
COM-BLDGENV-12.15 | Com ¦ Com Wall Insulation (R14) - Hot-Dry ¦ SCG ¦ Hot-Dry | Com ¦ Com Wall Insulation (R14) - Hot-Dry | SCG ¦ Hot-Dry | SCG | All | Electric & Gas | Efficient level R14 com wall insulation | Efficient | 0 | Conventional | BldgEnv | Com - Health | Com | RET and NEW | 0 | 1000 sqft2 of floor space | sq ft wall insulation | 20 | DEER:HVAC_Duct_Sealing | -0.16983 | -0.00035355 | -0.048462 | Workpaper PGECOBLD106 R2, 2019 PGT Study | 0.32991 | 2014 | 0 | 0.81 | 2014 | 0 | 0 | Itron MCS Version 1.7 Volume I | Com Wall Insulation - Hot-Dry ¦ SCG ¦ Hot-Dry | Com Wall Insulation - Hot-Dry | 311.5939 | 0.1 | 0.11707 | Copied SCE | 0.11695 | 2032 | 0.6
COM-BLDGENV-12.16 | Com ¦ Com Wall Insulation (R14) - Hot-Dry ¦ SCG ¦ Hot-Dry | Com ¦ Com Wall Insulation (R14) - Hot-Dry | SCG ¦ Hot-Dry | SCG | All | Electric & Gas | Efficient level R14 com wall insulation | Efficient | 0 | Conventional | BldgEnv | Com - Lodging | Com | RET and NEW | 0 | 1000 sqft2 of floor space | sq ft wall insulation | 20 | DEER:HVAC_Duct_Sealing | -0.22675 | -0.00034701 | -0.028269 | Workpaper PGECOBLD106 R2, 2019 PGT Study | 0.32991 | 2014 | 0 | 0.81 | 2014 | 0 | 0 | Itron MCS Version 1.7 Volume I | Com Wall Insulation - Hot-Dry ¦ SCG ¦ Hot-Dry | Com Wall Insulation - Hot-Dry | 232.2061 | 0.1 | 0 | Copied SCE | 0.22776 | 2032 | 0.6
COM-BLDGENV-12.17 | Com ¦ Com Wall Insulation (R14) - Hot-Dry ¦ SCG ¦ Hot-Dry | Com ¦ Com Wall Insulation (R14) - Hot-Dry | SCG ¦ Hot-Dry | SCG | All | Electric & Gas | Efficient level R14 com wall insulation | Efficient | 0 | Conventional | BldgEnv | Com - Office (Large) | Com | RET and NEW | 0 | 1000 sqft2 of floor space | sq ft wall insulation | 20 | DEER:HVAC_Duct_Sealing | -0.12265 | -0.00035897 | -0.028269 | Workpaper PGECOBLD106 R2, 2019 PGT Study | 0.32991 | 2014 | 0 | 0.81 | 2014 | 0 | 0 | Itron MCS Version 1.7 Volume I | Com Wall Insulation - Hot-Dry ¦ SCG ¦ Hot-Dry | Com Wall Insulation - Hot-Dry | 311.5939 | 0.1 | 0.12272 | Copied SCE | 0.099737 | 2032 | 0.6
COM-BLDGENV-12.18 | Com ¦ Com Wall Insulation (R14) - Hot-Dry ¦ SCG ¦ Hot-Dry | Com ¦ Com Wall Insulation (R14) - Hot-Dry | SCG ¦ Hot-Dry | SCG | All | Electric & Gas | Efficient level R14 com wall insulation | Efficient | 0 | Conventional | BldgEnv | Com - Office (Small) | Com | RET and NEW | 0 | 1000 sqft2 of floor space | sq ft wall insulation | 20 | DEER:HVAC_Duct_Sealing | -0.12265 | -0.00035897 | -0.028269 | Workpaper PGECOBLD106 R2, 2019 PGT Study | 0.32991 | 2014 | 0 | 0.81 | 2014 | 0 | 0 | Itron MCS Version 1.7 Volume I | Com Wall Insulation - Hot-Dry ¦ SCG ¦ Hot-Dry | Com Wall Insulation - Hot-Dry | 311.5939 | 0.1 | 0.071009 | Copied SCE | 0.030866 | 2032 | 0.6
COM-BLDGENV-12.19 | Com ¦ Com Wall Insulation (R14) - Hot-Dry ¦ SCG ¦ Hot-Dry | Com ¦ Com Wall Insulation (R14) - Hot-Dry | SCG ¦ Hot-Dry | SCG | All | Electric & Gas | Efficient level R14 com wall insulation | Efficient | 0 | Conventional | BldgEnv | Com - Other | Com | RET and NEW | 0 | 1000 sqft2 of floor space | sq ft wall insulation | 20 | DEER:HVAC_Duct_Sealing | -0.12271 | -0.00035897 | -0.075385 | Workpaper PGECOBLD106 R2, 2019 PGT Study | 0.32991 | 2014 | 0 | 0.81 | 2014 | 0 | 0 | Itron MCS Version 1.7 Volume I | Com Wall Insulation - Hot-Dry ¦ SCG ¦ Hot-Dry | Com Wall Insulation - Hot-Dry | 124.856 | 0.1 | 0.069661 | Copied SCE | 0.19559 | 2032 | 0.6
COM-BLDGENV-12.20 | Com ¦ Com Wall Insulation (R14) - Hot-Dry ¦ SCG ¦ Hot-Dry | Com ¦ Com Wall Insulation (R14) - Hot-Dry | SCG ¦ Hot-Dry | SCG | All | Electric & Gas | Efficient level R14 com wall insulation | Efficient | 0 | Conventional | BldgEnv | Com - Refrig. Warehouse | Com | RET and NEW | 0 | 1000 sqft2 of floor space | sq ft wall insulation | 20 | DEER:HVAC_Duct_Sealing | -0.12265 | -0.00035897 | -0.057077 | Workpaper PGECOBLD106 R2, 2019 PGT Study | 0.32991 | 2014 | 0 | 0.81 | 2014 | 0 | 0 | Itron MCS Version 1.7 Volume I | Com Wall Insulation - Hot-Dry ¦ SCG ¦ Hot-Dry | Com Wall Insulation - Hot-Dry | 330.2634 | 0.1 | 0.0085335 | Copied SCE | 0.044422 | 2032 | 0.6
COM-BLDGENV-12.21 | Com ¦ Com Wall Insulation (R14) - Hot-Dry ¦ SCG ¦ Hot-Dry | Com ¦ Com Wall Insulation (R14) - Hot-Dry | SCG ¦ Hot-Dry | SCG | All | Electric & Gas | Efficient level R14 com wall insulation | Efficient | 0 | Conventional | BldgEnv | Com - Restaurant | Com | RET and NEW | 0 | 1000 sqft2 of floor space | sq ft wall insulation | 20 | DEER:HVAC_Duct_Sealing | -0.12265 | -0.00035897 | -0.068923 | Workpaper PGECOBLD106 R2, 2019 PGT Study | 0.32991 | 2014 | 0 | 0.81 | 2014 | 0 | 0 | Itron MCS Version 1.7 Volume I | Com Wall Insulation - Hot-Dry ¦ SCG ¦ Hot-Dry | Com Wall Insulation - Hot-Dry | 398.1232 | 0.1 | 0.15621 | Copied SCE | 0.020156 | 2032 | 0.6
COM-BLDGENV-12.22 | Com ¦ Com Wall Insulation (R14) - Hot-Dry ¦ SCG ¦ Hot-Dry | Com ¦ Com Wall Insulation (R14) - Hot-Dry | SCG ¦ Hot-Dry | SCG | All | Electric & Gas | Efficient level R14 com wall insulation | Efficient | 0 | Conventional | BldgEnv | Com - Retail | Com | RET and NEW | 0 | 1000 sqft2 of floor space | sq ft wall insulation | 20 | DEER:HVAC_Duct_Sealing | -0.12265 | -0.00035897 | -0.054923 | Workpaper PGECOBLD106 R2, 2019 PGT Study | 0.32991 | 2014 | 0 | 0.81 | 2014 | 0 | 0 | Itron MCS Version 1.7 Volume I | Com Wall Insulation - Hot-Dry ¦ SCG ¦ Hot-Dry | Com Wall Insulation - Hot-Dry | 282.923 | 0.1 | 0.06495 | Copied SCE | 8.2556 | 2032 | 0.6
COM-BLDGENV-12.23 | Com ¦ Com Wall Insulation (R14) - Hot-Dry ¦ SCG ¦ Hot-Dry | Com ¦ Com Wall Insulation (R14) - Hot-Dry | SCG ¦ Hot-Dry | SCG | All | Electric & Gas | Efficient level R14 com wall insulation | Efficient | 0 | Conventional | BldgEnv | Com - School | Com | RET and NEW | 0 | 1000 sqft2 of floor space | sq ft wall insulation | 20 | DEER:HVAC_Duct_Sealing | -0.12265 | -0.00035897 | -0.028269 | Workpaper PGECOBLD106 R2, 2019 PGT Study | 0.32991 | 2014 | 0 | 0.81 | 2014 | 0 | 0 | Itron MCS Version 1.7 Volume I | Com Wall Insulation - Hot-Dry ¦ SCG ¦ Hot-Dry | Com Wall Insulation - Hot-Dry | 205.2174 | 0.1 | 0.11265 | Copied SCE | 0.03041 | 2032 | 0.6
COM-BLDGENV-12.24 | Com ¦ Com Wall Insulation (R14) - Hot-Dry ¦ SCG ¦ Hot-Dry | Com ¦ Com Wall Insulation (R14) - Hot-Dry | SCG ¦ Hot-Dry | SCG | All | Electric & Gas | Efficient level R14 com wall insulation | Efficient | 0 | Conventional | BldgEnv | Com - Warehouse | Com | RET and NEW | 0 | 1000 sqft2 of floor space | sq ft wall insulation | 20 | DEER:HVAC_Duct_Sealing | -0.13988 | -0.00021406 | -0.028269 | Workpaper PGECOBLD106 R2, 2019 PGT Study | 0.32991 | 2014 | 0 | 0.81 | 2014 | 0 | 0 | Itron MCS Version 1.7 Volume I | Com Wall Insulation - Hot-Dry ¦ SCG ¦ Hot-Dry | Com Wall Insulation - Hot-Dry | 330.2634 | 0.1 | 0.028814 | Copied SCE | 0.22688 | 2032 | 0.6
COM-BLDGENV-12.25 | Com ¦ Com Wall Insulation (R14) - Cold ¦ SCG ¦ Cold | Com ¦ Com Wall Insulation (R14) - Cold | SCG ¦ Cold | SCG | All | Electric & Gas | Efficient level R14 com wall insulation | Efficient | 0 | Conventional | BldgEnv | Com - College | Com | RET and NEW | 0 | 1000 sqft2 of floor space | sq ft wall insulation | 20 | DEER:HVAC_Duct_Sealing | -0.24769 | -0.00096923 | -0.13785 | Workpaper PGECOBLD106 R2, 2019 PGT Study | 0.32991 | 2014 | 0 | 0.81 | 2014 | 0 | 0 | Itron MCS Version 1.7 Volume I | Com Wall Insulation - Cold ¦ SCG ¦ Cold | Com Wall Insulation - Cold | 205.2174 | 0.1 | 0.048623 | Copied SCE | 0.087986 | 2032 | 0.6
COM-BLDGENV-12.26 | Com ¦ Com Wall Insulation (R14) - Cold ¦ SCG ¦ Cold | Com ¦ Com Wall Insulation (R14) - Cold | SCG ¦ Cold | SCG | All | Electric & Gas | Efficient level R14 com wall insulation | Efficient | 0 | Conventional | BldgEnv | Com - Grocery | Com | RET and NEW | 0 | 1000 sqft2 of floor space | sq ft wall insulation | 20 | DEER:HVAC_Duct_Sealing | -0.24769 | -0.00096923 | -0.13785 | Workpaper PGECOBLD106 R2, 2019 PGT Study | 0.32991 | 2014 | 0 | 0.81 | 2014 | 0 | 0 | Itron MCS Version 1.7 Volume I | Com Wall Insulation - Cold ¦ SCG ¦ Cold | Com Wall Insulation - Cold | 366.1998 | 0.1 | 0.081314 | Copied SCE | 0.29538 | 2032 | 0.6
COM-BLDGENV-12.27 | Com ¦ Com Wall Insulation (R14) - Cold ¦ SCG ¦ Cold | Com ¦ Com Wall Insulation (R14) - Cold | SCG ¦ Cold | SCG | All | Electric & Gas | Efficient level R14 com wall insulation | Efficient | 0 | Conventional | BldgEnv | Com - Health | Com | RET and NEW | 0 | 1000 sqft2 of floor space | sq ft wall insulation | 20 | DEER:HVAC_Duct_Sealing | -0.34043 | -0.00096923 | -0.32333 | Workpaper PGECOBLD106 R2, 2019 PGT Study | 0.32991 | 2014 | 0 | 0.81 | 2014 | 0 | 0 | Itron MCS Version 1.7 Volume I | Com Wall Insulation - Cold ¦ SCG ¦ Cold | Com Wall Insulation - Cold | 311.5939 | 0.1 | 0.11707 | Copied SCE | 0.76855 | 2032 | 0.6
COM-BLDGENV-12.28 | Com ¦ Com Wall Insulation (R14) - Cold ¦ SCG ¦ Cold | Com ¦ Com Wall Insulation (R14) - Cold | SCG ¦ Cold | SCG | All | Electric & Gas | Efficient level R14 com wall insulation | Efficient | 0 | Conventional | BldgEnv | Com - Lodging | Com | RET and NEW | 0 | 1000 sqft2 of floor space | sq ft wall insulation | 20 | DEER:HVAC_Duct_Sealing | -0.45231 | -0.00096923 | -0.54708 | Workpaper PGECOBLD106 R2, 2019 PGT Study | 0.32991 | 2014 | 0 | 0.81 | 2014 | 0 | 0 | Itron MCS Version 1.7 Volume I | Com Wall Insulation - Cold ¦ SCG ¦ Cold | Com Wall Insulation - Cold | 232.2061 | 0.1 | 0 | Copied SCE | 4.1914 | 2032 | 0.6
COM-BLDGENV-12.29 | Com ¦ Com Wall Insulation (R14) - Cold ¦ SCG ¦ Cold | Com ¦ Com Wall Insulation (R14) - Cold | SCG ¦ Cold | SCG | All | Electric & Gas | Efficient level R14 com wall insulation | Efficient | 0 | Conventional | BldgEnv | Com - Office (Large) | Com | RET and NEW | 0 | 1000 sqft2 of floor space | sq ft wall insulation | 20 | DEER:HVAC_Duct_Sealing | -0.24769 | -0.00096923 | -0.13785 | Workpaper PGECOBLD106 R2, 2019 PGT Study | 0.32991 | 2014 | 0 | 0.81 | 2014 | 0 | 0 | Itron MCS Version 1.7 Volume I | Com Wall Insulation - Cold ¦ SCG ¦ Cold | Com Wall Insulation - Cold | 311.5939 | 0.1 | 0.12272 | Copied SCE | 0.48085 | 2032 | 0.6
COM-BLDGENV-12.30 | Com ¦ Com Wall Insulation (R14) - Cold ¦ SCG ¦ Cold | Com ¦ Com Wall Insulation (R14) - Cold | SCG ¦ Cold | SCG | All | Electric & Gas | Efficient level R14 com wall insulation | Efficient | 0 | Conventional | BldgEnv | Com - Office (Small) | Com | RET and NEW | 0 | 1000 sqft2 of floor space | sq ft wall insulation | 20 | DEER:HVAC_Duct_Sealing | -0.24769 | -0.00096923 | -0.13785 | Workpaper PGECOBLD106 R2, 2019 PGT Study | 0.32991 | 2014 | 0 | 0.81 | 2014 | 0 | 0 | Itron MCS Version 1.7 Volume I | Com Wall Insulation - Cold ¦ SCG ¦ Cold | Com Wall Insulation - Cold | 311.5939 | 0.1 | 0.071009 | Copied SCE | 0.14139 | 2032 | 0.6
COM-BLDGENV-12.31 | Com ¦ Com Wall Insulation (R14) - Cold ¦ SCG ¦ Cold | Com ¦ Com Wall Insulation (R14) - Cold | SCG ¦ Cold | SCG | All | Electric & Gas | Efficient level R14 com wall insulation | Efficient | 0 | Conventional | BldgEnv | Com - Other | Com | RET and NEW | 0 | 1000 sqft2 of floor space | sq ft wall insulation | 20 | DEER:HVAC_Duct_Sealing | -0.24769 | -0.00096923 | -0.13785 | Workpaper PGECOBLD106 R2, 2019 PGT Study | 0.32991 | 2014 | 0 | 0.81 | 2014 | 0 | 0 | Itron MCS Version 1.7 Volume I | Com Wall Insulation - Cold ¦ SCG ¦ Cold | Com Wall Insulation - Cold | 124.856 | 0.1 | 0.069661 | Copied SCE | 0.35901 | 2032 | 0.6
COM-BLDGENV-12.32 | Com ¦ Com Wall Insulation (R14) - Cold ¦ SCG ¦ Cold | Com ¦ Com Wall Insulation (R14) - Cold | SCG ¦ Cold | SCG | All | Electric & Gas | Efficient level R14 com wall insulation | Efficient | 0 | Conventional | BldgEnv | Com - Refrig. Warehouse | Com | RET and NEW | 0 | 1000 sqft2 of floor space | sq ft wall insulation | 20 | DEER:HVAC_Duct_Sealing | -0.45231 | -0.00096923 | -0.54708 | Workpaper PGECOBLD106 R2, 2019 PGT Study | 0.32991 | 2014 | 0 | 0.81 | 2014 | 0 | 0 | Itron MCS Version 1.7 Volume I | Com Wall Insulation - Cold ¦ SCG ¦ Cold | Com Wall Insulation - Cold | 330.2634 | 0.1 | 0.0085335 | Copied SCE | 0.41026 | 2032 | 0.6
COM-BLDGENV-12.33 | Com ¦ Com Wall Insulation (R14) - Cold ¦ SCG ¦ Cold | Com ¦ Com Wall Insulation (R14) - Cold | SCG ¦ Cold | SCG | All | Electric & Gas | Efficient level R14 com wall insulation | Efficient | 0 | Conventional | BldgEnv | Com - Restaurant | Com | RET and NEW | 0 | 1000 sqft2 of floor space | sq ft wall insulation | 20 | DEER:HVAC_Duct_Sealing | -0.24769 | -0.00096923 | -0.13785 | Workpaper PGECOBLD106 R2, 2019 PGT Study | 0.32991 | 2014 | 0 | 0.81 | 2014 | 0 | 0 | Itron MCS Version 1.7 Volume I | Com Wall Insulation - Cold ¦ SCG ¦ Cold | Com Wall Insulation - Cold | 398.1232 | 0.1 | 0.15621 | Copied SCE | 0.040361 | 2032 | 0.6
COM-BLDGENV-12.34 | Com ¦ Com Wall Insulation (R14) - Cold ¦ SCG ¦ Cold | Com ¦ Com Wall Insulation (R14) - Cold | SCG ¦ Cold | SCG | All | Electric & Gas | Efficient level R14 com wall insulation | Efficient | 0 | Conventional | BldgEnv | Com - Retail | Com | RET and NEW | 0 | 1000 sqft2 of floor space | sq ft wall insulation | 20 | DEER:HVAC_Duct_Sealing | -0.24769 | -0.00096923 | -0.13785 | Workpaper PGECOBLD106 R2, 2019 PGT Study | 0.32991 | 2014 | 0 | 0.81 | 2014 | 0 | 0 | Itron MCS Version 1.7 Volume I | Com Wall Insulation - Cold ¦ SCG ¦ Cold | Com Wall Insulation - Cold | 282.923 | 0.1 | 0.06495 | Copied SCE | 20.7141 | 2032 | 0.6
COM-BLDGENV-12.35 | Com ¦ Com Wall Insulation (R14) - Cold ¦ SCG ¦ Cold | Com ¦ Com Wall Insulation (R14) - Cold | SCG ¦ Cold | SCG | All | Electric & Gas | Efficient level R14 com wall insulation | Efficient | 0 | Conventional | BldgEnv | Com - School | Com | RET and NEW | 0 | 1000 sqft2 of floor space | sq ft wall insulation | 20 | DEER:HVAC_Duct_Sealing | -0.24769 | -0.00096923 | -0.13785 | Workpaper PGECOBLD106 R2, 2019 PGT Study | 0.32991 | 2014 | 0 | 0.81 | 2014 | 0 | 0 | Itron MCS Version 1.7 Volume I | Com Wall Insulation - Cold ¦ SCG ¦ Cold | Com Wall Insulation - Cold | 205.2174 | 0.1 | 0.11265 | Copied SCE | 0.12904 | 2032 | 0.6
COM-BLDGENV-12.36 | Com ¦ Com Wall Insulation (R14) - Cold ¦ SCG ¦ Cold | Com ¦ Com Wall Insulation (R14) - Cold | SCG ¦ Cold | SCG | All | Electric & Gas | Efficient level R14 com wall insulation | Efficient | 0 | Conventional | BldgEnv | Com - Warehouse | Com | RET and NEW | 0 | 1000 sqft2 of floor space | sq ft wall insulation | 20 | DEER:HVAC_Duct_Sealing | -0.45231 | -0.00096923 | -0.54708 | Workpaper PGECOBLD106 R2, 2019 PGT Study | 0.32991 | 2014 | 0 | 0.81 | 2014 | 0 | 0 | Itron MCS Version 1.7 Volume I | Com Wall Insulation - Cold ¦ SCG ¦ Cold | Com Wall Insulation - Cold | 330.2634 | 0.1 | 0.028814 | Copied SCE | 4.223 | 2032 | 0.6
COM-BLDGENV-10.1 | Com ¦ Com Wall Insulation (R0) - Marine ¦ SDG&E ¦ Marine | Com ¦ Com Wall Insulation (R0) - Marine | SDG&E ¦ Marine | SDG&E | All | Electric & Gas | None or minimal existing com wall insulation | Average Existing | 0 | Conventional | BldgEnv | Com - College | Com | RET Only | 0 | 1000 sqft2 of floor space | sq ft wall insulation | 20 | DEER:HVAC_Duct_Sealing | 0 | 0 | 0 | Workpaper PGECOBLD106 R2, 2019 PGT Study | 0 | 2014 | 0 | 0 | 2014 | 0 | 0 | Itron MCS Version 1.7 Volume I | Com Wall Insulation - Marine ¦ SDG&E ¦ Marine | Com Wall Insulation - Marine | 124.8695 | 0.1 | 0.999 | CBSA 2014 | 0 | 2012 | 0.6
COM-BLDGENV-10.2 | Com ¦ Com Wall Insulation (R0) - Marine ¦ SDG&E ¦ Marine | Com ¦ Com Wall Insulation (R0) - Marine | SDG&E ¦ Marine | SDG&E | All | Electric & Gas | None or minimal existing com wall insulation | Average Existing | 0 | Conventional | BldgEnv | Com - Grocery | Com | RET Only | 0 | 1000 sqft2 of floor space | sq ft wall insulation | 20 | DEER:HVAC_Duct_Sealing | 0 | 0 | 0 | Workpaper PGECOBLD106 R2, 2019 PGT Study | 0 | 2014 | 0 | 0 | 2014 | 0 | 0 | Itron MCS Version 1.7 Volume I | Com Wall Insulation - Marine ¦ SDG&E ¦ Marine | Com Wall Insulation - Marine | 222.8231 | 0.1 | 0.31899 | CBSA 2014 | 0 | 2012 | 0.6
COM-BLDGENV-10.3 | Com ¦ Com Wall Insulation (R0) - Marine ¦ SDG&E ¦ Marine | Com ¦ Com Wall Insulation (R0) - Marine | SDG&E ¦ Marine | SDG&E | All | Electric & Gas | None or minimal existing com wall insulation | Average Existing | 0 | Conventional | BldgEnv | Com - Health | Com | RET Only | 0 | 1000 sqft2 of floor space | sq ft wall insulation | 20 | DEER:HVAC_Duct_Sealing | 0 | 0 | 0 | Workpaper PGECOBLD106 R2, 2019 PGT Study | 0 | 2014 | 0 | 0 | 2014 | 0 | 0 | Itron MCS Version 1.7 Volume I | Com Wall Insulation - Marine ¦ SDG&E ¦ Marine | Com Wall Insulation - Marine | 189.5968 | 0.1 | 0.37888 | CBSA 2014 | 0 | 2012 | 0.6
COM-BLDGENV-10.4 | Com ¦ Com Wall Insulation (R0) - Marine ¦ SDG&E ¦ Marine | Com ¦ Com Wall Insulation (R0) - Marine | SDG&E ¦ Marine | SDG&E | All | Electric & Gas | None or minimal existing com wall insulation | Average Existing | 0 | Conventional | BldgEnv | Com - Lodging | Com | RET Only | 0 | 1000 sqft2 of floor space | sq ft wall insulation | 20 | DEER:HVAC_Duct_Sealing | 0 | 0 | 0 | Workpaper PGECOBLD106 R2, 2019 PGT Study | 0 | 2014 | 0 | 0 | 2014 | 0 | 0 | Itron MCS Version 1.7 Volume I | Com Wall Insulation - Marine ¦ SDG&E ¦ Marine | Com Wall Insulation - Marine | 141.2914 | 0.1 | 0.999 | CBSA 2014 | 0 | 2012 | 0.6
COM-BLDGENV-10.5 | Com ¦ Com Wall Insulation (R0) - Marine ¦ SDG&E ¦ Marine | Com ¦ Com Wall Insulation (R0) - Marine | SDG&E ¦ Marine | SDG&E | All | Electric & Gas | None or minimal existing com wall insulation | Average Existing | 0 | Conventional | BldgEnv | Com - Office (Large) | Com | RET Only | 0 | 1000 sqft2 of floor space | sq ft wall insulation | 20 | DEER:HVAC_Duct_Sealing | 0 | 0 | 0 | Workpaper PGECOBLD106 R2, 2019 PGT Study | 0 | 2014 | 0 | 0 | 2014 | 0 | 0 | Itron MCS Version 1.7 Volume I | Com Wall Insulation - Marine ¦ SDG&E ¦ Marine | Com Wall Insulation - Marine | 189.5968 | 0.1 | 0.45167 | CBSA 2014 | 0 | 2012 | 0.6
COM-BLDGENV-10.6 | Com ¦ Com Wall Insulation (R0) - Marine ¦ SDG&E ¦ Marine | Com ¦ Com Wall Insulation (R0) - Marine | SDG&E ¦ Marine | SDG&E | All | Electric & Gas | None or minimal existing com wall insulation | Average Existing | 0 | Conventional | BldgEnv | Com - Office (Small) | Com | RET Only | 0 | 1000 sqft2 of floor space | sq ft wall insulation | 20 | DEER:HVAC_Duct_Sealing | 0 | 0 | 0 | Workpaper PGECOBLD106 R2, 2019 PGT Study | 0 | 2014 | 0 | 0 | 2014 | 0 | 0 | Itron MCS Version 1.7 Volume I | Com Wall Insulation - Marine ¦ SDG&E ¦ Marine | Com Wall Insulation - Marine | 189.5968 | 0.1 | 0.43365 | CBSA 2014 | 0 | 2012 | 0.6
COM-BLDGENV-10.7 | Com ¦ Com Wall Insulation (R0) - Marine ¦ SDG&E ¦ Marine | Com ¦ Com Wall Insulation (R0) - Marine | SDG&E ¦ Marine | SDG&E | All | Electric & Gas | None or minimal existing com wall insulation | Average Existing | 0 | Conventional | BldgEnv | Com - Other | Com | RET Only | 0 | 1000 sqft2 of floor space | sq ft wall insulation | 20 | DEER:HVAC_Duct_Sealing | 0 | 0 | 0 | Workpaper PGECOBLD106 R2, 2019 PGT Study | 0 | 2014 | 0 | 0 | 2014 | 0 | 0 | Itron MCS Version 1.7 Volume I | Com Wall Insulation - Marine ¦ SDG&E ¦ Marine | Com Wall Insulation - Marine | 75.9716 | 0.1 | 0.70041 | CBSA 2014 | 0 | 2012 | 0.6
COM-BLDGENV-10.8 | Com ¦ Com Wall Insulation (R0) - Marine ¦ SDG&E ¦ Marine | Com ¦ Com Wall Insulation (R0) - Marine | SDG&E ¦ Marine | SDG&E | All | Electric & Gas | None or minimal existing com wall insulation | Average Existing | 0 | Conventional | BldgEnv | Com - Refrig. Warehouse | Com | RET Only | 0 | 1000 sqft2 of floor space | sq ft wall insulation | 20 | DEER:HVAC_Duct_Sealing | 0 | 0 | 0 | Workpaper PGECOBLD106 R2, 2019 PGT Study | 0 | 2014 | 0 | 0 | 2014 | 0 | 0 | Itron MCS Version 1.7 Volume I | Com Wall Insulation - Marine ¦ SDG&E ¦ Marine | Com Wall Insulation - Marine | 200.9567 | 0.1 | 0.84961 | CBSA 2014 | 0 | 2012 | 0.6
COM-BLDGENV-10.9 | Com ¦ Com Wall Insulation (R0) - Marine ¦ SDG&E ¦ Marine | Com ¦ Com Wall Insulation (R0) - Marine | SDG&E ¦ Marine | SDG&E | All | Electric & Gas | None or minimal existing com wall insulation | Average Existing | 0 | Conventional | BldgEnv | Com - Restaurant | Com | RET Only | 0 | 1000 sqft2 of floor space | sq ft wall insulation | 20 | DEER:HVAC_Duct_Sealing | 0 | 0 | 0 | Workpaper PGECOBLD106 R2, 2019 PGT Study | 0 | 2014 | 0 | 0 | 2014 | 0 | 0 | Itron MCS Version 1.7 Volume I | Com Wall Insulation - Marine ¦ SDG&E ¦ Marine | Com Wall Insulation - Marine | 242.2476 | 0.1 | 0.5014 | CBSA 2014 | 0 | 2012 | 0.6
COM-BLDGENV-10.10 | Com ¦ Com Wall Insulation (R0) - Marine ¦ SDG&E ¦ Marine | Com ¦ Com Wall Insulation (R0) - Marine | SDG&E ¦ Marine | SDG&E | All | Electric & Gas | None or minimal existing com wall insulation | Average Existing | 0 | Conventional | BldgEnv | Com - Retail | Com | RET Only | 0 | 1000 sqft2 of floor space | sq ft wall insulation | 20 | DEER:HVAC_Duct_Sealing | 0 | 0 | 0 | Workpaper PGECOBLD106 R2, 2019 PGT Study | 0 | 2014 | 0 | 0 | 2014 | 0 | 0 | Itron MCS Version 1.7 Volume I | Com Wall Insulation - Marine ¦ SDG&E ¦ Marine | Com Wall Insulation - Marine | 172.1513 | 0.1 | 0.59727 | CBSA 2014 | 0 | 2012 | 0.6
COM-BLDGENV-10.11 | Com ¦ Com Wall Insulation (R0) - Marine ¦ SDG&E ¦ Marine | Com ¦ Com Wall Insulation (R0) - Marine | SDG&E ¦ Marine | SDG&E | All | Electric & Gas | None or minimal existing com wall insulation | Average Existing | 0 | Conventional | BldgEnv | Com - School | Com | RET Only | 0 | 1000 sqft2 of floor space | sq ft wall insulation | 20 | DEER:HVAC_Duct_Sealing | 0 | 0 | 0 | Workpaper PGECOBLD106 R2, 2019 PGT Study | 0 | 2014 | 0 | 0 | 2014 | 0 | 0 | Itron MCS Version 1.7 Volume I | Com Wall Insulation - Marine ¦ SDG&E ¦ Marine | Com Wall Insulation - Marine | 124.8695 | 0.1 | 0.77162 | CBSA 2014 | 0 | 2012 | 0.6
COM-BLDGENV-10.12 | Com ¦ Com Wall Insulation (R0) - Marine ¦ SDG&E ¦ Marine | Com ¦ Com Wall Insulation (R0) - Marine | SDG&E ¦ Marine | SDG&E | All | Electric & Gas | None or minimal existing com wall insulation | Average Existing | 0 | Conventional | BldgEnv | Com - Warehouse | Com | RET Only | 0 | 1000 sqft2 of floor space | sq ft wall insulation | 20 | DEER:HVAC_Duct_Sealing | 0 | 0 | 0 | Workpaper PGECOBLD106 R2, 2019 PGT Study | 0 | 2014 | 0 | 0 | 2014 | 0 | 0 | Itron MCS Version 1.7 Volume I | Com Wall Insulation - Marine ¦ SDG&E ¦ Marine | Com Wall Insulation - Marine | 200.9567 | 0.1 | 0.70072 | CBSA 2014 | 0 | 2012 | 0.6
COM-BLDGENV-10.13 | Com ¦ Com Wall Insulation (R0) - Hot-Dry ¦ SDG&E ¦ Hot-Dry | Com ¦ Com Wall Insulation (R0) - Hot-Dry | SDG&E ¦ Hot-Dry | SDG&E | All | Electric & Gas | None or minimal existing com wall insulation | Average Existing | 0 | Conventional | BldgEnv | Com - College | Com | RET Only | 0 | 1000 sqft2 of floor space | sq ft wall insulation | 20 | DEER:HVAC_Duct_Sealing | 0 | 0 | 0 | Workpaper PGECOBLD106 R2, 2019 PGT Study | 0 | 2014 | 0 | 0 | 2014 | 0 | 0 | Itron MCS Version 1.7 Volume I | Com Wall Insulation - Hot-Dry ¦ SDG&E ¦ Hot-Dry | Com Wall Insulation - Hot-Dry | 124.8695 | 0.1 | 0.999 | CBSA 2014 | 0 | 2012 | 0.6
COM-BLDGENV-10.14 | Com ¦ Com Wall Insulation (R0) - Hot-Dry ¦ SDG&E ¦ Hot-Dry | Com ¦ Com Wall Insulation (R0) - Hot-Dry | SDG&E ¦ Hot-Dry | SDG&E | All | Electric & Gas | None or minimal existing com wall insulation | Average Existing | 0 | Conventional | BldgEnv | Com - Grocery | Com | RET Only | 0 | 1000 sqft2 of floor space | sq ft wall insulation | 20 | DEER:HVAC_Duct_Sealing | 0 | 0 | 0 | Workpaper PGECOBLD106 R2, 2019 PGT Study | 0 | 2014 | 0 | 0 | 2014 | 0 | 0 | Itron MCS Version 1.7 Volume I | Com Wall Insulation - Hot-Dry ¦ SDG&E ¦ Hot-Dry | Com Wall Insulation - Hot-Dry | 222.8231 | 0.1 | 0.31899 | CBSA 2014 | 0 | 2012 | 0.6
COM-BLDGENV-10.15 | Com ¦ Com Wall Insulation (R0) - Hot-Dry ¦ SDG&E ¦ Hot-Dry | Com ¦ Com Wall Insulation (R0) - Hot-Dry | SDG&E ¦ Hot-Dry | SDG&E | All | Electric & Gas | None or minimal existing com wall insulation | Average Existing | 0 | Conventional | BldgEnv | Com - Health | Com | RET Only | 0 | 1000 sqft2 of floor space | sq ft wall insulation | 20 | DEER:HVAC_Duct_Sealing | 0 | 0 | 0 | Workpaper PGECOBLD106 R2, 2019 PGT Study | 0 | 2014 | 0 | 0 | 2014 | 0 | 0 | Itron MCS Version 1.7 Volume I | Com Wall Insulation - Hot-Dry ¦ SDG&E ¦ Hot-Dry | Com Wall Insulation - Hot-Dry | 189.5968 | 0.1 | 0.37888 | CBSA 2014 | 0 | 2012 | 0.6
COM-BLDGENV-10.16 | Com ¦ Com Wall Insulation (R0) - Hot-Dry ¦ SDG&E ¦ Hot-Dry | Com ¦ Com Wall Insulation (R0) - Hot-Dry | SDG&E ¦ Hot-Dry | SDG&E | All | Electric & Gas | None or minimal existing com wall insulation | Average Existing | 0 | Conventional | BldgEnv | Com - Lodging | Com | RET Only | 0 | 1000 sqft2 of floor space | sq ft wall insulation | 20 | DEER:HVAC_Duct_Sealing | 0 | 0 | 0 | Workpaper PGECOBLD106 R2, 2019 PGT Study | 0 | 2014 | 0 | 0 | 2014 | 0 | 0 | Itron MCS Version 1.7 Volume I | Com Wall Insulation - Hot-Dry ¦ SDG&E ¦ Hot-Dry | Com Wall Insulation - Hot-Dry | 141.2914 | 0.1 | 0.999 | CBSA 2014 | 0 | 2012 | 0.6
COM-BLDGENV-10.17 | Com ¦ Com Wall Insulation (R0) - Hot-Dry ¦ SDG&E ¦ Hot-Dry | Com ¦ Com Wall Insulation (R0) - Hot-Dry | SDG&E ¦ Hot-Dry | SDG&E | All | Electric & Gas | None or minimal existing com wall insulation | Average Existing | 0 | Conventional | BldgEnv | Com - Office (Large) | Com | RET Only | 0 | 1000 sqft2 of floor space | sq ft wall insulation | 20 | DEER:HVAC_Duct_Sealing | 0 | 0 | 0 | Workpaper PGECOBLD106 R2, 2019 PGT Study | 0 | 2014 | 0 | 0 | 2014 | 0 | 0 | Itron MCS Version 1.7 Volume I | Com Wall Insulation - Hot-Dry ¦ SDG&E ¦ Hot-Dry | Com Wall Insulation - Hot-Dry | 189.5968 | 0.1 | 0.45167 | CBSA 2014 | 0 | 2012 | 0.6
COM-BLDGENV-10.18 | Com ¦ Com Wall Insulation (R0) - Hot-Dry ¦ SDG&E ¦ Hot-Dry | Com ¦ Com Wall Insulation (R0) - Hot-Dry | SDG&E ¦ Hot-Dry | SDG&E | All | Electric & Gas | None or minimal existing com wall insulation | Average Existing | 0 | Conventional | BldgEnv | Com - Office (Small) | Com | RET Only | 0 | 1000 sqft2 of floor space | sq ft wall insulation | 20 | DEER:HVAC_Duct_Sealing | 0 | 0 | 0 | Workpaper PGECOBLD106 R2, 2019 PGT Study | 0 | 2014 | 0 | 0 | 2014 | 0 | 0 | Itron MCS Version 1.7 Volume I | Com Wall Insulation - Hot-Dry ¦ SDG&E ¦ Hot-Dry | Com Wall Insulation - Hot-Dry | 189.5968 | 0.1 | 0.43365 | CBSA 2014 | 0 | 2012 | 0.6
COM-BLDGENV-10.19 | Com ¦ Com Wall Insulation (R0) - Hot-Dry ¦ SDG&E ¦ Hot-Dry | Com ¦ Com Wall Insulation (R0) - Hot-Dry | SDG&E ¦ Hot-Dry | SDG&E | All | Electric & Gas | None or minimal existing com wall insulation | Average Existing | 0 | Conventional | BldgEnv | Com - Other | Com | RET Only | 0 | 1000 sqft2 of floor space | sq ft wall insulation | 20 | DEER:HVAC_Duct_Sealing | 0 | 0 | 0 | Workpaper PGECOBLD106 R2, 2019 PGT Study | 0 | 2014 | 0 | 0 | 2014 | 0 | 0 | Itron MCS Version 1.7 Volume I | Com Wall Insulation - Hot-Dry ¦ SDG&E ¦ Hot-Dry | Com Wall Insulation - Hot-Dry | 75.9716 | 0.1 | 0.70041 | CBSA 2014 | 0 | 2012 | 0.6
COM-BLDGENV-10.20 | Com ¦ Com Wall Insulation (R0) - Hot-Dry ¦ SDG&E ¦ Hot-Dry | Com ¦ Com Wall Insulation (R0) - Hot-Dry | SDG&E ¦ Hot-Dry | SDG&E | All | Electric & Gas | None or minimal existing com wall insulation | Average Existing | 0 | Conventional | BldgEnv | Com - Refrig. Warehouse | Com | RET Only | 0 | 1000 sqft2 of floor space | sq ft wall insulation | 20 | DEER:HVAC_Duct_Sealing | 0 | 0 | 0 | Workpaper PGECOBLD106 R2, 2019 PGT Study | 0 | 2014 | 0 | 0 | 2014 | 0 | 0 | Itron MCS Version 1.7 Volume I | Com Wall Insulation - Hot-Dry ¦ SDG&E ¦ Hot-Dry | Com Wall Insulation - Hot-Dry | 200.9567 | 0.1 | 0.84961 | CBSA 2014 | 0 | 2012 | 0.6
COM-BLDGENV-10.21 | Com ¦ Com Wall Insulation (R0) - Hot-Dry ¦ SDG&E ¦ Hot-Dry | Com ¦ Com Wall Insulation (R0) - Hot-Dry | SDG&E ¦ Hot-Dry | SDG&E | All | Electric & Gas | None or minimal existing com wall insulation | Average Existing | 0 | Conventional | BldgEnv | Com - Restaurant | Com | RET Only | 0 | 1000 sqft2 of floor space | sq ft wall insulation | 20 | DEER:HVAC_Duct_Sealing | 0 | 0 | 0 | Workpaper PGECOBLD106 R2, 2019 PGT Study | 0 | 2014 | 0 | 0 | 2014 | 0 | 0 | Itron MCS Version 1.7 Volume I | Com Wall Insulation - Hot-Dry ¦ SDG&E ¦ Hot-Dry | Com Wall Insulation - Hot-Dry | 242.2476 | 0.1 | 0.5014 | CBSA 2014 | 0 | 2012 | 0.6
COM-BLDGENV-10.22 | Com ¦ Com Wall Insulation (R0) - Hot-Dry ¦ SDG&E ¦ Hot-Dry | Com ¦ Com Wall Insulation (R0) - Hot-Dry | SDG&E ¦ Hot-Dry | SDG&E | All | Electric & Gas | None or minimal existing com wall insulation | Average Existing | 0 | Conventional | BldgEnv | Com - Retail | Com | RET Only | 0 | 1000 sqft2 of floor space | sq ft wall insulation | 20 | DEER:HVAC_Duct_Sealing | 0 | 0 | 0 | Workpaper PGECOBLD106 R2, 2019 PGT Study | 0 | 2014 | 0 | 0 | 2014 | 0 | 0 | Itron MCS Version 1.7 Volume I | Com Wall Insulation - Hot-Dry ¦ SDG&E ¦ Hot-Dry | Com Wall Insulation - Hot-Dry | 172.1513 | 0.1 | 0.59727 | CBSA 2014 | 0 | 2012 | 0.6
COM-BLDGENV-10.23 | Com ¦ Com Wall Insulation (R0) - Hot-Dry ¦ SDG&E ¦ Hot-Dry | Com ¦ Com Wall Insulation (R0) - Hot-Dry | SDG&E ¦ Hot-Dry | SDG&E | All | Electric & Gas | None or minimal existing com wall insulation | Average Existing | 0 | Conventional | BldgEnv | Com - School | Com | RET Only | 0 | 1000 sqft2 of floor space | sq ft wall insulation | 20 | DEER:HVAC_Duct_Sealing | 0 | 0 | 0 | Workpaper PGECOBLD106 R2, 2019 PGT Study | 0 | 2014 | 0 | 0 | 2014 | 0 | 0 | Itron MCS Version 1.7 Volume I | Com Wall Insulation - Hot-Dry ¦ SDG&E ¦ Hot-Dry | Com Wall Insulation - Hot-Dry | 124.8695 | 0.1 | 0.77162 | CBSA 2014 | 0 | 2012 | 0.6
COM-BLDGENV-10.24 | Com ¦ Com Wall Insulation (R0) - Hot-Dry ¦ SDG&E ¦ Hot-Dry | Com ¦ Com Wall Insulation (R0) - Hot-Dry | SDG&E ¦ Hot-Dry | SDG&E | All | Electric & Gas | None or minimal existing com wall insulation | Average Existing | 0 | Conventional | BldgEnv | Com - Warehouse | Com | RET Only | 0 | 1000 sqft2 of floor space | sq ft wall insulation | 20 | DEER:HVAC_Duct_Sealing | 0 | 0 | 0 | Workpaper PGECOBLD106 R2, 2019 PGT Study | 0 | 2014 | 0 | 0 | 2014 | 0 | 0 | Itron MCS Version 1.7 Volume I | Com Wall Insulation - Hot-Dry ¦ SDG&E ¦ Hot-Dry | Com Wall Insulation - Hot-Dry | 200.9567 | 0.1 | 0.70072 | CBSA 2014 | 0 | 2012 | 0.6
COM-BLDGENV-11.1 | Com ¦ Com Wall Insulation (R13) - Marine ¦ SDG&E ¦ Marine | Com ¦ Com Wall Insulation (R13) - Marine | SDG&E ¦ Marine | SDG&E | All | Electric & Gas | Code level R13 com wall insulation | Code | 0 | Conventional | BldgEnv | Com - College | Com | RET and NEW | 0 | 1000 sqft2 of floor space | sq ft wall insulation | 20 | DEER:HVAC_Duct_Sealing | -0.11389 | -0.00025937 | -0.265 | Workpaper PGECOBLD106 R2, 2019 PGT Study | 0.30635 | 2014 | 0 | 0.81 | 2014 | 0 | 0 | Itron MCS Version 1.7 Volume I | Com Wall Insulation - Marine ¦ SDG&E ¦ Marine | Com Wall Insulation - Marine | 124.8695 | 0.1 | 0.001 | CBSA 2014 | 0.15683 | 2012 | 0.6
COM-BLDGENV-11.2 | Com ¦ Com Wall Insulation (R13) - Marine ¦ SDG&E ¦ Marine | Com ¦ Com Wall Insulation (R13) - Marine | SDG&E ¦ Marine | SDG&E | All | Electric & Gas | Code level R13 com wall insulation | Code | 0 | Conventional | BldgEnv | Com - Grocery | Com | RET and NEW | 0 | 1000 sqft2 of floor space | sq ft wall insulation | 20 | DEER:HVAC_Duct_Sealing | -0.11389 | -0.00025937 | -0.274 | Workpaper PGECOBLD106 R2, 2019 PGT Study | 0.30635 | 2014 | 0 | 0.81 | 2014 | 0 | 0 | Itron MCS Version 1.7 Volume I | Com Wall Insulation - Marine ¦ SDG&E ¦ Marine | Com Wall Insulation - Marine | 222.8231 | 0.1 | 0.47671 | CBSA 2014 | 0.57881 | 2012 | 0.6
COM-BLDGENV-11.3 | Com ¦ Com Wall Insulation (R13) - Marine ¦ SDG&E ¦ Marine | Com ¦ Com Wall Insulation (R13) - Marine | SDG&E ¦ Marine | SDG&E | All | Electric & Gas | Code level R13 com wall insulation | Code | 0 | Conventional | BldgEnv | Com - Health | Com | RET and NEW | 0 | 1000 sqft2 of floor space | sq ft wall insulation | 20 | DEER:HVAC_Duct_Sealing | -0.1577 | -0.00025546 | -0.508 | Workpaper PGECOBLD106 R2, 2019 PGT Study | 0.30635 | 2014 | 0 | 0.81 | 2014 | 0 | 0 | Itron MCS Version 1.7 Volume I | Com Wall Insulation - Marine ¦ SDG&E ¦ Marine | Com Wall Insulation - Marine | 189.5968 | 0.1 | 0.43478 | CBSA 2014 | 1.2019 | 2012 | 0.6
COM-BLDGENV-11.4 | Com ¦ Com Wall Insulation (R13) - Marine ¦ SDG&E ¦ Marine | Com ¦ Com Wall Insulation (R13) - Marine | SDG&E ¦ Marine | SDG&E | All | Electric & Gas | Code level R13 com wall insulation | Code | 0 | Conventional | BldgEnv | Com - Lodging | Com | RET and NEW | 0 | 1000 sqft2 of floor space | sq ft wall insulation | 20 | DEER:HVAC_Duct_Sealing | -0.21056 | -0.00025073 | -0.11983 | Workpaper PGECOBLD106 R2, 2019 PGT Study | 0.30635 | 2014 | 0 | 0.81 | 2014 | 0 | 0 | Itron MCS Version 1.7 Volume I | Com Wall Insulation - Marine ¦ SDG&E ¦ Marine | Com Wall Insulation - Marine | 141.2914 | 0.1 | 0.001 | CBSA 2014 | 0.92423 | 2012 | 0.6
COM-BLDGENV-11.5 | Com ¦ Com Wall Insulation (R13) - Marine ¦ SDG&E ¦ Marine | Com ¦ Com Wall Insulation (R13) - Marine | SDG&E ¦ Marine | SDG&E | All | Electric & Gas | Code level R13 com wall insulation | Code | 0 | Conventional | BldgEnv | Com - Office (Large) | Com | RET and NEW | 0 | 1000 sqft2 of floor space | sq ft wall insulation | 20 | DEER:HVAC_Duct_Sealing | -0.11389 | -0.00025937 | -0.11983 | Workpaper PGECOBLD106 R2, 2019 PGT Study | 0.30635 | 2014 | 0 | 0.81 | 2014 | 0 | 0 | Itron MCS Version 1.7 Volume I | Com Wall Insulation - Marine ¦ SDG&E ¦ Marine | Com Wall Insulation - Marine | 189.5968 | 0.1 | 0.38383 | CBSA 2014 | 0.41643 | 2012 | 0.6
COM-BLDGENV-11.6 | Com ¦ Com Wall Insulation (R13) - Marine ¦ SDG&E ¦ Marine | Com ¦ Com Wall Insulation (R13) - Marine | SDG&E ¦ Marine | SDG&E | All | Electric & Gas | Code level R13 com wall insulation | Code | 0 | Conventional | BldgEnv | Com - Office (Small) | Com | RET and NEW | 0 | 1000 sqft2 of floor space | sq ft wall insulation | 20 | DEER:HVAC_Duct_Sealing | -0.11389 | -0.00025937 | -0.11983 | Workpaper PGECOBLD106 R2, 2019 PGT Study | 0.30635 | 2014 | 0 | 0.81 | 2014 | 0 | 0 | Itron MCS Version 1.7 Volume I | Com Wall Insulation - Marine ¦ SDG&E ¦ Marine | Com Wall Insulation - Marine | 189.5968 | 0.1 | 0.39645 | CBSA 2014 | 0.12027 | 2012 | 0.6
COM-BLDGENV-11.7 | Com ¦ Com Wall Insulation (R13) - Marine ¦ SDG&E ¦ Marine | Com ¦ Com Wall Insulation (R13) - Marine | SDG&E ¦ Marine | SDG&E | All | Electric & Gas | Code level R13 com wall insulation | Code | 0 | Conventional | BldgEnv | Com - Other | Com | RET and NEW | 0 | 1000 sqft2 of floor space | sq ft wall insulation | 20 | DEER:HVAC_Duct_Sealing | -0.11394 | -0.00025937 | -0.11983 | Workpaper PGECOBLD106 R2, 2019 PGT Study | 0.30635 | 2014 | 0 | 0.81 | 2014 | 0 | 0 | Itron MCS Version 1.7 Volume I | Com Wall Insulation - Marine ¦ SDG&E ¦ Marine | Com Wall Insulation - Marine | 75.9716 | 0.1 | 0.20971 | CBSA 2014 | 0.30616 | 2012 | 0.6
COM-BLDGENV-11.8 | Com ¦ Com Wall Insulation (R13) - Marine ¦ SDG&E ¦ Marine | Com ¦ Com Wall Insulation (R13) - Marine | SDG&E ¦ Marine | SDG&E | All | Electric & Gas | Code level R13 com wall insulation | Code | 0 | Conventional | BldgEnv | Com - Refrig. Warehouse | Com | RET and NEW | 0 | 1000 sqft2 of floor space | sq ft wall insulation | 20 | DEER:HVAC_Duct_Sealing | -0.11389 | -0.00025937 | -0.11983 | Workpaper PGECOBLD106 R2, 2019 PGT Study | 0.30635 | 2014 | 0 | 0.81 | 2014 | 0 | 0 | Itron MCS Version 1.7 Volume I | Com Wall Insulation - Marine ¦ SDG&E ¦ Marine | Com Wall Insulation - Marine | 200.9567 | 0.1 | 0.10527 | CBSA 2014 | 0.090182 | 2012 | 0.6
COM-BLDGENV-11.9 | Com ¦ Com Wall Insulation (R13) - Marine ¦ SDG&E ¦ Marine | Com ¦ Com Wall Insulation (R13) - Marine | SDG&E ¦ Marine | SDG&E | All | Electric & Gas | Code level R13 com wall insulation | Code | 0 | Conventional | BldgEnv | Com - Restaurant | Com | RET and NEW | 0 | 1000 sqft2 of floor space | sq ft wall insulation | 20 | DEER:HVAC_Duct_Sealing | -0.11389 | -0.00025937 | -0.11983 | Workpaper PGECOBLD106 R2, 2019 PGT Study | 0.30635 | 2014 | 0 | 0.81 | 2014 | 0 | 0 | Itron MCS Version 1.7 Volume I | Com Wall Insulation - Marine ¦ SDG&E ¦ Marine | Com Wall Insulation - Marine | 242.2476 | 0.1 | 0.34902 | CBSA 2014 | 0.03302 | 2012 | 0.6
COM-BLDGENV-11.10 | Com ¦ Com Wall Insulation (R13) - Marine ¦ SDG&E ¦ Marine | Com ¦ Com Wall Insulation (R13) - Marine | SDG&E ¦ Marine | SDG&E | All | Electric & Gas | Code level R13 com wall insulation | Code | 0 | Conventional | BldgEnv | Com - Retail | Com | RET and NEW | 0 | 1000 sqft2 of floor space | sq ft wall insulation | 20 | DEER:HVAC_Duct_Sealing | -0.11389 | -0.00025937 | -0.269 | Workpaper PGECOBLD106 R2, 2019 PGT Study | 0.30635 | 2014 | 0 | 0.81 | 2014 | 0 | 0 | Itron MCS Version 1.7 Volume I | Com Wall Insulation - Marine ¦ SDG&E ¦ Marine | Com Wall Insulation - Marine | 172.1513 | 0.1 | 0.28191 | CBSA 2014 | 40.3869 | 2012 | 0.6
COM-BLDGENV-11.11 | Com ¦ Com Wall Insulation (R13) - Marine ¦ SDG&E ¦ Marine | Com ¦ Com Wall Insulation (R13) - Marine | SDG&E ¦ Marine | SDG&E | All | Electric & Gas | Code level R13 com wall insulation | Code | 0 | Conventional | BldgEnv | Com - School | Com | RET and NEW | 0 | 1000 sqft2 of floor space | sq ft wall insulation | 20 | DEER:HVAC_Duct_Sealing | -0.11389 | -0.00025937 | -0.11983 | Workpaper PGECOBLD106 R2, 2019 PGT Study | 0.30635 | 2014 | 0 | 0.81 | 2014 | 0 | 0 | Itron MCS Version 1.7 Volume I | Com Wall Insulation - Marine ¦ SDG&E ¦ Marine | Com Wall Insulation - Marine | 124.8695 | 0.1 | 0.15987 | CBSA 2014 | 0.1066 | 2012 | 0.6
COM-BLDGENV-11.12 | Com ¦ Com Wall Insulation (R13) - Marine ¦ SDG&E ¦ Marine | Com ¦ Com Wall Insulation (R13) - Marine | SDG&E ¦ Marine | SDG&E | All | Electric & Gas | Code level R13 com wall insulation | Code | 0 | Conventional | BldgEnv | Com - Warehouse | Com | RET and NEW | 0 | 1000 sqft2 of floor space | sq ft wall insulation | 20 | DEER:HVAC_Duct_Sealing | -0.12989 | -0.00015467 | -0.11983 | Workpaper PGECOBLD106 R2, 2019 PGT Study | 0.30635 | 2014 | 0 | 0.81 | 2014 | 0 | 0 | Itron MCS Version 1.7 Volume I | Com Wall Insulation - Marine ¦ SDG&E ¦ Marine | Com Wall Insulation - Marine | 200.9567 | 0.1 | 0.20949 | CBSA 2014 | 0.92732 | 2012 | 0.6
COM-BLDGENV-11.13 | Com ¦ Com Wall Insulation (R13) - Hot-Dry ¦ SDG&E ¦ Hot-Dry | Com ¦ Com Wall Insulation (R13) - Hot-Dry | SDG&E ¦ Hot-Dry | SDG&E | All | Electric & Gas | Code level R13 com wall insulation | Code | 0 | Conventional | BldgEnv | Com - College | Com | RET and NEW | 0 | 1000 sqft2 of floor space | sq ft wall insulation | 20 | DEER:HVAC_Duct_Sealing | -0.11389 | -0.00025937 | -0.07 | Workpaper PGECOBLD106 R2, 2019 PGT Study | 0.30635 | 2014 | 0 | 0.81 | 2014 | 0 | 0 | Itron MCS Version 1.7 Volume I | Com Wall Insulation - Hot-Dry ¦ SDG&E ¦ Hot-Dry | Com Wall Insulation - Hot-Dry | 124.8695 | 0.1 | 0.001 | CBSA 2014 | 0.044276 | 2012 | 0.6
COM-BLDGENV-11.14 | Com ¦ Com Wall Insulation (R13) - Hot-Dry ¦ SDG&E ¦ Hot-Dry | Com ¦ Com Wall Insulation (R13) - Hot-Dry | SDG&E ¦ Hot-Dry | SDG&E | All | Electric & Gas | Code level R13 com wall insulation | Code | 0 | Conventional | BldgEnv | Com - Grocery | Com | RET and NEW | 0 | 1000 sqft2 of floor space | sq ft wall insulation | 20 | DEER:HVAC_Duct_Sealing | -0.11389 | -0.00025937 | -0.053 | Workpaper PGECOBLD106 R2, 2019 PGT Study | 0.30635 | 2014 | 0 | 0.81 | 2014 | 0 | 0 | Itron MCS Version 1.7 Volume I | Com Wall Insulation - Hot-Dry ¦ SDG&E ¦ Hot-Dry | Com Wall Insulation - Hot-Dry | 222.8231 | 0.1 | 0.47671 | CBSA 2014 | 0.11398 | 2012 | 0.6
COM-BLDGENV-11.15 | Com ¦ Com Wall Insulation (R13) - Hot-Dry ¦ SDG&E ¦ Hot-Dry | Com ¦ Com Wall Insulation (R13) - Hot-Dry | SDG&E ¦ Hot-Dry | SDG&E | All | Electric & Gas | Code level R13 com wall insulation | Code | 0 | Conventional | BldgEnv | Com - Health | Com | RET and NEW | 0 | 1000 sqft2 of floor space | sq ft wall insulation | 20 | DEER:HVAC_Duct_Sealing | -0.1577 | -0.00025546 | -0.064 | Workpaper PGECOBLD106 R2, 2019 PGT Study | 0.30635 | 2014 | 0 | 0.81 | 2014 | 0 | 0 | Itron MCS Version 1.7 Volume I | Com Wall Insulation - Hot-Dry ¦ SDG&E ¦ Hot-Dry | Com Wall Insulation - Hot-Dry | 189.5968 | 0.1 | 0.43478 | CBSA 2014 | 0.15347 | 2012 | 0.6
COM-BLDGENV-11.16 | Com ¦ Com Wall Insulation (R13) - Hot-Dry ¦ SDG&E ¦ Hot-Dry | Com ¦ Com Wall Insulation (R13) - Hot-Dry | SDG&E ¦ Hot-Dry | SDG&E | All | Electric & Gas | Code level R13 com wall insulation | Code | 0 | Conventional | BldgEnv | Com - Lodging | Com | RET and NEW | 0 | 1000 sqft2 of floor space | sq ft wall insulation | 20 | DEER:HVAC_Duct_Sealing | -0.21056 | -0.00025073 | -0.051 | Workpaper PGECOBLD106 R2, 2019 PGT Study | 0.30635 | 2014 | 0 | 0.81 | 2014 | 0 | 0 | Itron MCS Version 1.7 Volume I | Com Wall Insulation - Hot-Dry ¦ SDG&E ¦ Hot-Dry | Com Wall Insulation - Hot-Dry | 141.2914 | 0.1 | 0.001 | CBSA 2014 | 0.39999 | 2012 | 0.6
COM-BLDGENV-11.17 | Com ¦ Com Wall Insulation (R13) - Hot-Dry ¦ SDG&E ¦ Hot-Dry | Com ¦ Com Wall Insulation (R13) - Hot-Dry | SDG&E ¦ Hot-Dry | SDG&E | All | Electric & Gas | Code level R13 com wall insulation | Code | 0 | Conventional | BldgEnv | Com - Office (Large) | Com | RET and NEW | 0 | 1000 sqft2 of floor space | sq ft wall insulation | 20 | DEER:HVAC_Duct_Sealing | -0.11389 | -0.00025937 | -0.02625 | Workpaper PGECOBLD106 R2, 2019 PGT Study | 0.30635 | 2014 | 0 | 0.81 | 2014 | 0 | 0 | Itron MCS Version 1.7 Volume I | Com Wall Insulation - Hot-Dry ¦ SDG&E ¦ Hot-Dry | Com Wall Insulation - Hot-Dry | 189.5968 | 0.1 | 0.38383 | CBSA 2014 | 0.092613 | 2012 | 0.6
COM-BLDGENV-11.18 | Com ¦ Com Wall Insulation (R13) - Hot-Dry ¦ SDG&E ¦ Hot-Dry | Com ¦ Com Wall Insulation (R13) - Hot-Dry | SDG&E ¦ Hot-Dry | SDG&E | All | Electric & Gas | Code level R13 com wall insulation | Code | 0 | Conventional | BldgEnv | Com - Office (Small) | Com | RET and NEW | 0 | 1000 sqft2 of floor space | sq ft wall insulation | 20 | DEER:HVAC_Duct_Sealing | -0.11389 | -0.00025937 | -0.02625 | Workpaper PGECOBLD106 R2, 2019 PGT Study | 0.30635 | 2014 | 0 | 0.81 | 2014 | 0 | 0 | Itron MCS Version 1.7 Volume I | Com Wall Insulation - Hot-Dry ¦ SDG&E ¦ Hot-Dry | Com Wall Insulation - Hot-Dry | 189.5968 | 0.1 | 0.39645 | CBSA 2014 | 0.028661 | 2012 | 0.6
COM-BLDGENV-11.19 | Com ¦ Com Wall Insulation (R13) - Hot-Dry ¦ SDG&E ¦ Hot-Dry | Com ¦ Com Wall Insulation (R13) - Hot-Dry | SDG&E ¦ Hot-Dry | SDG&E | All | Electric & Gas | Code level R13 com wall insulation | Code | 0 | Conventional | BldgEnv | Com - Other | Com | RET and NEW | 0 | 1000 sqft2 of floor space | sq ft wall insulation | 20 | DEER:HVAC_Duct_Sealing | -0.11394 | -0.00025937 | -0.02625 | Workpaper PGECOBLD106 R2, 2019 PGT Study | 0.30635 | 2014 | 0 | 0.81 | 2014 | 0 | 0 | Itron MCS Version 1.7 Volume I | Com Wall Insulation - Hot-Dry ¦ SDG&E ¦ Hot-Dry | Com Wall Insulation - Hot-Dry | 75.9716 | 0.1 | 0.20971 | CBSA 2014 | 0.072282 | 2012 | 0.6
COM-BLDGENV-11.20 | Com ¦ Com Wall Insulation (R13) - Hot-Dry ¦ SDG&E ¦ Hot-Dry | Com ¦ Com Wall Insulation (R13) - Hot-Dry | SDG&E ¦ Hot-Dry | SDG&E | All | Electric & Gas | Code level R13 com wall insulation | Code | 0 | Conventional | BldgEnv | Com - Refrig. Warehouse | Com | RET and NEW | 0 | 1000 sqft2 of floor space | sq ft wall insulation | 20 | DEER:HVAC_Duct_Sealing | -0.11389 | -0.00025937 | -0.02625 | Workpaper PGECOBLD106 R2, 2019 PGT Study | 0.30635 | 2014 | 0 | 0.81 | 2014 | 0 | 0 | Itron MCS Version 1.7 Volume I | Com Wall Insulation - Hot-Dry ¦ SDG&E ¦ Hot-Dry | Com Wall Insulation - Hot-Dry | 200.9567 | 0.1 | 0.10527 | CBSA 2014 | 0.021663 | 2012 | 0.6
COM-BLDGENV-11.21 | Com ¦ Com Wall Insulation (R13) - Hot-Dry ¦ SDG&E ¦ Hot-Dry | Com ¦ Com Wall Insulation (R13) - Hot-Dry | SDG&E ¦ Hot-Dry | SDG&E | All | Electric & Gas | Code level R13 com wall insulation | Code | 0 | Conventional | BldgEnv | Com - Restaurant | Com | RET and NEW | 0 | 1000 sqft2 of floor space | sq ft wall insulation | 20 | DEER:HVAC_Duct_Sealing | -0.11389 | -0.00025937 | -0.02625 | Workpaper PGECOBLD106 R2, 2019 PGT Study | 0.30635 | 2014 | 0 | 0.81 | 2014 | 0 | 0 | Itron MCS Version 1.7 Volume I | Com Wall Insulation - Hot-Dry ¦ SDG&E ¦ Hot-Dry | Com Wall Insulation - Hot-Dry | 242.2476 | 0.1 | 0.34902 | CBSA 2014 | 0.009046 | 2012 | 0.6
COM-BLDGENV-11.22 | Com ¦ Com Wall Insulation (R13) - Hot-Dry ¦ SDG&E ¦ Hot-Dry | Com ¦ Com Wall Insulation (R13) - Hot-Dry | SDG&E ¦ Hot-Dry | SDG&E | All | Electric & Gas | Code level R13 com wall insulation | Code | 0 | Conventional | BldgEnv | Com - Retail | Com | RET and NEW | 0 | 1000 sqft2 of floor space | sq ft wall insulation | 20 | DEER:HVAC_Duct_Sealing | -0.11389 | -0.00025937 | -0.045 | Workpaper PGECOBLD106 R2, 2019 PGT Study | 0.30635 | 2014 | 0 | 0.81 | 2014 | 0 | 0 | Itron MCS Version 1.7 Volume I | Com Wall Insulation - Hot-Dry ¦ SDG&E ¦ Hot-Dry | Com Wall Insulation - Hot-Dry | 172.1513 | 0.1 | 0.28191 | CBSA 2014 | 6.7653 | 2012 | 0.6
COM-BLDGENV-11.23 | Com ¦ Com Wall Insulation (R13) - Hot-Dry ¦ SDG&E ¦ Hot-Dry | Com ¦ Com Wall Insulation (R13) - Hot-Dry | SDG&E ¦ Hot-Dry | SDG&E | All | Electric & Gas | Code level R13 com wall insulation | Code | 0 | Conventional | BldgEnv | Com - School | Com | RET and NEW | 0 | 1000 sqft2 of floor space | sq ft wall insulation | 20 | DEER:HVAC_Duct_Sealing | -0.11389 | -0.00025937 | -0.02625 | Workpaper PGECOBLD106 R2, 2019 PGT Study | 0.30635 | 2014 | 0 | 0.81 | 2014 | 0 | 0 | Itron MCS Version 1.7 Volume I | Com Wall Insulation - Hot-Dry ¦ SDG&E ¦ Hot-Dry | Com Wall Insulation - Hot-Dry | 124.8695 | 0.1 | 0.15987 | CBSA 2014 | 0.028238 | 2012 | 0.6
COM-BLDGENV-11.24 | Com ¦ Com Wall Insulation (R13) - Hot-Dry ¦ SDG&E ¦ Hot-Dry | Com ¦ Com Wall Insulation (R13) - Hot-Dry | SDG&E ¦ Hot-Dry | SDG&E | All | Electric & Gas | Code level R13 com wall insulation | Code | 0 | Conventional | BldgEnv | Com - Warehouse | Com | RET and NEW | 0 | 1000 sqft2 of floor space | sq ft wall insulation | 20 | DEER:HVAC_Duct_Sealing | -0.12989 | -0.00015467 | -0.02625 | Workpaper PGECOBLD106 R2, 2019 PGT Study | 0.30635 | 2014 | 0 | 0.81 | 2014 | 0 | 0 | Itron MCS Version 1.7 Volume I | Com Wall Insulation - Hot-Dry ¦ SDG&E ¦ Hot-Dry | Com Wall Insulation - Hot-Dry | 200.9567 | 0.1 | 0.20949 | CBSA 2014 | 0.21068 | 2012 | 0.6
COM-BLDGENV-12.1 | Com ¦ Com Wall Insulation (R14) - Marine ¦ SDG&E ¦ Marine | Com ¦ Com Wall Insulation (R14) - Marine | SDG&E ¦ Marine | SDG&E | All | Electric & Gas | Efficient level R14 com wall insulation | Efficient | 0 | Conventional | BldgEnv | Com - College | Com | RET and NEW | 0 | 1000 sqft2 of floor space | sq ft wall insulation | 20 | DEER:HVAC_Duct_Sealing | -0.12265 | -0.00027933 | -0.28538 | Workpaper PGECOBLD106 R2, 2019 PGT Study | 0.32991 | 2014 | 0 | 0.81 | 2014 | 0 | 0 | Itron MCS Version 1.7 Volume I | Com Wall Insulation - Marine ¦ SDG&E ¦ Marine | Com Wall Insulation - Marine | 124.8695 | 0.1 | 0 | CBSA 2014 | 0.1689 | 2032 | 0.6
COM-BLDGENV-12.2 | Com ¦ Com Wall Insulation (R14) - Marine ¦ SDG&E ¦ Marine | Com ¦ Com Wall Insulation (R14) - Marine | SDG&E ¦ Marine | SDG&E | All | Electric & Gas | Efficient level R14 com wall insulation | Efficient | 0 | Conventional | BldgEnv | Com - Grocery | Com | RET and NEW | 0 | 1000 sqft2 of floor space | sq ft wall insulation | 20 | DEER:HVAC_Duct_Sealing | -0.12265 | -0.00027933 | -0.29508 | Workpaper PGECOBLD106 R2, 2019 PGT Study | 0.32991 | 2014 | 0 | 0.81 | 2014 | 0 | 0 | Itron MCS Version 1.7 Volume I | Com Wall Insulation - Marine ¦ SDG&E ¦ Marine | Com Wall Insulation - Marine | 222.8231 | 0.1 | 0.2043 | CBSA 2014 | 0.62334 | 2032 | 0.6
COM-BLDGENV-12.3 | Com ¦ Com Wall Insulation (R14) - Marine ¦ SDG&E ¦ Marine | Com ¦ Com Wall Insulation (R14) - Marine | SDG&E ¦ Marine | SDG&E | All | Electric & Gas | Efficient level R14 com wall insulation | Efficient | 0 | Conventional | BldgEnv | Com - Health | Com | RET and NEW | 0 | 1000 sqft2 of floor space | sq ft wall insulation | 20 | DEER:HVAC_Duct_Sealing | -0.16983 | -0.00027511 | -0.54708 | Workpaper PGECOBLD106 R2, 2019 PGT Study | 0.32991 | 2014 | 0 | 0.81 | 2014 | 0 | 0 | Itron MCS Version 1.7 Volume I | Com Wall Insulation - Marine ¦ SDG&E ¦ Marine | Com Wall Insulation - Marine | 189.5968 | 0.1 | 0.18634 | CBSA 2014 | 1.2944 | 2032 | 0.6
COM-BLDGENV-12.4 | Com ¦ Com Wall Insulation (R14) - Marine ¦ SDG&E ¦ Marine | Com ¦ Com Wall Insulation (R14) - Marine | SDG&E ¦ Marine | SDG&E | All | Electric & Gas | Efficient level R14 com wall insulation | Efficient | 0 | Conventional | BldgEnv | Com - Lodging | Com | RET and NEW | 0 | 1000 sqft2 of floor space | sq ft wall insulation | 20 | DEER:HVAC_Duct_Sealing | -0.22675 | -0.00027002 | -0.12905 | Workpaper PGECOBLD106 R2, 2019 PGT Study | 0.32991 | 2014 | 0 | 0.81 | 2014 | 0 | 0 | Itron MCS Version 1.7 Volume I | Com Wall Insulation - Marine ¦ SDG&E ¦ Marine | Com Wall Insulation - Marine | 141.2914 | 0.1 | 0 | CBSA 2014 | 0.99533 | 2032 | 0.6
COM-BLDGENV-12.5 | Com ¦ Com Wall Insulation (R14) - Marine ¦ SDG&E ¦ Marine | Com ¦ Com Wall Insulation (R14) - Marine | SDG&E ¦ Marine | SDG&E | All | Electric & Gas | Efficient level R14 com wall insulation | Efficient | 0 | Conventional | BldgEnv | Com - Office (Large) | Com | RET and NEW | 0 | 1000 sqft2 of floor space | sq ft wall insulation | 20 | DEER:HVAC_Duct_Sealing | -0.12265 | -0.00027933 | -0.12905 | Workpaper PGECOBLD106 R2, 2019 PGT Study | 0.32991 | 2014 | 0 | 0.81 | 2014 | 0 | 0 | Itron MCS Version 1.7 Volume I | Com Wall Insulation - Marine ¦ SDG&E ¦ Marine | Com Wall Insulation - Marine | 189.5968 | 0.1 | 0.1645 | CBSA 2014 | 0.44846 | 2032 | 0.6
COM-BLDGENV-12.6 | Com ¦ Com Wall Insulation (R14) - Marine ¦ SDG&E ¦ Marine | Com ¦ Com Wall Insulation (R14) - Marine | SDG&E ¦ Marine | SDG&E | All | Electric & Gas | Efficient level R14 com wall insulation | Efficient | 0 | Conventional | BldgEnv | Com - Office (Small) | Com | RET and NEW | 0 | 1000 sqft2 of floor space | sq ft wall insulation | 20 | DEER:HVAC_Duct_Sealing | -0.12265 | -0.00027933 | -0.12905 | Workpaper PGECOBLD106 R2, 2019 PGT Study | 0.32991 | 2014 | 0 | 0.81 | 2014 | 0 | 0 | Itron MCS Version 1.7 Volume I | Com Wall Insulation - Marine ¦ SDG&E ¦ Marine | Com Wall Insulation - Marine | 189.5968 | 0.1 | 0.16991 | CBSA 2014 | 0.12952 | 2032 | 0.6
COM-BLDGENV-12.7 | Com ¦ Com Wall Insulation (R14) - Marine ¦ SDG&E ¦ Marine | Com ¦ Com Wall Insulation (R14) - Marine | SDG&E ¦ Marine | SDG&E | All | Electric & Gas | Efficient level R14 com wall insulation | Efficient | 0 | Conventional | BldgEnv | Com - Other | Com | RET and NEW | 0 | 1000 sqft2 of floor space | sq ft wall insulation | 20 | DEER:HVAC_Duct_Sealing | -0.12271 | -0.00027933 | -0.12905 | Workpaper PGECOBLD106 R2, 2019 PGT Study | 0.32991 | 2014 | 0 | 0.81 | 2014 | 0 | 0 | Itron MCS Version 1.7 Volume I | Com Wall Insulation - Marine ¦ SDG&E ¦ Marine | Com Wall Insulation - Marine | 75.9716 | 0.1 | 0.089876 | CBSA 2014 | 0.32971 | 2032 | 0.6
COM-BLDGENV-12.8 | Com ¦ Com Wall Insulation (R14) - Marine ¦ SDG&E ¦ Marine | Com ¦ Com Wall Insulation (R14) - Marine | SDG&E ¦ Marine | SDG&E | All | Electric & Gas | Efficient level R14 com wall insulation | Efficient | 0 | Conventional | BldgEnv | Com - Refrig. Warehouse | Com | RET and NEW | 0 | 1000 sqft2 of floor space | sq ft wall insulation | 20 | DEER:HVAC_Duct_Sealing | -0.12265 | -0.00027933 | -0.12905 | Workpaper PGECOBLD106 R2, 2019 PGT Study | 0.32991 | 2014 | 0 | 0.81 | 2014 | 0 | 0 | Itron MCS Version 1.7 Volume I | Com Wall Insulation - Marine ¦ SDG&E ¦ Marine | Com Wall Insulation - Marine | 200.9567 | 0.1 | 0.045116 | CBSA 2014 | 0.097119 | 2032 | 0.6
COM-BLDGENV-12.9 | Com ¦ Com Wall Insulation (R14) - Marine ¦ SDG&E ¦ Marine | Com ¦ Com Wall Insulation (R14) - Marine | SDG&E ¦ Marine | SDG&E | All | Electric & Gas | Efficient level R14 com wall insulation | Efficient | 0 | Conventional | BldgEnv | Com - Restaurant | Com | RET and NEW | 0 | 1000 sqft2 of floor space | sq ft wall insulation | 20 | DEER:HVAC_Duct_Sealing | -0.12265 | -0.00027933 | -0.12905 | Workpaper PGECOBLD106 R2, 2019 PGT Study | 0.32991 | 2014 | 0 | 0.81 | 2014 | 0 | 0 | Itron MCS Version 1.7 Volume I | Com Wall Insulation - Marine ¦ SDG&E ¦ Marine | Com Wall Insulation - Marine | 242.2476 | 0.1 | 0.14958 | CBSA 2014 | 0.03556 | 2032 | 0.6
COM-BLDGENV-12.10 | Com ¦ Com Wall Insulation (R14) - Marine ¦ SDG&E ¦ Marine | Com ¦ Com Wall Insulation (R14) - Marine | SDG&E ¦ Marine | SDG&E | All | Electric & Gas | Efficient level R14 com wall insulation | Efficient | 0 | Conventional | BldgEnv | Com - Retail | Com | RET and NEW | 0 | 1000 sqft2 of floor space | sq ft wall insulation | 20 | DEER:HVAC_Duct_Sealing | -0.12265 | -0.00027933 | -0.28969 | Workpaper PGECOBLD106 R2, 2019 PGT Study | 0.32991 | 2014 | 0 | 0.81 | 2014 | 0 | 0 | Itron MCS Version 1.7 Volume I | Com Wall Insulation - Marine ¦ SDG&E ¦ Marine | Com Wall Insulation - Marine | 172.1513 | 0.1 | 0.12082 | CBSA 2014 | 43.4936 | 2032 | 0.6
COM-BLDGENV-12.11 | Com ¦ Com Wall Insulation (R14) - Marine ¦ SDG&E ¦ Marine | Com ¦ Com Wall Insulation (R14) - Marine | SDG&E ¦ Marine | SDG&E | All | Electric & Gas | Efficient level R14 com wall insulation | Efficient | 0 | Conventional | BldgEnv | Com - School | Com | RET and NEW | 0 | 1000 sqft2 of floor space | sq ft wall insulation | 20 | DEER:HVAC_Duct_Sealing | -0.12265 | -0.00027933 | -0.12905 | Workpaper PGECOBLD106 R2, 2019 PGT Study | 0.32991 | 2014 | 0 | 0.81 | 2014 | 0 | 0 | Itron MCS Version 1.7 Volume I | Com Wall Insulation - Marine ¦ SDG&E ¦ Marine | Com Wall Insulation - Marine | 124.8695 | 0.1 | 0.068514 | CBSA 2014 | 0.1148 | 2032 | 0.6
COM-BLDGENV-12.12 | Com ¦ Com Wall Insulation (R14) - Marine ¦ SDG&E ¦ Marine | Com ¦ Com Wall Insulation (R14) - Marine | SDG&E ¦ Marine | SDG&E | All | Electric & Gas | Efficient level R14 com wall insulation | Efficient | 0 | Conventional | BldgEnv | Com - Warehouse | Com | RET and NEW | 0 | 1000 sqft2 of floor space | sq ft wall insulation | 20 | DEER:HVAC_Duct_Sealing | -0.13988 | -0.00016657 | -0.12905 | Workpaper PGECOBLD106 R2, 2019 PGT Study | 0.32991 | 2014 | 0 | 0.81 | 2014 | 0 | 0 | Itron MCS Version 1.7 Volume I | Com Wall Insulation - Marine ¦ SDG&E ¦ Marine | Com Wall Insulation - Marine | 200.9567 | 0.1 | 0.089783 | CBSA 2014 | 0.99865 | 2032 | 0.6
COM-BLDGENV-12.13 | Com ¦ Com Wall Insulation (R14) - Hot-Dry ¦ SDG&E ¦ Hot-Dry | Com ¦ Com Wall Insulation (R14) - Hot-Dry | SDG&E ¦ Hot-Dry | SDG&E | All | Electric & Gas | Efficient level R14 com wall insulation | Efficient | 0 | Conventional | BldgEnv | Com - College | Com | RET and NEW | 0 | 1000 sqft2 of floor space | sq ft wall insulation | 20 | DEER:HVAC_Duct_Sealing | -0.12265 | -0.00027933 | -0.075385 | Workpaper PGECOBLD106 R2, 2019 PGT Study | 0.32991 | 2014 | 0 | 0.81 | 2014 | 0 | 0 | Itron MCS Version 1.7 Volume I | Com Wall Insulation - Hot-Dry ¦ SDG&E ¦ Hot-Dry | Com Wall Insulation - Hot-Dry | 124.8695 | 0.1 | 0 | CBSA 2014 | 0.047682 | 2032 | 0.6
COM-BLDGENV-12.14 | Com ¦ Com Wall Insulation (R14) - Hot-Dry ¦ SDG&E ¦ Hot-Dry | Com ¦ Com Wall Insulation (R14) - Hot-Dry | SDG&E ¦ Hot-Dry | SDG&E | All | Electric & Gas | Efficient level R14 com wall insulation | Efficient | 0 | Conventional | BldgEnv | Com - Grocery | Com | RET and NEW | 0 | 1000 sqft2 of floor space | sq ft wall insulation | 20 | DEER:HVAC_Duct_Sealing | -0.12265 | -0.00027933 | -0.057077 | Workpaper PGECOBLD106 R2, 2019 PGT Study | 0.32991 | 2014 | 0 | 0.81 | 2014 | 0 | 0 | Itron MCS Version 1.7 Volume I | Com Wall Insulation - Hot-Dry ¦ SDG&E ¦ Hot-Dry | Com Wall Insulation - Hot-Dry | 222.8231 | 0.1 | 0.2043 | CBSA 2014 | 0.12275 | 2032 | 0.6
COM-BLDGENV-12.15 | Com ¦ Com Wall Insulation (R14) - Hot-Dry ¦ SDG&E ¦ Hot-Dry | Com ¦ Com Wall Insulation (R14) - Hot-Dry | SDG&E ¦ Hot-Dry | SDG&E | All | Electric & Gas | Efficient level R14 com wall insulation | Efficient | 0 | Conventional | BldgEnv | Com - Health | Com | RET and NEW | 0 | 1000 sqft2 of floor space | sq ft wall insulation | 20 | DEER:HVAC_Duct_Sealing | -0.16983 | -0.00027511 | -0.068923 | Workpaper PGECOBLD106 R2, 2019 PGT Study | 0.32991 | 2014 | 0 | 0.81 | 2014 | 0 | 0 | Itron MCS Version 1.7 Volume I | Com Wall Insulation - Hot-Dry ¦ SDG&E ¦ Hot-Dry | Com Wall Insulation - Hot-Dry | 189.5968 | 0.1 | 0.18634 | CBSA 2014 | 0.16527 | 2032 | 0.6
COM-BLDGENV-12.16 | Com ¦ Com Wall Insulation (R14) - Hot-Dry ¦ SDG&E ¦ Hot-Dry | Com ¦ Com Wall Insulation (R14) - Hot-Dry | SDG&E ¦ Hot-Dry | SDG&E | All | Electric & Gas | Efficient level R14 com wall insulation | Efficient | 0 | Conventional | BldgEnv | Com - Lodging | Com | RET and NEW | 0 | 1000 sqft2 of floor space | sq ft wall insulation | 20 | DEER:HVAC_Duct_Sealing | -0.22675 | -0.00027002 | -0.054923 | Workpaper PGECOBLD106 R2, 2019 PGT Study | 0.32991 | 2014 | 0 | 0.81 | 2014 | 0 | 0 | Itron MCS Version 1.7 Volume I | Com Wall Insulation - Hot-Dry ¦ SDG&E ¦ Hot-Dry | Com Wall Insulation - Hot-Dry | 141.2914 | 0.1 | 0 | CBSA 2014 | 0.43076 | 2032 | 0.6
COM-BLDGENV-12.17 | Com ¦ Com Wall Insulation (R14) - Hot-Dry ¦ SDG&E ¦ Hot-Dry | Com ¦ Com Wall Insulation (R14) - Hot-Dry | SDG&E ¦ Hot-Dry | SDG&E | All | Electric & Gas | Efficient level R14 com wall insulation | Efficient | 0 | Conventional | BldgEnv | Com - Office (Large) | Com | RET and NEW | 0 | 1000 sqft2 of floor space | sq ft wall insulation | 20 | DEER:HVAC_Duct_Sealing | -0.12265 | -0.00027933 | -0.028269 | Workpaper PGECOBLD106 R2, 2019 PGT Study | 0.32991 | 2014 | 0 | 0.81 | 2014 | 0 | 0 | Itron MCS Version 1.7 Volume I | Com Wall Insulation - Hot-Dry ¦ SDG&E ¦ Hot-Dry | Com Wall Insulation - Hot-Dry | 189.5968 | 0.1 | 0.1645 | CBSA 2014 | 0.099737 | 2032 | 0.6
COM-BLDGENV-12.18 | Com ¦ Com Wall Insulation (R14) - Hot-Dry ¦ SDG&E ¦ Hot-Dry | Com ¦ Com Wall Insulation (R14) - Hot-Dry | SDG&E ¦ Hot-Dry | SDG&E | All | Electric & Gas | Efficient level R14 com wall insulation | Efficient | 0 | Conventional | BldgEnv | Com - Office (Small) | Com | RET and NEW | 0 | 1000 sqft2 of floor space | sq ft wall insulation | 20 | DEER:HVAC_Duct_Sealing | -0.12265 | -0.00027933 | -0.028269 | Workpaper PGECOBLD106 R2, 2019 PGT Study | 0.32991 | 2014 | 0 | 0.81 | 2014 | 0 | 0 | Itron MCS Version 1.7 Volume I | Com Wall Insulation - Hot-Dry ¦ SDG&E ¦ Hot-Dry | Com Wall Insulation - Hot-Dry | 189.5968 | 0.1 | 0.16991 | CBSA 2014 | 0.030866 | 2032 | 0.6
COM-BLDGENV-12.19 | Com ¦ Com Wall Insulation (R14) - Hot-Dry ¦ SDG&E ¦ Hot-Dry | Com ¦ Com Wall Insulation (R14) - Hot-Dry | SDG&E ¦ Hot-Dry | SDG&E | All | Electric & Gas | Efficient level R14 com wall insulation | Efficient | 0 | Conventional | BldgEnv | Com - Other | Com | RET and NEW | 0 | 1000 sqft2 of floor space | sq ft wall insulation | 20 | DEER:HVAC_Duct_Sealing | -0.12271 | -0.00027933 | -0.028269 | Workpaper PGECOBLD106 R2, 2019 PGT Study | 0.32991 | 2014 | 0 | 0.81 | 2014 | 0 | 0 | Itron MCS Version 1.7 Volume I | Com Wall Insulation - Hot-Dry ¦ SDG&E ¦ Hot-Dry | Com Wall Insulation - Hot-Dry | 75.9716 | 0.1 | 0.089876 | CBSA 2014 | 0.077842 | 2032 | 0.6
COM-BLDGENV-12.20 | Com ¦ Com Wall Insulation (R14) - Hot-Dry ¦ SDG&E ¦ Hot-Dry | Com ¦ Com Wall Insulation (R14) - Hot-Dry | SDG&E ¦ Hot-Dry | SDG&E | All | Electric & Gas | Efficient level R14 com wall insulation | Efficient | 0 | Conventional | BldgEnv | Com - Refrig. Warehouse | Com | RET and NEW | 0 | 1000 sqft2 of floor space | sq ft wall insulation | 20 | DEER:HVAC_Duct_Sealing | -0.12265 | -0.00027933 | -0.028269 | Workpaper PGECOBLD106 R2, 2019 PGT Study | 0.32991 | 2014 | 0 | 0.81 | 2014 | 0 | 0 | Itron MCS Version 1.7 Volume I | Com Wall Insulation - Hot-Dry ¦ SDG&E ¦ Hot-Dry | Com Wall Insulation - Hot-Dry | 200.9567 | 0.1 | 0.045116 | CBSA 2014 | 0.023329 | 2032 | 0.6
COM-BLDGENV-12.21 | Com ¦ Com Wall Insulation (R14) - Hot-Dry ¦ SDG&E ¦ Hot-Dry | Com ¦ Com Wall Insulation (R14) - Hot-Dry | SDG&E ¦ Hot-Dry | SDG&E | All | Electric & Gas | Efficient level R14 com wall insulation | Efficient | 0 | Conventional | BldgEnv | Com - Restaurant | Com | RET and NEW | 0 | 1000 sqft2 of floor space | sq ft wall insulation | 20 | DEER:HVAC_Duct_Sealing | -0.12265 | -0.00027933 | -0.028269 | Workpaper PGECOBLD106 R2, 2019 PGT Study | 0.32991 | 2014 | 0 | 0.81 | 2014 | 0 | 0 | Itron MCS Version 1.7 Volume I | Com Wall Insulation - Hot-Dry ¦ SDG&E ¦ Hot-Dry | Com Wall Insulation - Hot-Dry | 242.2476 | 0.1 | 0.14958 | CBSA 2014 | 0.0097419 | 2032 | 0.6
COM-BLDGENV-12.22 | Com ¦ Com Wall Insulation (R14) - Hot-Dry ¦ SDG&E ¦ Hot-Dry | Com ¦ Com Wall Insulation (R14) - Hot-Dry | SDG&E ¦ Hot-Dry | SDG&E | All | Electric & Gas | Efficient level R14 com wall insulation | Efficient | 0 | Conventional | BldgEnv | Com - Retail | Com | RET and NEW | 0 | 1000 sqft2 of floor space | sq ft wall insulation | 20 | DEER:HVAC_Duct_Sealing | -0.12265 | -0.00027933 | -0.048462 | Workpaper PGECOBLD106 R2, 2019 PGT Study | 0.32991 | 2014 | 0 | 0.81 | 2014 | 0 | 0 | Itron MCS Version 1.7 Volume I | Com Wall Insulation - Hot-Dry ¦ SDG&E ¦ Hot-Dry | Com Wall Insulation - Hot-Dry | 172.1513 | 0.1 | 0.12082 | CBSA 2014 | 7.2857 | 2032 | 0.6
COM-BLDGENV-12.23 | Com ¦ Com Wall Insulation (R14) - Hot-Dry ¦ SDG&E ¦ Hot-Dry | Com ¦ Com Wall Insulation (R14) - Hot-Dry | SDG&E ¦ Hot-Dry | SDG&E | All | Electric & Gas | Efficient level R14 com wall insulation | Efficient | 0 | Conventional | BldgEnv | Com - School | Com | RET and NEW | 0 | 1000 sqft2 of floor space | sq ft wall insulation | 20 | DEER:HVAC_Duct_Sealing | -0.12265 | -0.00027933 | -0.028269 | Workpaper PGECOBLD106 R2, 2019 PGT Study | 0.32991 | 2014 | 0 | 0.81 | 2014 | 0 | 0 | Itron MCS Version 1.7 Volume I | Com Wall Insulation - Hot-Dry ¦ SDG&E ¦ Hot-Dry | Com Wall Insulation - Hot-Dry | 124.8695 | 0.1 | 0.068514 | CBSA 2014 | 0.03041 | 2032 | 0.6
COM-BLDGENV-12.24 | Com ¦ Com Wall Insulation (R14) - Hot-Dry ¦ SDG&E ¦ Hot-Dry | Com ¦ Com Wall Insulation (R14) - Hot-Dry | SDG&E ¦ Hot-Dry | SDG&E | All | Electric & Gas | Efficient level R14 com wall insulation | Efficient | 0 | Conventional | BldgEnv | Com - Warehouse | Com | RET and NEW | 0 | 1000 sqft2 of floor space | sq ft wall insulation | 20 | DEER:HVAC_Duct_Sealing | -0.13988 | -0.00016657 | -0.028269 | Workpaper PGECOBLD106 R2, 2019 PGT Study | 0.32991 | 2014 | 0 | 0.81 | 2014 | 0 | 0 | Itron MCS Version 1.7 Volume I | Com Wall Insulation - Hot-Dry ¦ SDG&E ¦ Hot-Dry | Com Wall Insulation - Hot-Dry | 200.9567 | 0.1 | 0.089783 | CBSA 2014 | 0.22688 | 2032 | 0.6
COM-COMREFRIG-10.1 | Com ¦ Code Compliant Refrigerated Display Case - Marine ¦ PG&E ¦ Marine | Com ¦ Code Compliant Refrigerated Display Case - Marine | PG&E ¦ Marine | PG&E | All | Electric | Standard Reach-In, freezer or refrigerator | Code | 0 | Conventional | ComRefrig | Com - College | Com | ROB and NEW | 0 | 1000 sqft2 of floor space | Display case | 12 | DEER:Indoor_CFL_Ltg | 0 | 0 | 0 | SWCR018-03 | 4575.667 | 2021 | 0 | 0 | 2021 | 0 | 0 | SWCR018-03 | ComRefrig - Display Case Replacement - Marine ¦ PG&E ¦ Marine | ComRefrig - Display Case Replacement - Marine | 0.00096561 | 1 | 0.95 | CBSA 2014 | 0 | 2012 | 0.6 | SWCR018-03
COM-COMREFRIG-11.1 | Com ¦ Efficient Refrigerated Display Case - Marine ¦ PG&E ¦ Marine | Com ¦ Efficient Refrigerated Display Case - Marine | PG&E ¦ Marine | PG&E | All | Electric | Efficient Reach-In, freezer or refrigerator | Efficient | 0 | Conventional | ComRefrig | Com - College | Com | ROB and NEW | 0 | 1000 sqft2 of floor space | Display case | 12 | DEER:Indoor_CFL_Ltg | -567.2373 | -0.073416 | 3.4298 | SWCR018-03 | 4955.3371 | 2021 | 0 | 0 | 2021 | 0 | 0 | SWCR018-03 | ComRefrig - Display Case Replacement - Marine ¦ PG&E ¦ Marine | ComRefrig - Display Case Replacement - Marine | 0.00096561 | 1 | 0.05 | CBSA 2014 | 27.1382 | 2012 | 0.6 | SWCR018-03
COM-COMREFRIG-10.2 | Com ¦ Code Compliant Refrigerated Display Case - Marine ¦ PG&E ¦ Marine | Com ¦ Code Compliant Refrigerated Display Case - Marine | PG&E ¦ Marine | PG&E | All | Electric | Standard Reach-In, freezer or refrigerator | Code | 0 | Conventional | ComRefrig | Com - Grocery | Com | ROB and NEW | 0 | 1000 sqft2 of floor space | Display case | 12 | DEER:Indoor_CFL_Ltg | 0 | 0 | 0 | SWCR018-03 | 4575.667 | 2021 | 0 | 0 | 2021 | 0 | 0 | SWCR018-03 | ComRefrig - Display Case Replacement - Marine ¦ PG&E ¦ Marine | ComRefrig - Display Case Replacement - Marine | 1.3624 | 1 | 0.95 | CBSA 2014 | 0 | 2012 | 0.6 | SWCR018-03
COM-COMREFRIG-11.2 | Com ¦ Efficient Refrigerated Display Case - Marine ¦ PG&E ¦ Marine | Com ¦ Efficient Refrigerated Display Case - Marine | PG&E ¦ Marine | PG&E | All | Electric | Efficient Reach-In, freezer or refrigerator | Efficient | 0 | Conventional | ComRefrig | Com - Grocery | Com | ROB and NEW | 0 | 1000 sqft2 of floor space | Display case | 12 | DEER:Indoor_CFL_Ltg | -567.2373 | -0.073416 | 3.4298 | SWCR018-03 | 4955.3371 | 2021 | 0 | 0 | 2021 | 0 | 0 | SWCR018-03 | ComRefrig - Display Case Replacement - Marine ¦ PG&E ¦ Marine | ComRefrig - Display Case Replacement - Marine | 1.3624 | 1 | 0.05 | CBSA 2014 | 6.8721 | 2012 | 0.6 | SWCR018-03
COM-COMREFRIG-10.3 | Com ¦ Code Compliant Refrigerated Display Case - Marine ¦ PG&E ¦ Marine | Com ¦ Code Compliant Refrigerated Display Case - Marine | PG&E ¦ Marine | PG&E | All | Electric | Standard Reach-In, freezer or refrigerator | Code | 0 | Conventional | ComRefrig | Com - Refrig. Warehouse | Com | ROB and NEW | 0 | 1000 sqft2 of floor space | Display case | 12 | DEER:Indoor_CFL_Ltg | 0 | 0 | 0 | SWCR018-03 | 4575.667 | 2021 | 0 | 0 | 2021 | 0 | 0 | SWCR018-03 | ComRefrig - Display Case Replacement - Marine ¦ PG&E ¦ Marine | ComRefrig - Display Case Replacement - Marine | 0.0090901 | 1 | 0.95 | CBSA 2014 | 0 | 2012 | 0.6 | SWCR018-03
COM-COMREFRIG-11.3 | Com ¦ Efficient Refrigerated Display Case - Marine ¦ PG&E ¦ Marine | Com ¦ Efficient Refrigerated Display Case - Marine | PG&E ¦ Marine | PG&E | All | Electric | Efficient Reach-In, freezer or refrigerator | Efficient | 0 | Conventional | ComRefrig | Com - Refrig. Warehouse | Com | ROB and NEW | 0 | 1000 sqft2 of floor space | Display case | 12 | DEER:Indoor_CFL_Ltg | -567.2373 | -0.073416 | 3.4298 | SWCR018-03 | 4955.3371 | 2021 | 0 | 0 | 2021 | 0 | 0 | SWCR018-03 | ComRefrig - Display Case Replacement - Marine ¦ PG&E ¦ Marine | ComRefrig - Display Case Replacement - Marine | 0.0090901 | 1 | 0.05 | CBSA 2014 | 9.4703 | 2012 | 0.6 | SWCR018-03
COM-COMREFRIG-10.4 | Com ¦ Code Compliant Refrigerated Display Case - Marine ¦ PG&E ¦ Marine | Com ¦ Code Compliant Refrigerated Display Case - Marine | PG&E ¦ Marine | PG&E | All | Electric | Standard Reach-In, freezer or refrigerator | Code | 0 | Conventional | ComRefrig | Com - Restaurant | Com | ROB and NEW | 0 | 1000 sqft2 of floor space | Display case | 12 | DEER:Indoor_CFL_Ltg | 0 | 0 | 0 | SWCR018-03 | 4575.667 | 2021 | 0 | 0 | 2021 | 0 | 0 | SWCR018-03 | ComRefrig - Display Case Replacement - Marine ¦ PG&E ¦ Marine | ComRefrig - Display Case Replacement - Marine | 0.099255 | 1 | 0.95 | CBSA 2014 | 0 | 2012 | 0.6 | SWCR018-03
COM-COMREFRIG-11.4 | Com ¦ Efficient Refrigerated Display Case - Marine ¦ PG&E ¦ Marine | Com ¦ Efficient Refrigerated Display Case - Marine | PG&E ¦ Marine | PG&E | All | Electric | Efficient Reach-In, freezer or refrigerator | Efficient | 0 | Conventional | ComRefrig | Com - Restaurant | Com | ROB and NEW | 0 | 1000 sqft2 of floor space | Display case | 12 | DEER:Indoor_CFL_Ltg | -567.2373 | -0.073416 | 3.4298 | SWCR018-03 | 4955.3371 | 2021 | 0 | 0 | 2021 | 0 | 0 | SWCR018-03 | ComRefrig - Display Case Replacement - Marine ¦ PG&E ¦ Marine | ComRefrig - Display Case Replacement - Marine | 0.099255 | 1 | 0.05 | CBSA 2014 | 11.1725 | 2012 | 0.6 | SWCR018-03
COM-COMREFRIG-10.5 | Com ¦ Code Compliant Refrigerated Display Case - Marine ¦ PG&E ¦ Marine | Com ¦ Code Compliant Refrigerated Display Case - Marine | PG&E ¦ Marine | PG&E | All | Electric | Standard Reach-In, freezer or refrigerator | Code | 0 | Conventional | ComRefrig | Com - Retail | Com | ROB and NEW | 0 | 1000 sqft2 of floor space | Display case | 12 | DEER:Indoor_CFL_Ltg | 0 | 0 | 0 | SWCR018-03 | 4575.667 | 2021 | 0 | 0 | 2021 | 0 | 0 | SWCR018-03 | ComRefrig - Display Case Replacement - Marine ¦ PG&E ¦ Marine | ComRefrig - Display Case Replacement - Marine | 0.16212 | 1 | 0.95 | CBSA 2014 | 0 | 2012 | 0.6 | SWCR018-03
COM-COMREFRIG-11.5 | Com ¦ Efficient Refrigerated Display Case - Marine ¦ PG&E ¦ Marine | Com ¦ Efficient Refrigerated Display Case - Marine | PG&E ¦ Marine | PG&E | All | Electric | Efficient Reach-In, freezer or refrigerator | Efficient | 0 | Conventional | ComRefrig | Com - Retail | Com | ROB and NEW | 0 | 1000 sqft2 of floor space | Display case | 12 | DEER:Indoor_CFL_Ltg | -567.2373 | -0.073416 | 3.4298 | SWCR018-03 | 4955.3371 | 2021 | 0 | 0 | 2021 | 0 | 0 | SWCR018-03 | ComRefrig - Display Case Replacement - Marine ¦ PG&E ¦ Marine | ComRefrig - Display Case Replacement - Marine | 0.16212 | 1 | 0.05 | CBSA 2014 | -541.3702 | 2012 | 0.6 | SWCR018-03
COM-COMREFRIG-10.6 | Com ¦ Code Compliant Refrigerated Display Case - Marine ¦ PG&E ¦ Marine | Com ¦ Code Compliant Refrigerated Display Case - Marine | PG&E ¦ Marine | PG&E | All | Electric | Standard Reach-In, freezer or refrigerator | Code | 0 | Conventional | ComRefrig | Com - School | Com | ROB and NEW | 0 | 1000 sqft2 of floor space | Display case | 12 | DEER:Indoor_CFL_Ltg | 0 | 0 | 0 | SWCR018-03 | 4575.667 | 2021 | 0 | 0 | 2021 | 0 | 0 | SWCR018-03 | ComRefrig - Display Case Replacement - Marine ¦ PG&E ¦ Marine | ComRefrig - Display Case Replacement - Marine | 0.00096561 | 1 | 0.95 | CBSA 2014 | 0 | 2012 | 0.6 | SWCR018-03
COM-COMREFRIG-11.6 | Com ¦ Efficient Refrigerated Display Case - Marine ¦ PG&E ¦ Marine | Com ¦ Efficient Refrigerated Display Case - Marine | PG&E ¦ Marine | PG&E | All | Electric | Efficient Reach-In, freezer or refrigerator | Efficient | 0 | Conventional | ComRefrig | Com - School | Com | ROB and NEW | 0 | 1000 sqft2 of floor space | Display case | 12 | DEER:Indoor_CFL_Ltg | -567.2373 | -0.073416 | 3.4298 | SWCR018-03 | 4955.3371 | 2021 | 0 | 0 | 2021 | 0 | 0 | SWCR018-03 | ComRefrig - Display Case Replacement - Marine ¦ PG&E ¦ Marine | ComRefrig - Display Case Replacement - Marine | 0.00096561 | 1 | 0.05 | CBSA 2014 | 44.3713 | 2012 | 0.6 | SWCR018-03
COM-COMREFRIG-10.7 | Com ¦ Code Compliant Refrigerated Display Case - Hot-Dry ¦ PG&E ¦ Hot-Dry | Com ¦ Code Compliant Refrigerated Display Case - Hot-Dry | PG&E ¦ Hot-Dry | PG&E | All | Electric | Standard Reach-In, freezer or refrigerator | Code | 0 | Conventional | ComRefrig | Com - College | Com | ROB and NEW | 0 | 1000 sqft2 of floor space | Display case | 12 | DEER:Indoor_CFL_Ltg | 0 | 0 | 0 | SWCR018-03 | 4575.667 | 2021 | 0 | 0 | 2021 | 0 | 0 | SWCR018-03 | ComRefrig - Display Case Replacement - Hot-Dry ¦ PG&E ¦ Hot-Dry | ComRefrig - Display Case Replacement - Hot-Dry | 0.00096561 | 1 | 0.95 | CBSA 2014 | 0 | 2012 | 0.6 | SWCR018-03
COM-COMREFRIG-11.7 | Com ¦ Efficient Refrigerated Display Case - Hot-Dry ¦ PG&E ¦ Hot-Dry | Com ¦ Efficient Refrigerated Display Case - Hot-Dry | PG&E ¦ Hot-Dry | PG&E | All | Electric | Efficient Reach-In, freezer or refrigerator | Efficient | 0 | Conventional | ComRefrig | Com - College | Com | ROB and NEW | 0 | 1000 sqft2 of floor space | Display case | 12 | DEER:Indoor_CFL_Ltg | -510.2412 | -0.066423 | 3.0629 | SWCR018-03 | 4955.3371 | 2021 | 0 | 0 | 2021 | 0 | 0 | SWCR018-03 | ComRefrig - Display Case Replacement - Hot-Dry ¦ PG&E ¦ Hot-Dry | ComRefrig - Display Case Replacement - Hot-Dry | 0.00096561 | 1 | 0.05 | CBSA 2014 | 24.4315 | 2012 | 0.6 | SWCR018-03
COM-COMREFRIG-10.8 | Com ¦ Code Compliant Refrigerated Display Case - Hot-Dry ¦ PG&E ¦ Hot-Dry | Com ¦ Code Compliant Refrigerated Display Case - Hot-Dry | PG&E ¦ Hot-Dry | PG&E | All | Electric | Standard Reach-In, freezer or refrigerator | Code | 0 | Conventional | ComRefrig | Com - Grocery | Com | ROB and NEW | 0 | 1000 sqft2 of floor space | Display case | 12 | DEER:Indoor_CFL_Ltg | 0 | 0 | 0 | SWCR018-03 | 4575.667 | 2021 | 0 | 0 | 2021 | 0 | 0 | SWCR018-03 | ComRefrig - Display Case Replacement - Hot-Dry ¦ PG&E ¦ Hot-Dry | ComRefrig - Display Case Replacement - Hot-Dry | 1.3624 | 1 | 0.95 | CBSA 2014 | 0 | 2012 | 0.6 | SWCR018-03
COM-COMREFRIG-11.8 | Com ¦ Efficient Refrigerated Display Case - Hot-Dry ¦ PG&E ¦ Hot-Dry | Com ¦ Efficient Refrigerated Display Case - Hot-Dry | PG&E ¦ Hot-Dry | PG&E | All | Electric | Efficient Reach-In, freezer or refrigerator | Efficient | 0 | Conventional | ComRefrig | Com - Grocery | Com | ROB and NEW | 0 | 1000 sqft2 of floor space | Display case | 12 | DEER:Indoor_CFL_Ltg | -510.2412 | -0.066423 | 3.0629 | SWCR018-03 | 4955.3371 | 2021 | 0 | 0 | 2021 | 0 | 0 | SWCR018-03 | ComRefrig - Display Case Replacement - Hot-Dry ¦ PG&E ¦ Hot-Dry | ComRefrig - Display Case Replacement - Hot-Dry | 1.3624 | 1 | 0.05 | CBSA 2014 | 6.2427 | 2012 | 0.6 | SWCR018-03
COM-COMREFRIG-10.9 | Com ¦ Code Compliant Refrigerated Display Case - Hot-Dry ¦ PG&E ¦ Hot-Dry | Com ¦ Code Compliant Refrigerated Display Case - Hot-Dry | PG&E ¦ Hot-Dry | PG&E | All | Electric | Standard Reach-In, freezer or refrigerator | Code | 0 | Conventional | ComRefrig | Com - Refrig. Warehouse | Com | ROB and NEW | 0 | 1000 sqft2 of floor space | Display case | 12 | DEER:Indoor_CFL_Ltg | 0 | 0 | 0 | SWCR018-03 | 4575.667 | 2021 | 0 | 0 | 2021 | 0 | 0 | SWCR018-03 | ComRefrig - Display Case Replacement - Hot-Dry ¦ PG&E ¦ Hot-Dry | ComRefrig - Display Case Replacement - Hot-Dry | 0.0090901 | 1 | 0.95 | CBSA 2014 | 0 | 2012 | 0.6 | SWCR018-03
COM-COMREFRIG-11.9 | Com ¦ Efficient Refrigerated Display Case - Hot-Dry ¦ PG&E ¦ Hot-Dry | Com ¦ Efficient Refrigerated Display Case - Hot-Dry | PG&E ¦ Hot-Dry | PG&E | All | Electric | Efficient Reach-In, freezer or refrigerator | Efficient | 0 | Conventional | ComRefrig | Com - Refrig. Warehouse | Com | ROB and NEW | 0 | 1000 sqft2 of floor space | Display case | 12 | DEER:Indoor_CFL_Ltg | -510.2412 | -0.066423 | 3.0629 | SWCR018-03 | 4955.3371 | 2021 | 0 | 0 | 2021 | 0 | 0 | SWCR018-03 | ComRefrig - Display Case Replacement - Hot-Dry ¦ PG&E ¦ Hot-Dry | ComRefrig - Display Case Replacement - Hot-Dry | 0.0090901 | 1 | 0.05 | CBSA 2014 | 8.5346 | 2012 | 0.6 | SWCR018-03
COM-COMREFRIG-10.10 | Com ¦ Code Compliant Refrigerated Display Case - Hot-Dry ¦ PG&E ¦ Hot-Dry | Com ¦ Code Compliant Refrigerated Display Case - Hot-Dry | PG&E ¦ Hot-Dry | PG&E | All | Electric | Standard Reach-In, freezer or refrigerator | Code | 0 | Conventional | ComRefrig | Com - Restaurant | Com | ROB and NEW | 0 | 1000 sqft2 of floor space | Display case | 12 | DEER:Indoor_CFL_Ltg | 0 | 0 | 0 | SWCR018-03 | 4575.667 | 2021 | 0 | 0 | 2021 | 0 | 0 | SWCR018-03 | ComRefrig - Display Case Replacement - Hot-Dry ¦ PG&E ¦ Hot-Dry | ComRefrig - Display Case Replacement - Hot-Dry | 0.099255 | 1 | 0.95 | CBSA 2014 | 0 | 2012 | 0.6 | SWCR018-03
COM-COMREFRIG-11.10 | Com ¦ Efficient Refrigerated Display Case - Hot-Dry ¦ PG&E ¦ Hot-Dry | Com ¦ Efficient Refrigerated Display Case - Hot-Dry | PG&E ¦ Hot-Dry | PG&E | All | Electric | Efficient Reach-In, freezer or refrigerator | Efficient | 0 | Conventional | ComRefrig | Com - Restaurant | Com | ROB and NEW | 0 | 1000 sqft2 of floor space | Display case | 12 | DEER:Indoor_CFL_Ltg | -510.2412 | -0.066423 | 3.0629 | SWCR018-03 | 4955.3371 | 2021 | 0 | 0 | 2021 | 0 | 0 | SWCR018-03 | ComRefrig - Display Case Replacement - Hot-Dry ¦ PG&E ¦ Hot-Dry | ComRefrig - Display Case Replacement - Hot-Dry | 0.099255 | 1 | 0.05 | CBSA 2014 | 10.0559 | 2012 | 0.6 | SWCR018-03
COM-COMREFRIG-10.11 | Com ¦ Code Compliant Refrigerated Display Case - Hot-Dry ¦ PG&E ¦ Hot-Dry | Com ¦ Code Compliant Refrigerated Display Case - Hot-Dry | PG&E ¦ Hot-Dry | PG&E | All | Electric | Standard Reach-In, freezer or refrigerator | Code | 0 | Conventional | ComRefrig | Com - Retail | Com | ROB and NEW | 0 | 1000 sqft2 of floor space | Display case | 12 | DEER:Indoor_CFL_Ltg | 0 | 0 | 0 | SWCR018-03 | 4575.667 | 2021 | 0 | 0 | 2021 | 0 | 0 | SWCR018-03 | ComRefrig - Display Case Replacement - Hot-Dry ¦ PG&E ¦ Hot-Dry | ComRefrig - Display Case Replacement - Hot-Dry | 0.16212 | 1 | 0.95 | CBSA 2014 | 0 | 2012 | 0.6 | SWCR018-03
COM-COMREFRIG-11.11 | Com ¦ Efficient Refrigerated Display Case - Hot-Dry ¦ PG&E ¦ Hot-Dry | Com ¦ Efficient Refrigerated Display Case - Hot-Dry | PG&E ¦ Hot-Dry | PG&E | All | Electric | Efficient Reach-In, freezer or refrigerator | Efficient | 0 | Conventional | ComRefrig | Com - Retail | Com | ROB and NEW | 0 | 1000 sqft2 of floor space | Display case | 12 | DEER:Indoor_CFL_Ltg | -510.2412 | -0.066423 | 3.0629 | SWCR018-03 | 4955.3371 | 2021 | 0 | 0 | 2021 | 0 | 0 | SWCR018-03 | ComRefrig - Display Case Replacement - Hot-Dry ¦ PG&E ¦ Hot-Dry | ComRefrig - Display Case Replacement - Hot-Dry | 0.16212 | 1 | 0.05 | CBSA 2014 | -483.05 | 2012 | 0.6 | SWCR018-03
COM-COMREFRIG-10.12 | Com ¦ Code Compliant Refrigerated Display Case - Hot-Dry ¦ PG&E ¦ Hot-Dry | Com ¦ Code Compliant Refrigerated Display Case - Hot-Dry | PG&E ¦ Hot-Dry | PG&E | All | Electric | Standard Reach-In, freezer or refrigerator | Code | 0 | Conventional | ComRefrig | Com - School | Com | ROB and NEW | 0 | 1000 sqft2 of floor space | Display case | 12 | DEER:Indoor_CFL_Ltg | 0 | 0 | 0 | SWCR018-03 | 4575.667 | 2021 | 0 | 0 | 2021 | 0 | 0 | SWCR018-03 | ComRefrig - Display Case Replacement - Hot-Dry ¦ PG&E ¦ Hot-Dry | ComRefrig - Display Case Replacement - Hot-Dry | 0.00096561 | 1 | 0.95 | CBSA 2014 | 0 | 2012 | 0.6 | SWCR018-03
COM-COMREFRIG-11.12 | Com ¦ Efficient Refrigerated Display Case - Hot-Dry ¦ PG&E ¦ Hot-Dry | Com ¦ Efficient Refrigerated Display Case - Hot-Dry | PG&E ¦ Hot-Dry | PG&E | All | Electric | Efficient Reach-In, freezer or refrigerator | Efficient | 0 | Conventional | ComRefrig | Com - School | Com | ROB and NEW | 0 | 1000 sqft2 of floor space | Display case | 12 | DEER:Indoor_CFL_Ltg | -510.2412 | -0.066423 | 3.0629 | SWCR018-03 | 4955.3371 | 2021 | 0 | 0 | 2021 | 0 | 0 | SWCR018-03 | ComRefrig - Display Case Replacement - Hot-Dry ¦ PG&E ¦ Hot-Dry | ComRefrig - Display Case Replacement - Hot-Dry | 0.00096561 | 1 | 0.05 | CBSA 2014 | 39.942 | 2012 | 0.6 | SWCR018-03
COM-COMREFRIG-10.13 | Com ¦ Code Compliant Refrigerated Display Case - Cold ¦ PG&E ¦ Cold | Com ¦ Code Compliant Refrigerated Display Case - Cold | PG&E ¦ Cold | PG&E | All | Electric | Standard Reach-In, freezer or refrigerator | Code | 0 | Conventional | ComRefrig | Com - College | Com | ROB and NEW | 0 | 1000 sqft2 of floor space | Display case | 12 | DEER:Indoor_CFL_Ltg | 0 | 0 | 0 | SWCR018-03 | 4575.667 | 2021 | 0 | 0 | 2021 | 0 | 0 | SWCR018-03 | ComRefrig - Display Case Replacement - Cold ¦ PG&E ¦ Cold | ComRefrig - Display Case Replacement - Cold | 0.00096561 | 1 | 0.95 | CBSA 2014 | 0 | 2012 | 0.6 | SWCR018-03
COM-COMREFRIG-11.13 | Com ¦ Efficient Refrigerated Display Case - Cold ¦ PG&E ¦ Cold | Com ¦ Efficient Refrigerated Display Case - Cold | PG&E ¦ Cold | PG&E | All | Electric | Efficient Reach-In, freezer or refrigerator | Efficient | 0 | Conventional | ComRefrig | Com - College | Com | ROB and NEW | 0 | 1000 sqft2 of floor space | Display case | 12 | DEER:Indoor_CFL_Ltg | -540.6115 | -0.075302 | 6.8108 | SWCR018-03 | 4955.3371 | 2021 | 0 | 0 | 2021 | 0 | 0 | SWCR018-03 | ComRefrig - Display Case Replacement - Cold ¦ PG&E ¦ Cold | ComRefrig - Display Case Replacement - Cold | 0.00096561 | 1 | 0.05 | CBSA 2014 | 22.6573 | 2012 | 0.6 | SWCR018-03
COM-COMREFRIG-10.14 | Com ¦ Code Compliant Refrigerated Display Case - Cold ¦ PG&E ¦ Cold | Com ¦ Code Compliant Refrigerated Display Case - Cold | PG&E ¦ Cold | PG&E | All | Electric | Standard Reach-In, freezer or refrigerator | Code | 0 | Conventional | ComRefrig | Com - Grocery | Com | ROB and NEW | 0 | 1000 sqft2 of floor space | Display case | 12 | DEER:Indoor_CFL_Ltg | 0 | 0 | 0 | SWCR018-03 | 4575.667 | 2021 | 0 | 0 | 2021 | 0 | 0 | SWCR018-03 | ComRefrig - Display Case Replacement - Cold ¦ PG&E ¦ Cold | ComRefrig - Display Case Replacement - Cold | 1.3624 | 1 | 0.95 | CBSA 2014 | 0 | 2012 | 0.6 | SWCR018-03
COM-COMREFRIG-11.14 | Com ¦ Efficient Refrigerated Display Case - Cold ¦ PG&E ¦ Cold | Com ¦ Efficient Refrigerated Display Case - Cold | PG&E ¦ Cold | PG&E | All | Electric | Efficient Reach-In, freezer or refrigerator | Efficient | 0 | Conventional | ComRefrig | Com - Grocery | Com | ROB and NEW | 0 | 1000 sqft2 of floor space | Display case | 12 | DEER:Indoor_CFL_Ltg | -540.6115 | -0.075302 | 6.8108 | SWCR018-03 | 4955.3371 | 2021 | 0 | 0 | 2021 | 0 | 0 | SWCR018-03 | ComRefrig - Display Case Replacement - Cold ¦ PG&E ¦ Cold | ComRefrig - Display Case Replacement - Cold | 1.3624 | 1 | 0.05 | CBSA 2014 | -3.1891 | 2012 | 0.6 | SWCR018-03
COM-COMREFRIG-10.15 | Com ¦ Code Compliant Refrigerated Display Case - Cold ¦ PG&E ¦ Cold | Com ¦ Code Compliant Refrigerated Display Case - Cold | PG&E ¦ Cold | PG&E | All | Electric | Standard Reach-In, freezer or refrigerator | Code | 0 | Conventional | ComRefrig | Com - Refrig. Warehouse | Com | ROB and NEW | 0 | 1000 sqft2 of floor space | Display case | 12 | DEER:Indoor_CFL_Ltg | 0 | 0 | 0 | SWCR018-03 | 4575.667 | 2021 | 0 | 0 | 2021 | 0 | 0 | SWCR018-03 | ComRefrig - Display Case Replacement - Cold ¦ PG&E ¦ Cold | ComRefrig - Display Case Replacement - Cold | 0.0090901 | 1 | 0.95 | CBSA 2014 | 0 | 2012 | 0.6 | SWCR018-03
COM-COMREFRIG-11.15 | Com ¦ Efficient Refrigerated Display Case - Cold ¦ PG&E ¦ Cold | Com ¦ Efficient Refrigerated Display Case - Cold | PG&E ¦ Cold | PG&E | All | Electric | Efficient Reach-In, freezer or refrigerator | Efficient | 0 | Conventional | ComRefrig | Com - Refrig. Warehouse | Com | ROB and NEW | 0 | 1000 sqft2 of floor space | Display case | 12 | DEER:Indoor_CFL_Ltg | -540.6115 | -0.075302 | 6.8108 | SWCR018-03 | 4955.3371 | 2021 | 0 | 0 | 2021 | 0 | 0 | SWCR018-03 | ComRefrig - Display Case Replacement - Cold ¦ PG&E ¦ Cold | ComRefrig - Display Case Replacement - Cold | 0.0090901 | 1 | 0.05 | CBSA 2014 | 6.4832 | 2012 | 0.6 | SWCR018-03
COM-COMREFRIG-10.16 | Com ¦ Code Compliant Refrigerated Display Case - Cold ¦ PG&E ¦ Cold | Com ¦ Code Compliant Refrigerated Display Case - Cold | PG&E ¦ Cold | PG&E | All | Electric | Standard Reach-In, freezer or refrigerator | Code | 0 | Conventional | ComRefrig | Com - Restaurant | Com | ROB and NEW | 0 | 1000 sqft2 of floor space | Display case | 12 | DEER:Indoor_CFL_Ltg | 0 | 0 | 0 | SWCR018-03 | 4575.667 | 2021 | 0 | 0 | 2021 | 0 | 0 | SWCR018-03 | ComRefrig - Display Case Replacement - Cold ¦ PG&E ¦ Cold | ComRefrig - Display Case Replacement - Cold | 0.099255 | 1 | 0.95 | CBSA 2014 | 0 | 2012 | 0.6 | SWCR018-03
COM-COMREFRIG-11.16 | Com ¦ Efficient Refrigerated Display Case - Cold ¦ PG&E ¦ Cold | Com ¦ Efficient Refrigerated Display Case - Cold | PG&E ¦ Cold | PG&E | All | Electric | Efficient Reach-In, freezer or refrigerator | Efficient | 0 | Conventional | ComRefrig | Com - Restaurant | Com | ROB and NEW | 0 | 1000 sqft2 of floor space | Display case | 12 | DEER:Indoor_CFL_Ltg | -540.6115 | -0.075302 | 6.8108 | SWCR018-03 | 4955.3371 | 2021 | 0 | 0 | 2021 | 0 | 0 | SWCR018-03 | ComRefrig - Display Case Replacement - Cold ¦ PG&E ¦ Cold | ComRefrig - Display Case Replacement - Cold | 0.099255 | 1 | 0.05 | CBSA 2014 | 9.6992 | 2012 | 0.6 | SWCR018-03
COM-COMREFRIG-10.17 | Com ¦ Code Compliant Refrigerated Display Case - Cold ¦ PG&E ¦ Cold | Com ¦ Code Compliant Refrigerated Display Case - Cold | PG&E ¦ Cold | PG&E | All | Electric | Standard Reach-In, freezer or refrigerator | Code | 0 | Conventional | ComRefrig | Com - Retail | Com | ROB and NEW | 0 | 1000 sqft2 of floor space | Display case | 12 | DEER:Indoor_CFL_Ltg | 0 | 0 | 0 | SWCR018-03 | 4575.667 | 2021 | 0 | 0 | 2021 | 0 | 0 | SWCR018-03 | ComRefrig - Display Case Replacement - Cold ¦ PG&E ¦ Cold | ComRefrig - Display Case Replacement - Cold | 0.16212 | 1 | 0.95 | CBSA 2014 | 0 | 2012 | 0.6 | SWCR018-03
COM-COMREFRIG-11.17 | Com ¦ Efficient Refrigerated Display Case - Cold ¦ PG&E ¦ Cold | Com ¦ Efficient Refrigerated Display Case - Cold | PG&E ¦ Cold | PG&E | All | Electric | Efficient Reach-In, freezer or refrigerator | Efficient | 0 | Conventional | ComRefrig | Com - Retail | Com | ROB and NEW | 0 | 1000 sqft2 of floor space | Display case | 12 | DEER:Indoor_CFL_Ltg | -540.6115 | -0.075302 | 6.8108 | SWCR018-03 | 4955.3371 | 2021 | 0 | 0 | 2021 | 0 | 0 | SWCR018-03 | ComRefrig - Display Case Replacement - Cold ¦ PG&E ¦ Cold | ComRefrig - Display Case Replacement - Cold | 0.16212 | 1 | 0.05 | CBSA 2014 | -1141.427 | 2012 | 0.6 | SWCR018-03
COM-COMREFRIG-10.18 | Com ¦ Code Compliant Refrigerated Display Case - Cold ¦ PG&E ¦ Cold | Com ¦ Code Compliant Refrigerated Display Case - Cold | PG&E ¦ Cold | PG&E | All | Electric | Standard Reach-In, freezer or refrigerator | Code | 0 | Conventional | ComRefrig | Com - School | Com | ROB and NEW | 0 | 1000 sqft2 of floor space | Display case | 12 | DEER:Indoor_CFL_Ltg | 0 | 0 | 0 | SWCR018-03 | 4575.667 | 2021 | 0 | 0 | 2021 | 0 | 0 | SWCR018-03 | ComRefrig - Display Case Replacement - Cold ¦ PG&E ¦ Cold | ComRefrig - Display Case Replacement - Cold | 0.00096561 | 1 | 0.95 | CBSA 2014 | 0 | 2012 | 0.6 | SWCR018-03
COM-COMREFRIG-11.18 | Com ¦ Efficient Refrigerated Display Case - Cold ¦ PG&E ¦ Cold | Com ¦ Efficient Refrigerated Display Case - Cold | PG&E ¦ Cold | PG&E | All | Electric | Efficient Reach-In, freezer or refrigerator | Efficient | 0 | Conventional | ComRefrig | Com - School | Com | ROB and NEW | 0 | 1000 sqft2 of floor space | Display case | 12 | DEER:Indoor_CFL_Ltg | -540.6115 | -0.075302 | 6.8108 | SWCR018-03 | 4955.3371 | 2021 | 0 | 0 | 2021 | 0 | 0 | SWCR018-03 | ComRefrig - Display Case Replacement - Cold ¦ PG&E ¦ Cold | ComRefrig - Display Case Replacement - Cold | 0.00096561 | 1 | 0.05 | CBSA 2014 | 37.6358 | 2012 | 0.6 | SWCR018-03
COM-COMREFRIG-10.1 | Com ¦ Code Compliant Refrigerated Display Case - Marine ¦ SCE ¦ Marine | Com ¦ Code Compliant Refrigerated Display Case - Marine | SCE ¦ Marine | SCE | All | Electric | Standard Reach-In, freezer or refrigerator | Code | 0 | Conventional | ComRefrig | Com - College | Com | ROB and NEW | 0 | 1000 sqft2 of floor space | Display case | 12 | DEER:Indoor_CFL_Ltg | 0 | 0 | 0 | SWCR018-03 | 4575.667 | 2021 | 0 | 0 | 2021 | 0 | 0 | SWCR018-03 | ComRefrig - Display Case Replacement - Marine ¦ SCE ¦ Marine | ComRefrig - Display Case Replacement - Marine | 0.00096561 | 1 | 0.95 | CBSA 2014 | 0 | 2012 | 0.6 | SWCR018-03
COM-COMREFRIG-11.1 | Com ¦ Efficient Refrigerated Display Case - Marine ¦ SCE ¦ Marine | Com ¦ Efficient Refrigerated Display Case - Marine | SCE ¦ Marine | SCE | All | Electric | Efficient Reach-In, freezer or refrigerator | Efficient | 0 | Conventional | ComRefrig | Com - College | Com | ROB and NEW | 0 | 1000 sqft2 of floor space | Display case | 12 | DEER:Indoor_CFL_Ltg | -604.8915 | -0.075887 | 1.8481 | SWCR018-03 | 4955.3371 | 2021 | 0 | 0 | 2021 | 0 | 0 | SWCR018-03 | ComRefrig - Display Case Replacement - Marine ¦ SCE ¦ Marine | ComRefrig - Display Case Replacement - Marine | 0.00096561 | 1 | 0.05 | CBSA 2014 | 30.578 | 2012 | 0.6 | SWCR018-03
COM-COMREFRIG-10.2 | Com ¦ Code Compliant Refrigerated Display Case - Marine ¦ SCE ¦ Marine | Com ¦ Code Compliant Refrigerated Display Case - Marine | SCE ¦ Marine | SCE | All | Electric | Standard Reach-In, freezer or refrigerator | Code | 0 | Conventional | ComRefrig | Com - Grocery | Com | ROB and NEW | 0 | 1000 sqft2 of floor space | Display case | 12 | DEER:Indoor_CFL_Ltg | 0 | 0 | 0 | SWCR018-03 | 4575.667 | 2021 | 0 | 0 | 2021 | 0 | 0 | SWCR018-03 | ComRefrig - Display Case Replacement - Marine ¦ SCE ¦ Marine | ComRefrig - Display Case Replacement - Marine | 1.3624 | 1 | 0.95 | CBSA 2014 | 0 | 2012 | 0.6 | SWCR018-03
COM-COMREFRIG-11.2 | Com ¦ Efficient Refrigerated Display Case - Marine ¦ SCE ¦ Marine | Com ¦ Efficient Refrigerated Display Case - Marine | SCE ¦ Marine | SCE | All | Electric | Efficient Reach-In, freezer or refrigerator | Efficient | 0 | Conventional | ComRefrig | Com - Grocery | Com | ROB and NEW | 0 | 1000 sqft2 of floor space | Display case | 12 | DEER:Indoor_CFL_Ltg | -604.8915 | -0.075887 | 1.8481 | SWCR018-03 | 4955.3371 | 2021 | 0 | 0 | 2021 | 0 | 0 | SWCR018-03 | ComRefrig - Display Case Replacement - Marine ¦ SCE ¦ Marine | ComRefrig - Display Case Replacement - Marine | 1.3624 | 1 | 0.05 | CBSA 2014 | 12.3029 | 2012 | 0.6 | SWCR018-03
COM-COMREFRIG-10.3 | Com ¦ Code Compliant Refrigerated Display Case - Marine ¦ SCE ¦ Marine | Com ¦ Code Compliant Refrigerated Display Case - Marine | SCE ¦ Marine | SCE | All | Electric | Standard Reach-In, freezer or refrigerator | Code | 0 | Conventional | ComRefrig | Com - Refrig. Warehouse | Com | ROB and NEW | 0 | 1000 sqft2 of floor space | Display case | 12 | DEER:Indoor_CFL_Ltg | 0 | 0 | 0 | SWCR018-03 | 4575.667 | 2021 | 0 | 0 | 2021 | 0 | 0 | SWCR018-03 | ComRefrig - Display Case Replacement - Marine ¦ SCE ¦ Marine | ComRefrig - Display Case Replacement - Marine | 0.0090901 | 1 | 0.95 | CBSA 2014 | 0 | 2012 | 0.6 | SWCR018-03
COM-COMREFRIG-11.3 | Com ¦ Efficient Refrigerated Display Case - Marine ¦ SCE ¦ Marine | Com ¦ Efficient Refrigerated Display Case - Marine | SCE ¦ Marine | SCE | All | Electric | Efficient Reach-In, freezer or refrigerator | Efficient | 0 | Conventional | ComRefrig | Com - Refrig. Warehouse | Com | ROB and NEW | 0 | 1000 sqft2 of floor space | Display case | 12 | DEER:Indoor_CFL_Ltg | -604.8915 | -0.075887 | 1.8481 | SWCR018-03 | 4955.3371 | 2021 | 0 | 0 | 2021 | 0 | 0 | SWCR018-03 | ComRefrig - Display Case Replacement - Marine ¦ SCE ¦ Marine | ComRefrig - Display Case Replacement - Marine | 0.0090901 | 1 | 0.05 | CBSA 2014 | 11.3977 | 2012 | 0.6 | SWCR018-03
COM-COMREFRIG-10.4 | Com ¦ Code Compliant Refrigerated Display Case - Marine ¦ SCE ¦ Marine | Com ¦ Code Compliant Refrigerated Display Case - Marine | SCE ¦ Marine | SCE | All | Electric | Standard Reach-In, freezer or refrigerator | Code | 0 | Conventional | ComRefrig | Com - Restaurant | Com | ROB and NEW | 0 | 1000 sqft2 of floor space | Display case | 12 | DEER:Indoor_CFL_Ltg | 0 | 0 | 0 | SWCR018-03 | 4575.667 | 2021 | 0 | 0 | 2021 | 0 | 0 | SWCR018-03 | ComRefrig - Display Case Replacement - Marine ¦ SCE ¦ Marine | ComRefrig - Display Case Replacement - Marine | 0.099255 | 1 | 0.95 | CBSA 2014 | 0 | 2012 | 0.6 | SWCR018-03
COM-COMREFRIG-11.4 | Com ¦ Efficient Refrigerated Display Case - Marine ¦ SCE ¦ Marine | Com ¦ Efficient Refrigerated Display Case - Marine | SCE ¦ Marine | SCE | All | Electric | Efficient Reach-In, freezer or refrigerator | Efficient | 0 | Conventional | ComRefrig | Com - Restaurant | Com | ROB and NEW | 0 | 1000 sqft2 of floor space | Display case | 12 | DEER:Indoor_CFL_Ltg | -604.8915 | -0.075887 | 1.8481 | SWCR018-03 | 4955.3371 | 2021 | 0 | 0 | 2021 | 0 | 0 | SWCR018-03 | ComRefrig - Display Case Replacement - Marine ¦ SCE ¦ Marine | ComRefrig - Display Case Replacement - Marine | 0.099255 | 1 | 0.05 | CBSA 2014 | 12.3989 | 2012 | 0.6 | SWCR018-03
COM-COMREFRIG-10.5 | Com ¦ Code Compliant Refrigerated Display Case - Marine ¦ SCE ¦ Marine | Com ¦ Code Compliant Refrigerated Display Case - Marine | SCE ¦ Marine | SCE | All | Electric | Standard Reach-In, freezer or refrigerator | Code | 0 | Conventional | ComRefrig | Com - Retail | Com | ROB and NEW | 0 | 1000 sqft2 of floor space | Display case | 12 | DEER:Indoor_CFL_Ltg | 0 | 0 | 0 | SWCR018-03 | 4575.667 | 2021 | 0 | 0 | 2021 | 0 | 0 | SWCR018-03 | ComRefrig - Display Case Replacement - Marine ¦ SCE ¦ Marine | ComRefrig - Display Case Replacement - Marine | 0.16212 | 1 | 0.95 | CBSA 2014 | 0 | 2012 | 0.6 | SWCR018-03
COM-COMREFRIG-11.5 | Com ¦ Efficient Refrigerated Display Case - Marine ¦ SCE ¦ Marine | Com ¦ Efficient Refrigerated Display Case - Marine | SCE ¦ Marine | SCE | All | Electric | Efficient Reach-In, freezer or refrigerator | Efficient | 0 | Conventional | ComRefrig | Com - Retail | Com | ROB and NEW | 0 | 1000 sqft2 of floor space | Display case | 12 | DEER:Indoor_CFL_Ltg | -604.8915 | -0.075887 | 1.8481 | SWCR018-03 | 4955.3371 | 2021 | 0 | 0 | 2021 | 0 | 0 | SWCR018-03 | ComRefrig - Display Case Replacement - Marine ¦ SCE ¦ Marine | ComRefrig - Display Case Replacement - Marine | 0.16212 | 1 | 0.05 | CBSA 2014 | -257.8054 | 2012 | 0.6 | SWCR018-03
COM-COMREFRIG-10.6 | Com ¦ Code Compliant Refrigerated Display Case - Marine ¦ SCE ¦ Marine | Com ¦ Code Compliant Refrigerated Display Case - Marine | SCE ¦ Marine | SCE | All | Electric | Standard Reach-In, freezer or refrigerator | Code | 0 | Conventional | ComRefrig | Com - School | Com | ROB and NEW | 0 | 1000 sqft2 of floor space | Display case | 12 | DEER:Indoor_CFL_Ltg | 0 | 0 | 0 | SWCR018-03 | 4575.667 | 2021 | 0 | 0 | 2021 | 0 | 0 | SWCR018-03 | ComRefrig - Display Case Replacement - Marine ¦ SCE ¦ Marine | ComRefrig - Display Case Replacement - Marine | 0.00096561 | 1 | 0.95 | CBSA 2014 | 0 | 2012 | 0.6 | SWCR018-03
COM-COMREFRIG-11.6 | Com ¦ Efficient Refrigerated Display Case - Marine ¦ SCE ¦ Marine | Com ¦ Efficient Refrigerated Display Case - Marine | SCE ¦ Marine | SCE | All | Electric | Efficient Reach-In, freezer or refrigerator | Efficient | 0 | Conventional | ComRefrig | Com - School | Com | ROB and NEW | 0 | 1000 sqft2 of floor space | Display case | 12 | DEER:Indoor_CFL_Ltg | -604.8915 | -0.075887 | 1.8481 | SWCR018-03 | 4955.3371 | 2021 | 0 | 0 | 2021 | 0 | 0 | SWCR018-03 | ComRefrig - Display Case Replacement - Marine ¦ SCE ¦ Marine | ComRefrig - Display Case Replacement - Marine | 0.00096561 | 1 | 0.05 | CBSA 2014 | 49.6934 | 2012 | 0.6 | SWCR018-03
COM-COMREFRIG-10.7 | Com ¦ Code Compliant Refrigerated Display Case - Hot-Dry ¦ SCE ¦ Hot-Dry | Com ¦ Code Compliant Refrigerated Display Case - Hot-Dry | SCE ¦ Hot-Dry | SCE | All | Electric | Standard Reach-In, freezer or refrigerator | Code | 0 | Conventional | ComRefrig | Com - College | Com | ROB and NEW | 0 | 1000 sqft2 of floor space | Display case | 12 | DEER:Indoor_CFL_Ltg | 0 | 0 | 0 | SWCR018-03 | 4575.667 | 2021 | 0 | 0 | 2021 | 0 | 0 | SWCR018-03 | ComRefrig - Display Case Replacement - Hot-Dry ¦ SCE ¦ Hot-Dry | ComRefrig - Display Case Replacement - Hot-Dry | 0.00096561 | 1 | 0.95 | CBSA 2014 | 0 | 2012 | 0.6 | SWCR018-03
COM-COMREFRIG-11.7 | Com ¦ Efficient Refrigerated Display Case - Hot-Dry ¦ SCE ¦ Hot-Dry | Com ¦ Efficient Refrigerated Display Case - Hot-Dry | SCE ¦ Hot-Dry | SCE | All | Electric | Efficient Reach-In, freezer or refrigerator | Efficient | 0 | Conventional | ComRefrig | Com - College | Com | ROB and NEW | 0 | 1000 sqft2 of floor space | Display case | 12 | DEER:Indoor_CFL_Ltg | -536.264 | -0.06817 | 1.6331 | SWCR018-03 | 4955.3371 | 2021 | 0 | 0 | 2021 | 0 | 0 | SWCR018-03 | ComRefrig - Display Case Replacement - Hot-Dry ¦ SCE ¦ Hot-Dry | ComRefrig - Display Case Replacement - Hot-Dry | 0.00096561 | 1 | 0.05 | CBSA 2014 | 27.1136 | 2012 | 0.6 | SWCR018-03
COM-COMREFRIG-10.8 | Com ¦ Code Compliant Refrigerated Display Case - Hot-Dry ¦ SCE ¦ Hot-Dry | Com ¦ Code Compliant Refrigerated Display Case - Hot-Dry | SCE ¦ Hot-Dry | SCE | All | Electric | Standard Reach-In, freezer or refrigerator | Code | 0 | Conventional | ComRefrig | Com - Grocery | Com | ROB and NEW | 0 | 1000 sqft2 of floor space | Display case | 12 | DEER:Indoor_CFL_Ltg | 0 | 0 | 0 | SWCR018-03 | 4575.667 | 2021 | 0 | 0 | 2021 | 0 | 0 | SWCR018-03 | ComRefrig - Display Case Replacement - Hot-Dry ¦ SCE ¦ Hot-Dry | ComRefrig - Display Case Replacement - Hot-Dry | 1.3624 | 1 | 0.95 | CBSA 2014 | 0 | 2012 | 0.6 | SWCR018-03
COM-COMREFRIG-11.8 | Com ¦ Efficient Refrigerated Display Case - Hot-Dry ¦ SCE ¦ Hot-Dry | Com ¦ Efficient Refrigerated Display Case - Hot-Dry | SCE ¦ Hot-Dry | SCE | All | Electric | Efficient Reach-In, freezer or refrigerator | Efficient | 0 | Conventional | ComRefrig | Com - Grocery | Com | ROB and NEW | 0 | 1000 sqft2 of floor space | Display case | 12 | DEER:Indoor_CFL_Ltg | -536.264 | -0.06817 | 1.6331 | SWCR018-03 | 4955.3371 | 2021 | 0 | 0 | 2021 | 0 | 0 | SWCR018-03 | ComRefrig - Display Case Replacement - Hot-Dry ¦ SCE ¦ Hot-Dry | ComRefrig - Display Case Replacement - Hot-Dry | 1.3624 | 1 | 0.05 | CBSA 2014 | 10.9216 | 2012 | 0.6 | SWCR018-03
COM-COMREFRIG-10.9 | Com ¦ Code Compliant Refrigerated Display Case - Hot-Dry ¦ SCE ¦ Hot-Dry | Com ¦ Code Compliant Refrigerated Display Case - Hot-Dry | SCE ¦ Hot-Dry | SCE | All | Electric | Standard Reach-In, freezer or refrigerator | Code | 0 | Conventional | ComRefrig | Com - Refrig. Warehouse | Com | ROB and NEW | 0 | 1000 sqft2 of floor space | Display case | 12 | DEER:Indoor_CFL_Ltg | 0 | 0 | 0 | SWCR018-03 | 4575.667 | 2021 | 0 | 0 | 2021 | 0 | 0 | SWCR018-03 | ComRefrig - Display Case Replacement - Hot-Dry ¦ SCE ¦ Hot-Dry | ComRefrig - Display Case Replacement - Hot-Dry | 0.0090901 | 1 | 0.95 | CBSA 2014 | 0 | 2012 | 0.6 | SWCR018-03
COM-COMREFRIG-11.9 | Com ¦ Efficient Refrigerated Display Case - Hot-Dry ¦ SCE ¦ Hot-Dry | Com ¦ Efficient Refrigerated Display Case - Hot-Dry | SCE ¦ Hot-Dry | SCE | All | Electric | Efficient Reach-In, freezer or refrigerator | Efficient | 0 | Conventional | ComRefrig | Com - Refrig. Warehouse | Com | ROB and NEW | 0 | 1000 sqft2 of floor space | Display case | 12 | DEER:Indoor_CFL_Ltg | -536.264 | -0.06817 | 1.6331 | SWCR018-03 | 4955.3371 | 2021 | 0 | 0 | 2021 | 0 | 0 | SWCR018-03 | ComRefrig - Display Case Replacement - Hot-Dry ¦ SCE ¦ Hot-Dry | ComRefrig - Display Case Replacement - Hot-Dry | 0.0090901 | 1 | 0.05 | CBSA 2014 | 10.1084 | 2012 | 0.6 | SWCR018-03
COM-COMREFRIG-10.10 | Com ¦ Code Compliant Refrigerated Display Case - Hot-Dry ¦ SCE ¦ Hot-Dry | Com ¦ Code Compliant Refrigerated Display Case - Hot-Dry | SCE ¦ Hot-Dry | SCE | All | Electric | Standard Reach-In, freezer or refrigerator | Code | 0 | Conventional | ComRefrig | Com - Restaurant | Com | ROB and NEW | 0 | 1000 sqft2 of floor space | Display case | 12 | DEER:Indoor_CFL_Ltg | 0 | 0 | 0 | SWCR018-03 | 4575.667 | 2021 | 0 | 0 | 2021 | 0 | 0 | SWCR018-03 | ComRefrig - Display Case Replacement - Hot-Dry ¦ SCE ¦ Hot-Dry | ComRefrig - Display Case Replacement - Hot-Dry | 0.099255 | 1 | 0.95 | CBSA 2014 | 0 | 2012 | 0.6 | SWCR018-03
COM-COMREFRIG-11.10 | Com ¦ Efficient Refrigerated Display Case - Hot-Dry ¦ SCE ¦ Hot-Dry | Com ¦ Efficient Refrigerated Display Case - Hot-Dry | SCE ¦ Hot-Dry | SCE | All | Electric | Efficient Reach-In, freezer or refrigerator | Efficient | 0 | Conventional | ComRefrig | Com - Restaurant | Com | ROB and NEW | 0 | 1000 sqft2 of floor space | Display case | 12 | DEER:Indoor_CFL_Ltg | -536.264 | -0.06817 | 1.6331 | SWCR018-03 | 4955.3371 | 2021 | 0 | 0 | 2021 | 0 | 0 | SWCR018-03 | ComRefrig - Display Case Replacement - Hot-Dry ¦ SCE ¦ Hot-Dry | ComRefrig - Display Case Replacement - Hot-Dry | 0.099255 | 1 | 0.05 | CBSA 2014 | 10.9936 | 2012 | 0.6 | SWCR018-03
COM-COMREFRIG-10.11 | Com ¦ Code Compliant Refrigerated Display Case - Hot-Dry ¦ SCE ¦ Hot-Dry | Com ¦ Code Compliant Refrigerated Display Case - Hot-Dry | SCE ¦ Hot-Dry | SCE | All | Electric | Standard Reach-In, freezer or refrigerator | Code | 0 | Conventional | ComRefrig | Com - Retail | Com | ROB and NEW | 0 | 1000 sqft2 of floor space | Display case | 12 | DEER:Indoor_CFL_Ltg | 0 | 0 | 0 | SWCR018-03 | 4575.667 | 2021 | 0 | 0 | 2021 | 0 | 0 | SWCR018-03 | ComRefrig - Display Case Replacement - Hot-Dry ¦ SCE ¦ Hot-Dry | ComRefrig - Display Case Replacement - Hot-Dry | 0.16212 | 1 | 0.95 | CBSA 2014 | 0 | 2012 | 0.6 | SWCR018-03
COM-COMREFRIG-11.11 | Com ¦ Efficient Refrigerated Display Case - Hot-Dry ¦ SCE ¦ Hot-Dry | Com ¦ Efficient Refrigerated Display Case - Hot-Dry | SCE ¦ Hot-Dry | SCE | All | Electric | Efficient Reach-In, freezer or refrigerator | Efficient | 0 | Conventional | ComRefrig | Com - Retail | Com | ROB and NEW | 0 | 1000 sqft2 of floor space | Display case | 12 | DEER:Indoor_CFL_Ltg | -536.264 | -0.06817 | 1.6331 | SWCR018-03 | 4955.3371 | 2021 | 0 | 0 | 2021 | 0 | 0 | SWCR018-03 | ComRefrig - Display Case Replacement - Hot-Dry ¦ SCE ¦ Hot-Dry | ComRefrig - Display Case Replacement - Hot-Dry | 0.16212 | 1 | 0.05 | CBSA 2014 | -227.6249 | 2012 | 0.6 | SWCR018-03
COM-COMREFRIG-10.12 | Com ¦ Code Compliant Refrigerated Display Case - Hot-Dry ¦ SCE ¦ Hot-Dry | Com ¦ Code Compliant Refrigerated Display Case - Hot-Dry | SCE ¦ Hot-Dry | SCE | All | Electric | Standard Reach-In, freezer or refrigerator | Code | 0 | Conventional | ComRefrig | Com - School | Com | ROB and NEW | 0 | 1000 sqft2 of floor space | Display case | 12 | DEER:Indoor_CFL_Ltg | 0 | 0 | 0 | SWCR018-03 | 4575.667 | 2021 | 0 | 0 | 2021 | 0 | 0 | SWCR018-03 | ComRefrig - Display Case Replacement - Hot-Dry ¦ SCE ¦ Hot-Dry | ComRefrig - Display Case Replacement - Hot-Dry | 0.00096561 | 1 | 0.95 | CBSA 2014 | 0 | 2012 | 0.6 | SWCR018-03
COM-COMREFRIG-11.12 | Com ¦ Efficient Refrigerated Display Case - Hot-Dry ¦ SCE ¦ Hot-Dry | Com ¦ Efficient Refrigerated Display Case - Hot-Dry | SCE ¦ Hot-Dry | SCE | All | Electric | Efficient Reach-In, freezer or refrigerator | Efficient | 0 | Conventional | ComRefrig | Com - School | Com | ROB and NEW | 0 | 1000 sqft2 of floor space | Display case | 12 | DEER:Indoor_CFL_Ltg | -536.264 | -0.06817 | 1.6331 | SWCR018-03 | 4955.3371 | 2021 | 0 | 0 | 2021 | 0 | 0 | SWCR018-03 | ComRefrig - Display Case Replacement - Hot-Dry ¦ SCE ¦ Hot-Dry | ComRefrig - Display Case Replacement - Hot-Dry | 0.00096561 | 1 | 0.05 | CBSA 2014 | 44.0624 | 2012 | 0.6 | SWCR018-03
COM-COMREFRIG-10.13 | Com ¦ Code Compliant Refrigerated Display Case - Cold ¦ SCE ¦ Cold | Com ¦ Code Compliant Refrigerated Display Case - Cold | SCE ¦ Cold | SCE | All | Electric | Standard Reach-In, freezer or refrigerator | Code | 0 | Conventional | ComRefrig | Com - College | Com | ROB and NEW | 0 | 1000 sqft2 of floor space | Display case | 12 | DEER:Indoor_CFL_Ltg | 0 | 0 | 0 | SWCR018-03 | 4575.667 | 2021 | 0 | 0 | 2021 | 0 | 0 | SWCR018-03 | ComRefrig - Display Case Replacement - Cold ¦ SCE ¦ Cold | ComRefrig - Display Case Replacement - Cold | 0.00096561 | 1 | 0.95 | CBSA 2014 | 0 | 2012 | 0.6 | SWCR018-03
COM-COMREFRIG-11.13 | Com ¦ Efficient Refrigerated Display Case - Cold ¦ SCE ¦ Cold | Com ¦ Efficient Refrigerated Display Case - Cold | SCE ¦ Cold | SCE | All | Electric | Efficient Reach-In, freezer or refrigerator | Efficient | 0 | Conventional | ComRefrig | Com - College | Com | ROB and NEW | 0 | 1000 sqft2 of floor space | Display case | 12 | DEER:Indoor_CFL_Ltg | -540.6115 | -0.075302 | 6.8108 | SWCR018-03 | 4955.3371 | 2021 | 0 | 0 | 2021 | 0 | 0 | SWCR018-03 | ComRefrig - Display Case Replacement - Cold ¦ SCE ¦ Cold | ComRefrig - Display Case Replacement - Cold | 0.00096561 | 1 | 0.05 | CBSA 2014 | 22.6573 | 2012 | 0.6 | SWCR018-03
COM-COMREFRIG-10.14 | Com ¦ Code Compliant Refrigerated Display Case - Cold ¦ SCE ¦ Cold | Com ¦ Code Compliant Refrigerated Display Case - Cold | SCE ¦ Cold | SCE | All | Electric | Standard Reach-In, freezer or refrigerator | Code | 0 | Conventional | ComRefrig | Com - Grocery | Com | ROB and NEW | 0 | 1000 sqft2 of floor space | Display case | 12 | DEER:Indoor_CFL_Ltg | 0 | 0 | 0 | SWCR018-03 | 4575.667 | 2021 | 0 | 0 | 2021 | 0 | 0 | SWCR018-03 | ComRefrig - Display Case Replacement - Cold ¦ SCE ¦ Cold | ComRefrig - Display Case Replacement - Cold | 1.3624 | 1 | 0.95 | CBSA 2014 | 0 | 2012 | 0.6 | SWCR018-03
COM-COMREFRIG-11.14 | Com ¦ Efficient Refrigerated Display Case - Cold ¦ SCE ¦ Cold | Com ¦ Efficient Refrigerated Display Case - Cold | SCE ¦ Cold | SCE | All | Electric | Efficient Reach-In, freezer or refrigerator | Efficient | 0 | Conventional | ComRefrig | Com - Grocery | Com | ROB and NEW | 0 | 1000 sqft2 of floor space | Display case | 12 | DEER:Indoor_CFL_Ltg | -540.6115 | -0.075302 | 6.8108 | SWCR018-03 | 4955.3371 | 2021 | 0 | 0 | 2021 | 0 | 0 | SWCR018-03 | ComRefrig - Display Case Replacement - Cold ¦ SCE ¦ Cold | ComRefrig - Display Case Replacement - Cold | 1.3624 | 1 | 0.05 | CBSA 2014 | -3.1891 | 2012 | 0.6 | SWCR018-03
COM-COMREFRIG-10.15 | Com ¦ Code Compliant Refrigerated Display Case - Cold ¦ SCE ¦ Cold | Com ¦ Code Compliant Refrigerated Display Case - Cold | SCE ¦ Cold | SCE | All | Electric | Standard Reach-In, freezer or refrigerator | Code | 0 | Conventional | ComRefrig | Com - Refrig. Warehouse | Com | ROB and NEW | 0 | 1000 sqft2 of floor space | Display case | 12 | DEER:Indoor_CFL_Ltg | 0 | 0 | 0 | SWCR018-03 | 4575.667 | 2021 | 0 | 0 | 2021 | 0 | 0 | SWCR018-03 | ComRefrig - Display Case Replacement - Cold ¦ SCE ¦ Cold | ComRefrig - Display Case Replacement - Cold | 0.0090901 | 1 | 0.95 | CBSA 2014 | 0 | 2012 | 0.6 | SWCR018-03
COM-COMREFRIG-11.15 | Com ¦ Efficient Refrigerated Display Case - Cold ¦ SCE ¦ Cold | Com ¦ Efficient Refrigerated Display Case - Cold | SCE ¦ Cold | SCE | All | Electric | Efficient Reach-In, freezer or refrigerator | Efficient | 0 | Conventional | ComRefrig | Com - Refrig. Warehouse | Com | ROB and NEW | 0 | 1000 sqft2 of floor space | Display case | 12 | DEER:Indoor_CFL_Ltg | -540.6115 | -0.075302 | 6.8108 | SWCR018-03 | 4955.3371 | 2021 | 0 | 0 | 2021 | 0 | 0 | SWCR018-03 | ComRefrig - Display Case Replacement - Cold ¦ SCE ¦ Cold | ComRefrig - Display Case Replacement - Cold | 0.0090901 | 1 | 0.05 | CBSA 2014 | 6.4832 | 2012 | 0.6 | SWCR018-03
COM-COMREFRIG-10.16 | Com ¦ Code Compliant Refrigerated Display Case - Cold ¦ SCE ¦ Cold | Com ¦ Code Compliant Refrigerated Display Case - Cold | SCE ¦ Cold | SCE | All | Electric | Standard Reach-In, freezer or refrigerator | Code | 0 | Conventional | ComRefrig | Com - Restaurant | Com | ROB and NEW | 0 | 1000 sqft2 of floor space | Display case | 12 | DEER:Indoor_CFL_Ltg | 0 | 0 | 0 | SWCR018-03 | 4575.667 | 2021 | 0 | 0 | 2021 | 0 | 0 | SWCR018-03 | ComRefrig - Display Case Replacement - Cold ¦ SCE ¦ Cold | ComRefrig - Display Case Replacement - Cold | 0.099255 | 1 | 0.95 | CBSA 2014 | 0 | 2012 | 0.6 | SWCR018-03
COM-COMREFRIG-11.16 | Com ¦ Efficient Refrigerated Display Case - Cold ¦ SCE ¦ Cold | Com ¦ Efficient Refrigerated Display Case - Cold | SCE ¦ Cold | SCE | All | Electric | Efficient Reach-In, freezer or refrigerator | Efficient | 0 | Conventional | ComRefrig | Com - Restaurant | Com | ROB and NEW | 0 | 1000 sqft2 of floor space | Display case | 12 | DEER:Indoor_CFL_Ltg | -540.6115 | -0.075302 | 6.8108 | SWCR018-03 | 4955.3371 | 2021 | 0 | 0 | 2021 | 0 | 0 | SWCR018-03 | ComRefrig - Display Case Replacement - Cold ¦ SCE ¦ Cold | ComRefrig - Display Case Replacement - Cold | 0.099255 | 1 | 0.05 | CBSA 2014 | 9.6992 | 2012 | 0.6 | SWCR018-03
COM-COMREFRIG-10.17 | Com ¦ Code Compliant Refrigerated Display Case - Cold ¦ SCE ¦ Cold | Com ¦ Code Compliant Refrigerated Display Case - Cold | SCE ¦ Cold | SCE | All | Electric | Standard Reach-In, freezer or refrigerator | Code | 0 | Conventional | ComRefrig | Com - Retail | Com | ROB and NEW | 0 | 1000 sqft2 of floor space | Display case | 12 | DEER:Indoor_CFL_Ltg | 0 | 0 | 0 | SWCR018-03 | 4575.667 | 2021 | 0 | 0 | 2021 | 0 | 0 | SWCR018-03 | ComRefrig - Display Case Replacement - Cold ¦ SCE ¦ Cold | ComRefrig - Display Case Replacement - Cold | 0.16212 | 1 | 0.95 | CBSA 2014 | 0 | 2012 | 0.6 | SWCR018-03
COM-COMREFRIG-11.17 | Com ¦ Efficient Refrigerated Display Case - Cold ¦ SCE ¦ Cold | Com ¦ Efficient Refrigerated Display Case - Cold | SCE ¦ Cold | SCE | All | Electric | Efficient Reach-In, freezer or refrigerator | Efficient | 0 | Conventional | ComRefrig | Com - Retail | Com | ROB and NEW | 0 | 1000 sqft2 of floor space | Display case | 12 | DEER:Indoor_CFL_Ltg | -540.6115 | -0.075302 | 6.8108 | SWCR018-03 | 4955.3371 | 2021 | 0 | 0 | 2021 | 0 | 0 | SWCR018-03 | ComRefrig - Display Case Replacement - Cold ¦ SCE ¦ Cold | ComRefrig - Display Case Replacement - Cold | 0.16212 | 1 | 0.05 | CBSA 2014 | -1141.427 | 2012 | 0.6 | SWCR018-03
COM-COMREFRIG-10.18 | Com ¦ Code Compliant Refrigerated Display Case - Cold ¦ SCE ¦ Cold | Com ¦ Code Compliant Refrigerated Display Case - Cold | SCE ¦ Cold | SCE | All | Electric | Standard Reach-In, freezer or refrigerator | Code | 0 | Conventional | ComRefrig | Com - School | Com | ROB and NEW | 0 | 1000 sqft2 of floor space | Display case | 12 | DEER:Indoor_CFL_Ltg | 0 | 0 | 0 | SWCR018-03 | 4575.667 | 2021 | 0 | 0 | 2021 | 0 | 0 | SWCR018-03 | ComRefrig - Display Case Replacement - Cold ¦ SCE ¦ Cold | ComRefrig - Display Case Replacement - Cold | 0.00096561 | 1 | 0.95 | CBSA 2014 | 0 | 2012 | 0.6 | SWCR018-03
COM-COMREFRIG-11.18 | Com ¦ Efficient Refrigerated Display Case - Cold ¦ SCE ¦ Cold | Com ¦ Efficient Refrigerated Display Case - Cold | SCE ¦ Cold | SCE | All | Electric | Efficient Reach-In, freezer or refrigerator | Efficient | 0 | Conventional | ComRefrig | Com - School | Com | ROB and NEW | 0 | 1000 sqft2 of floor space | Display case | 12 | DEER:Indoor_CFL_Ltg | -540.6115 | -0.075302 | 6.8108 | SWCR018-03 | 4955.3371 | 2021 | 0 | 0 | 2021 | 0 | 0 | SWCR018-03 | ComRefrig - Display Case Replacement - Cold ¦ SCE ¦ Cold | ComRefrig - Display Case Replacement - Cold | 0.00096561 | 1 | 0.05 | CBSA 2014 | 37.6358 | 2012 | 0.6 | SWCR018-03
COM-COMREFRIG-10.1 | Com ¦ Code Compliant Refrigerated Display Case - Marine ¦ SDG&E ¦ Marine | Com ¦ Code Compliant Refrigerated Display Case - Marine | SDG&E ¦ Marine | SDG&E | All | Electric | Standard Reach-In, freezer or refrigerator | Code | 0 | Conventional | ComRefrig | Com - College | Com | ROB and NEW | 0 | 1000 sqft2 of floor space | Display case | 12 | DEER:Indoor_CFL_Ltg | 0 | 0 | 0 | SWCR018-03 | 4575.667 | 2021 | 0 | 0 | 2021 | 0 | 0 | SWCR018-03 | ComRefrig - Display Case Replacement - Marine ¦ SDG&E ¦ Marine | ComRefrig - Display Case Replacement - Marine | 0.00096561 | 1 | 0.95 | CBSA 2014 | 0 | 2012 | 0.6 | SWCR018-03
COM-COMREFRIG-11.1 | Com ¦ Efficient Refrigerated Display Case - Marine ¦ SDG&E ¦ Marine | Com ¦ Efficient Refrigerated Display Case - Marine | SDG&E ¦ Marine | SDG&E | All | Electric | Efficient Reach-In, freezer or refrigerator | Efficient | 0 | Conventional | ComRefrig | Com - College | Com | ROB and NEW | 0 | 1000 sqft2 of floor space | Display case | 12 | DEER:Indoor_CFL_Ltg | -604.8915 | -0.075887 | 1.8481 | SWCR018-03 | 4955.3371 | 2021 | 0 | 0 | 2021 | 0 | 0 | SWCR018-03 | ComRefrig - Display Case Replacement - Marine ¦ SDG&E ¦ Marine | ComRefrig - Display Case Replacement - Marine | 0.00096561 | 1 | 0.05 | CBSA 2014 | 30.578 | 2012 | 0.6 | SWCR018-03
COM-COMREFRIG-10.2 | Com ¦ Code Compliant Refrigerated Display Case - Marine ¦ SDG&E ¦ Marine | Com ¦ Code Compliant Refrigerated Display Case - Marine | SDG&E ¦ Marine | SDG&E | All | Electric | Standard Reach-In, freezer or refrigerator | Code | 0 | Conventional | ComRefrig | Com - Grocery | Com | ROB and NEW | 0 | 1000 sqft2 of floor space | Display case | 12 | DEER:Indoor_CFL_Ltg | 0 | 0 | 0 | SWCR018-03 | 4575.667 | 2021 | 0 | 0 | 2021 | 0 | 0 | SWCR018-03 | ComRefrig - Display Case Replacement - Marine ¦ SDG&E ¦ Marine | ComRefrig - Display Case Replacement - Marine | 1.3624 | 1 | 0.95 | CBSA 2014 | 0 | 2012 | 0.6 | SWCR018-03
COM-COMREFRIG-11.2 | Com ¦ Efficient Refrigerated Display Case - Marine ¦ SDG&E ¦ Marine | Com ¦ Efficient Refrigerated Display Case - Marine | SDG&E ¦ Marine | SDG&E | All | Electric | Efficient Reach-In, freezer or refrigerator | Efficient | 0 | Conventional | ComRefrig | Com - Grocery | Com | ROB and NEW | 0 | 1000 sqft2 of floor space | Display case | 12 | DEER:Indoor_CFL_Ltg | -604.8915 | -0.075887 | 1.8481 | SWCR018-03 | 4955.3371 | 2021 | 0 | 0 | 2021 | 0 | 0 | SWCR018-03 | ComRefrig - Display Case Replacement - Marine ¦ SDG&E ¦ Marine | ComRefrig - Display Case Replacement - Marine | 1.3624 | 1 | 0.05 | CBSA 2014 | 12.3029 | 2012 | 0.6 | SWCR018-03
COM-COMREFRIG-10.3 | Com ¦ Code Compliant Refrigerated Display Case - Marine ¦ SDG&E ¦ Marine | Com ¦ Code Compliant Refrigerated Display Case - Marine | SDG&E ¦ Marine | SDG&E | All | Electric | Standard Reach-In, freezer or refrigerator | Code | 0 | Conventional | ComRefrig | Com - Refrig. Warehouse | Com | ROB and NEW | 0 | 1000 sqft2 of floor space | Display case | 12 | DEER:Indoor_CFL_Ltg | 0 | 0 | 0 | SWCR018-03 | 4575.667 | 2021 | 0 | 0 | 2021 | 0 | 0 | SWCR018-03 | ComRefrig - Display Case Replacement - Marine ¦ SDG&E ¦ Marine | ComRefrig - Display Case Replacement - Marine | 0.0090901 | 1 | 0.95 | CBSA 2014 | 0 | 2012 | 0.6 | SWCR018-03
COM-COMREFRIG-11.3 | Com ¦ Efficient Refrigerated Display Case - Marine ¦ SDG&E ¦ Marine | Com ¦ Efficient Refrigerated Display Case - Marine | SDG&E ¦ Marine | SDG&E | All | Electric | Efficient Reach-In, freezer or refrigerator | Efficient | 0 | Conventional | ComRefrig | Com - Refrig. Warehouse | Com | ROB and NEW | 0 | 1000 sqft2 of floor space | Display case | 12 | DEER:Indoor_CFL_Ltg | -604.8915 | -0.075887 | 1.8481 | SWCR018-03 | 4955.3371 | 2021 | 0 | 0 | 2021 | 0 | 0 | SWCR018-03 | ComRefrig - Display Case Replacement - Marine ¦ SDG&E ¦ Marine | ComRefrig - Display Case Replacement - Marine | 0.0090901 | 1 | 0.05 | CBSA 2014 | 11.3977 | 2012 | 0.6 | SWCR018-03
COM-COMREFRIG-10.4 | Com ¦ Code Compliant Refrigerated Display Case - Marine ¦ SDG&E ¦ Marine | Com ¦ Code Compliant Refrigerated Display Case - Marine | SDG&E ¦ Marine | SDG&E | All | Electric | Standard Reach-In, freezer or refrigerator | Code | 0 | Conventional | ComRefrig | Com - Restaurant | Com | ROB and NEW | 0 | 1000 sqft2 of floor space | Display case | 12 | DEER:Indoor_CFL_Ltg | 0 | 0 | 0 | SWCR018-03 | 4575.667 | 2021 | 0 | 0 | 2021 | 0 | 0 | SWCR018-03 | ComRefrig - Display Case Replacement - Marine ¦ SDG&E ¦ Marine | ComRefrig - Display Case Replacement - Marine | 0.099255 | 1 | 0.95 | CBSA 2014 | 0 | 2012 | 0.6 | SWCR018-03
COM-COMREFRIG-11.4 | Com ¦ Efficient Refrigerated Display Case - Marine ¦ SDG&E ¦ Marine | Com ¦ Efficient Refrigerated Display Case - Marine | SDG&E ¦ Marine | SDG&E | All | Electric | Efficient Reach-In, freezer or refrigerator | Efficient | 0 | Conventional | ComRefrig | Com - Restaurant | Com | ROB and NEW | 0 | 1000 sqft2 of floor space | Display case | 12 | DEER:Indoor_CFL_Ltg | -604.8915 | -0.075887 | 1.8481 | SWCR018-03 | 4955.3371 | 2021 | 0 | 0 | 2021 | 0 | 0 | SWCR018-03 | ComRefrig - Display Case Replacement - Marine ¦ SDG&E ¦ Marine | ComRefrig - Display Case Replacement - Marine | 0.099255 | 1 | 0.05 | CBSA 2014 | 12.3989 | 2012 | 0.6 | SWCR018-03
COM-COMREFRIG-10.5 | Com ¦ Code Compliant Refrigerated Display Case - Marine ¦ SDG&E ¦ Marine | Com ¦ Code Compliant Refrigerated Display Case - Marine | SDG&E ¦ Marine | SDG&E | All | Electric | Standard Reach-In, freezer or refrigerator | Code | 0 | Conventional | ComRefrig | Com - Retail | Com | ROB and NEW | 0 | 1000 sqft2 of floor space | Display case | 12 | DEER:Indoor_CFL_Ltg | 0 | 0 | 0 | SWCR018-03 | 4575.667 | 2021 | 0 | 0 | 2021 | 0 | 0 | SWCR018-03 | ComRefrig - Display Case Replacement - Marine ¦ SDG&E ¦ Marine | ComRefrig - Display Case Replacement - Marine | 0.16212 | 1 | 0.95 | CBSA 2014 | 0 | 2012 | 0.6 | SWCR018-03
COM-COMREFRIG-11.5 | Com ¦ Efficient Refrigerated Display Case - Marine ¦ SDG&E ¦ Marine | Com ¦ Efficient Refrigerated Display Case - Marine | SDG&E ¦ Marine | SDG&E | All | Electric | Efficient Reach-In, freezer or refrigerator | Efficient | 0 | Conventional | ComRefrig | Com - Retail | Com | ROB and NEW | 0 | 1000 sqft2 of floor space | Display case | 12 | DEER:Indoor_CFL_Ltg | -604.8915 | -0.075887 | 1.8481 | SWCR018-03 | 4955.3371 | 2021 | 0 | 0 | 2021 | 0 | 0 | SWCR018-03 | ComRefrig - Display Case Replacement - Marine ¦ SDG&E ¦ Marine | ComRefrig - Display Case Replacement - Marine | 0.16212 | 1 | 0.05 | CBSA 2014 | -257.8054 | 2012 | 0.6 | SWCR018-03
COM-COMREFRIG-10.6 | Com ¦ Code Compliant Refrigerated Display Case - Marine ¦ SDG&E ¦ Marine | Com ¦ Code Compliant Refrigerated Display Case - Marine | SDG&E ¦ Marine | SDG&E | All | Electric | Standard Reach-In, freezer or refrigerator | Code | 0 | Conventional | ComRefrig | Com - School | Com | ROB and NEW | 0 | 1000 sqft2 of floor space | Display case | 12 | DEER:Indoor_CFL_Ltg | 0 | 0 | 0 | SWCR018-03 | 4575.667 | 2021 | 0 | 0 | 2021 | 0 | 0 | SWCR018-03 | ComRefrig - Display Case Replacement - Marine ¦ SDG&E ¦ Marine | ComRefrig - Display Case Replacement - Marine | 0.00096561 | 1 | 0.95 | CBSA 2014 | 0 | 2012 | 0.6 | SWCR018-03
COM-COMREFRIG-11.6 | Com ¦ Efficient Refrigerated Display Case - Marine ¦ SDG&E ¦ Marine | Com ¦ Efficient Refrigerated Display Case - Marine | SDG&E ¦ Marine | SDG&E | All | Electric | Efficient Reach-In, freezer or refrigerator | Efficient | 0 | Conventional | ComRefrig | Com - School | Com | ROB and NEW | 0 | 1000 sqft2 of floor space | Display case | 12 | DEER:Indoor_CFL_Ltg | -604.8915 | -0.075887 | 1.8481 | SWCR018-03 | 4955.3371 | 2021 | 0 | 0 | 2021 | 0 | 0 | SWCR018-03 | ComRefrig - Display Case Replacement - Marine ¦ SDG&E ¦ Marine | ComRefrig - Display Case Replacement - Marine | 0.00096561 | 1 | 0.05 | CBSA 2014 | 49.6934 | 2012 | 0.6 | SWCR018-03
COM-COMREFRIG-10.7 | Com ¦ Code Compliant Refrigerated Display Case - Hot-Dry ¦ SDG&E ¦ Hot-Dry | Com ¦ Code Compliant Refrigerated Display Case - Hot-Dry | SDG&E ¦ Hot-Dry | SDG&E | All | Electric | Standard Reach-In, freezer or refrigerator | Code | 0 | Conventional | ComRefrig | Com - College | Com | ROB and NEW | 0 | 1000 sqft2 of floor space | Display case | 12 | DEER:Indoor_CFL_Ltg | 0 | 0 | 0 | SWCR018-03 | 4575.667 | 2021 | 0 | 0 | 2021 | 0 | 0 | SWCR018-03 | ComRefrig - Display Case Replacement - Hot-Dry ¦ SDG&E ¦ Hot-Dry | ComRefrig - Display Case Replacement - Hot-Dry | 0.00096561 | 1 | 0.95 | CBSA 2014 | 0 | 2012 | 0.6 | SWCR018-03
COM-COMREFRIG-11.7 | Com ¦ Efficient Refrigerated Display Case - Hot-Dry ¦ SDG&E ¦ Hot-Dry | Com ¦ Efficient Refrigerated Display Case - Hot-Dry | SDG&E ¦ Hot-Dry | SDG&E | All | Electric | Efficient Reach-In, freezer or refrigerator | Efficient | 0 | Conventional | ComRefrig | Com - College | Com | ROB and NEW | 0 | 1000 sqft2 of floor space | Display case | 12 | DEER:Indoor_CFL_Ltg | -536.264 | -0.067314 | 1.5559 | SWCR018-03 | 4955.3371 | 2021 | 0 | 0 | 2021 | 0 | 0 | SWCR018-03 | ComRefrig - Display Case Replacement - Hot-Dry ¦ SDG&E ¦ Hot-Dry | ComRefrig - Display Case Replacement - Hot-Dry | 0.00096561 | 1 | 0.05 | CBSA 2014 | 27.1835 | 2012 | 0.6 | SWCR018-03
COM-COMREFRIG-10.8 | Com ¦ Code Compliant Refrigerated Display Case - Hot-Dry ¦ SDG&E ¦ Hot-Dry | Com ¦ Code Compliant Refrigerated Display Case - Hot-Dry | SDG&E ¦ Hot-Dry | SDG&E | All | Electric | Standard Reach-In, freezer or refrigerator | Code | 0 | Conventional | ComRefrig | Com - Grocery | Com | ROB and NEW | 0 | 1000 sqft2 of floor space | Display case | 12 | DEER:Indoor_CFL_Ltg | 0 | 0 | 0 | SWCR018-03 | 4575.667 | 2021 | 0 | 0 | 2021 | 0 | 0 | SWCR018-03 | ComRefrig - Display Case Replacement - Hot-Dry ¦ SDG&E ¦ Hot-Dry | ComRefrig - Display Case Replacement - Hot-Dry | 1.3624 | 1 | 0.95 | CBSA 2014 | 0 | 2012 | 0.6 | SWCR018-03
COM-COMREFRIG-11.8 | Com ¦ Efficient Refrigerated Display Case - Hot-Dry ¦ SDG&E ¦ Hot-Dry | Com ¦ Efficient Refrigerated Display Case - Hot-Dry | SDG&E ¦ Hot-Dry | SDG&E | All | Electric | Efficient Reach-In, freezer or refrigerator | Efficient | 0 | Conventional | ComRefrig | Com - Grocery | Com | ROB and NEW | 0 | 1000 sqft2 of floor space | Display case | 12 | DEER:Indoor_CFL_Ltg | -536.264 | -0.067314 | 1.5559 | SWCR018-03 | 4955.3371 | 2021 | 0 | 0 | 2021 | 0 | 0 | SWCR018-03 | ComRefrig - Display Case Replacement - Hot-Dry ¦ SDG&E ¦ Hot-Dry | ComRefrig - Display Case Replacement - Hot-Dry | 1.3624 | 1 | 0.05 | CBSA 2014 | 11.134 | 2012 | 0.6 | SWCR018-03
COM-COMREFRIG-10.9 | Com ¦ Code Compliant Refrigerated Display Case - Hot-Dry ¦ SDG&E ¦ Hot-Dry | Com ¦ Code Compliant Refrigerated Display Case - Hot-Dry | SDG&E ¦ Hot-Dry | SDG&E | All | Electric | Standard Reach-In, freezer or refrigerator | Code | 0 | Conventional | ComRefrig | Com - Refrig. Warehouse | Com | ROB and NEW | 0 | 1000 sqft2 of floor space | Display case | 12 | DEER:Indoor_CFL_Ltg | 0 | 0 | 0 | SWCR018-03 | 4575.667 | 2021 | 0 | 0 | 2021 | 0 | 0 | SWCR018-03 | ComRefrig - Display Case Replacement - Hot-Dry ¦ SDG&E ¦ Hot-Dry | ComRefrig - Display Case Replacement - Hot-Dry | 0.0090901 | 1 | 0.95 | CBSA 2014 | 0 | 2012 | 0.6 | SWCR018-03
COM-COMREFRIG-11.9 | Com ¦ Efficient Refrigerated Display Case - Hot-Dry ¦ SDG&E ¦ Hot-Dry | Com ¦ Efficient Refrigerated Display Case - Hot-Dry | SDG&E ¦ Hot-Dry | SDG&E | All | Electric | Efficient Reach-In, freezer or refrigerator | Efficient | 0 | Conventional | ComRefrig | Com - Refrig. Warehouse | Com | ROB and NEW | 0 | 1000 sqft2 of floor space | Display case | 12 | DEER:Indoor_CFL_Ltg | -536.264 | -0.067314 | 1.5559 | SWCR018-03 | 4955.3371 | 2021 | 0 | 0 | 2021 | 0 | 0 | SWCR018-03 | ComRefrig - Display Case Replacement - Hot-Dry ¦ SDG&E ¦ Hot-Dry | ComRefrig - Display Case Replacement - Hot-Dry | 0.0090901 | 1 | 0.05 | CBSA 2014 | 10.1638 | 2012 | 0.6 | SWCR018-03
COM-COMREFRIG-10.10 | Com ¦ Code Compliant Refrigerated Display Case - Hot-Dry ¦ SDG&E ¦ Hot-Dry | Com ¦ Code Compliant Refrigerated Display Case - Hot-Dry | SDG&E ¦ Hot-Dry | SDG&E | All | Electric | Standard Reach-In, freezer or refrigerator | Code | 0 | Conventional | ComRefrig | Com - Restaurant | Com | ROB and NEW | 0 | 1000 sqft2 of floor space | Display case | 12 | DEER:Indoor_CFL_Ltg | 0 | 0 | 0 | SWCR018-03 | 4575.667 | 2021 | 0 | 0 | 2021 | 0 | 0 | SWCR018-03 | ComRefrig - Display Case Replacement - Hot-Dry ¦ SDG&E ¦ Hot-Dry | ComRefrig - Display Case Replacement - Hot-Dry | 0.099255 | 1 | 0.95 | CBSA 2014 | 0 | 2012 | 0.6 | SWCR018-03
COM-COMREFRIG-11.10 | Com ¦ Efficient Refrigerated Display Case - Hot-Dry ¦ SDG&E ¦ Hot-Dry | Com ¦ Efficient Refrigerated Display Case - Hot-Dry | SDG&E ¦ Hot-Dry | SDG&E | All | Electric | Efficient Reach-In, freezer or refrigerator | Efficient | 0 | Conventional | ComRefrig | Com - Restaurant | Com | ROB and NEW | 0 | 1000 sqft2 of floor space | Display case | 12 | DEER:Indoor_CFL_Ltg | -536.264 | -0.067314 | 1.5559 | SWCR018-03 | 4955.3371 | 2021 | 0 | 0 | 2021 | 0 | 0 | SWCR018-03 | ComRefrig - Display Case Replacement - Hot-Dry ¦ SDG&E ¦ Hot-Dry | ComRefrig - Display Case Replacement - Hot-Dry | 0.099255 | 1 | 0.05 | CBSA 2014 | 11.0143 | 2012 | 0.6 | SWCR018-03
COM-COMREFRIG-10.11 | Com ¦ Code Compliant Refrigerated Display Case - Hot-Dry ¦ SDG&E ¦ Hot-Dry | Com ¦ Code Compliant Refrigerated Display Case - Hot-Dry | SDG&E ¦ Hot-Dry | SDG&E | All | Electric | Standard Reach-In, freezer or refrigerator | Code | 0 | Conventional | ComRefrig | Com - Retail | Com | ROB and NEW | 0 | 1000 sqft2 of floor space | Display case | 12 | DEER:Indoor_CFL_Ltg | 0 | 0 | 0 | SWCR018-03 | 4575.667 | 2021 | 0 | 0 | 2021 | 0 | 0 | SWCR018-03 | ComRefrig - Display Case Replacement - Hot-Dry ¦ SDG&E ¦ Hot-Dry | ComRefrig - Display Case Replacement - Hot-Dry | 0.16212 | 1 | 0.95 | CBSA 2014 | 0 | 2012 | 0.6 | SWCR018-03
COM-COMREFRIG-11.11 | Com ¦ Efficient Refrigerated Display Case - Hot-Dry ¦ SDG&E ¦ Hot-Dry | Com ¦ Efficient Refrigerated Display Case - Hot-Dry | SDG&E ¦ Hot-Dry | SDG&E | All | Electric | Efficient Reach-In, freezer or refrigerator | Efficient | 0 | Conventional | ComRefrig | Com - Retail | Com | ROB and NEW | 0 | 1000 sqft2 of floor space | Display case | 12 | DEER:Indoor_CFL_Ltg | -536.264 | -0.067314 | 1.5559 | SWCR018-03 | 4955.3371 | 2021 | 0 | 0 | 2021 | 0 | 0 | SWCR018-03 | ComRefrig - Display Case Replacement - Hot-Dry ¦ SDG&E ¦ Hot-Dry | ComRefrig - Display Case Replacement - Hot-Dry | 0.16212 | 1 | 0.05 | CBSA 2014 | -213.9854 | 2012 | 0.6 | SWCR018-03
COM-COMREFRIG-10.12 | Com ¦ Code Compliant Refrigerated Display Case - Hot-Dry ¦ SDG&E ¦ Hot-Dry | Com ¦ Code Compliant Refrigerated Display Case - Hot-Dry | SDG&E ¦ Hot-Dry | SDG&E | All | Electric | Standard Reach-In, freezer or refrigerator | Code | 0 | Conventional | ComRefrig | Com - School | Com | ROB and NEW | 0 | 1000 sqft2 of floor space | Display case | 12 | DEER:Indoor_CFL_Ltg | 0 | 0 | 0 | SWCR018-03 | 4575.667 | 2021 | 0 | 0 | 2021 | 0 | 0 | SWCR018-03 | ComRefrig - Display Case Replacement - Hot-Dry ¦ SDG&E ¦ Hot-Dry | ComRefrig - Display Case Replacement - Hot-Dry | 0.00096561 | 1 | 0.95 | CBSA 2014 | 0 | 2012 | 0.6 | SWCR018-03
COM-COMREFRIG-11.12 | Com ¦ Efficient Refrigerated Display Case - Hot-Dry ¦ SDG&E ¦ Hot-Dry | Com ¦ Efficient Refrigerated Display Case - Hot-Dry | SDG&E ¦ Hot-Dry | SDG&E | All | Electric | Efficient Reach-In, freezer or refrigerator | Efficient | 0 | Conventional | ComRefrig | Com - School | Com | ROB and NEW | 0 | 1000 sqft2 of floor space | Display case | 12 | DEER:Indoor_CFL_Ltg | -536.264 | -0.067314 | 1.5559 | SWCR018-03 | 4955.3371 | 2021 | 0 | 0 | 2021 | 0 | 0 | SWCR018-03 | ComRefrig - Display Case Replacement - Hot-Dry ¦ SDG&E ¦ Hot-Dry | ComRefrig - Display Case Replacement - Hot-Dry | 0.00096561 | 1 | 0.05 | CBSA 2014 | 44.1639 | 2012 | 0.6 | SWCR018-03
COM-COMREFRIG-20.1 | Com ¦ Refrigerated Display Case Fluorescent Lighting ¦ PG&E ¦ All | Com ¦ Refrigerated Display Case Fluorescent Lighting | PG&E ¦ All | PG&E | All | Electric | Linear Fluorescents on Display Cases | Average Existing and Code | 0 | Conventional | ComRefrig | Com - College | Com | RET Only | 0 | 1000 sqft2 of floor space | Ln. Ft. of Lighting | 16 | DEER:Indoor_CFL_Ltg | 0 | 0 | 0 | TRM105 | 0 | 2014 | 0 | 0.44 | 2014 | 0 | 0 | TRM105 | ComRefrig - Display Case Lighting Retrofit ¦ PG&E ¦ All | ComRefrig - Display Case Lighting Retrofit | 0.0066527 | 1 | 0.65377 | CBSA 2014 | 0 | 2012 | 0.6
COM-COMREFRIG-21.1 | Com ¦ Refrigerated Display Case LED Lighting ¦ PG&E ¦ All | Com ¦ Refrigerated Display Case LED Lighting | PG&E ¦ All | PG&E | All | Electric | LED retrofits on Display Cases | Efficient | 0 | Conventional | ComRefrig | Com - College | Com | RET Only | 0 | 1000 sqft2 of floor space | Ln. Ft. of Lighting | 16 | DEER:Indoor_CFL_Ltg | -131.7333 | -0.018108 | 0 | TRM105 | 28.3767 | 2014 | 0 | 0.44 | 2014 | 0 | 0 | TRM105 | ComRefrig - Display Case Lighting Retrofit ¦ PG&E ¦ All | ComRefrig - Display Case Lighting Retrofit | 0.0066527 | 1 | 0.34623 | CBSA 2014 | 7.0237 | 2012 | 0.6
COM-COMREFRIG-20.2 | Com ¦ Refrigerated Display Case Fluorescent Lighting ¦ PG&E ¦ All | Com ¦ Refrigerated Display Case Fluorescent Lighting | PG&E ¦ All | PG&E | All | Electric | Linear Fluorescents on Display Cases | Average Existing and Code | 0 | Conventional | ComRefrig | Com - Grocery | Com | RET Only | 0 | 1000 sqft2 of floor space | Ln. Ft. of Lighting | 16 | DEER:Indoor_CFL_Ltg | 0 | 0 | 0 | TRM105 | 0 | 2014 | 0 | 0.44 | 2014 | 0 | 0 | TRM105 | ComRefrig - Display Case Lighting Retrofit ¦ PG&E ¦ All | ComRefrig - Display Case Lighting Retrofit | 9.3868 | 1 | 0.65377 | CBSA 2014 | 0 | 2012 | 0.6
COM-COMREFRIG-21.2 | Com ¦ Refrigerated Display Case LED Lighting ¦ PG&E ¦ All | Com ¦ Refrigerated Display Case LED Lighting | PG&E ¦ All | PG&E | All | Electric | LED retrofits on Display Cases | Efficient | 0 | Conventional | ComRefrig | Com - Grocery | Com | RET Only | 0 | 1000 sqft2 of floor space | Ln. Ft. of Lighting | 16 | DEER:Indoor_CFL_Ltg | -131.7333 | -0.018108 | 0 | TRM105 | 28.3767 | 2014 | 0 | 0.44 | 2014 | 0 | 0 | TRM105 | ComRefrig - Display Case Lighting Retrofit ¦ PG&E ¦ All | ComRefrig - Display Case Lighting Retrofit | 9.3868 | 1 | 0.34623 | CBSA 2014 | 3.7859 | 2012 | 0.6
COM-COMREFRIG-20.3 | Com ¦ Refrigerated Display Case Fluorescent Lighting ¦ PG&E ¦ All | Com ¦ Refrigerated Display Case Fluorescent Lighting | PG&E ¦ All | PG&E | All | Electric | Linear Fluorescents on Display Cases | Average Existing and Code | 0 | Conventional | ComRefrig | Com - Refrig. Warehouse | Com | RET Only | 0 | 1000 sqft2 of floor space | Ln. Ft. of Lighting | 16 | DEER:Indoor_CFL_Ltg | 0 | 0 | 0 | TRM105 | 0 | 2014 | 0 | 0.44 | 2014 | 0 | 0 | TRM105 | ComRefrig - Display Case Lighting Retrofit ¦ PG&E ¦ All | ComRefrig - Display Case Lighting Retrofit | 0.062628 | 1 | 0.65377 | CBSA 2014 | 0 | 2012 | 0.6
COM-COMREFRIG-21.3 | Com ¦ Refrigerated Display Case LED Lighting ¦ PG&E ¦ All | Com ¦ Refrigerated Display Case LED Lighting | PG&E ¦ All | PG&E | All | Electric | LED retrofits on Display Cases | Efficient | 0 | Conventional | ComRefrig | Com - Refrig. Warehouse | Com | RET Only | 0 | 1000 sqft2 of floor space | Ln. Ft. of Lighting | 16 | DEER:Indoor_CFL_Ltg | -131.7333 | -0.018108 | 0 | TRM105 | 28.3767 | 2014 | 0 | 0.44 | 2014 | 0 | 0 | TRM105 | ComRefrig - Display Case Lighting Retrofit ¦ PG&E ¦ All | ComRefrig - Display Case Lighting Retrofit | 0.062628 | 1 | 0.34623 | CBSA 2014 | 2.7711 | 2012 | 0.6
COM-COMREFRIG-20.4 | Com ¦ Refrigerated Display Case Fluorescent Lighting ¦ PG&E ¦ All | Com ¦ Refrigerated Display Case Fluorescent Lighting | PG&E ¦ All | PG&E | All | Electric | Linear Fluorescents on Display Cases | Average Existing and Code | 0 | Conventional | ComRefrig | Com - Restaurant | Com | RET Only | 0 | 1000 sqft2 of floor space | Ln. Ft. of Lighting | 16 | DEER:Indoor_CFL_Ltg | 0 | 0 | 0 | TRM105 | 0 | 2014 | 0 | 0.44 | 2014 | 0 | 0 | TRM105 | ComRefrig - Display Case Lighting Retrofit ¦ PG&E ¦ All | ComRefrig - Display Case Lighting Retrofit | 0.68383 | 1 | 0.65377 | CBSA 2014 | 0 | 2012 | 0.6
COM-COMREFRIG-21.4 | Com ¦ Refrigerated Display Case LED Lighting ¦ PG&E ¦ All | Com ¦ Refrigerated Display Case LED Lighting | PG&E ¦ All | PG&E | All | Electric | LED retrofits on Display Cases | Efficient | 0 | Conventional | ComRefrig | Com - Restaurant | Com | RET Only | 0 | 1000 sqft2 of floor space | Ln. Ft. of Lighting | 16 | DEER:Indoor_CFL_Ltg | -131.7333 | -0.018108 | 0 | TRM105 | 28.3767 | 2014 | 0 | 0.44 | 2014 | 0 | 0 | TRM105 | ComRefrig - Display Case Lighting Retrofit ¦ PG&E ¦ All | ComRefrig - Display Case Lighting Retrofit | 0.68383 | 1 | 0.34623 | CBSA 2014 | 2.8081 | 2012 | 0.6
COM-COMREFRIG-20.5 | Com ¦ Refrigerated Display Case Fluorescent Lighting ¦ PG&E ¦ All | Com ¦ Refrigerated Display Case Fluorescent Lighting | PG&E ¦ All | PG&E | All | Electric | Linear Fluorescents on Display Cases | Average Existing and Code | 0 | Conventional | ComRefrig | Com - Retail | Com | RET Only | 0 | 1000 sqft2 of floor space | Ln. Ft. of Lighting | 16 | DEER:Indoor_CFL_Ltg | 0 | 0 | 0 | TRM105 | 0 | 2014 | 0 | 0.44 | 2014 | 0 | 0 | TRM105 | ComRefrig - Display Case Lighting Retrofit ¦ PG&E ¦ All | ComRefrig - Display Case Lighting Retrofit | 1.1169 | 1 | 0.65377 | CBSA 2014 | 0 | 2012 | 0.6
COM-COMREFRIG-21.5 | Com ¦ Refrigerated Display Case LED Lighting ¦ PG&E ¦ All | Com ¦ Refrigerated Display Case LED Lighting | PG&E ¦ All | PG&E | All | Electric | LED retrofits on Display Cases | Efficient | 0 | Conventional | ComRefrig | Com - Retail | Com | RET Only | 0 | 1000 sqft2 of floor space | Ln. Ft. of Lighting | 16 | DEER:Indoor_CFL_Ltg | -131.7333 | -0.018108 | 0 | TRM105 | 28.3767 | 2014 | 0 | 0.44 | 2014 | 0 | 0 | TRM105 | ComRefrig - Display Case Lighting Retrofit ¦ PG&E ¦ All | ComRefrig - Display Case Lighting Retrofit | 1.1169 | 1 | 0.34623 | CBSA 2014 | 14.926 | 2012 | 0.6
COM-COMREFRIG-20.6 | Com ¦ Refrigerated Display Case Fluorescent Lighting ¦ PG&E ¦ All | Com ¦ Refrigerated Display Case Fluorescent Lighting | PG&E ¦ All | PG&E | All | Electric | Linear Fluorescents on Display Cases | Average Existing and Code | 0 | Conventional | ComRefrig | Com - School | Com | RET Only | 0 | 1000 sqft2 of floor space | Ln. Ft. of Lighting | 16 | DEER:Indoor_CFL_Ltg | 0 | 0 | 0 | TRM105 | 0 | 2014 | 0 | 0.44 | 2014 | 0 | 0 | TRM105 | ComRefrig - Display Case Lighting Retrofit ¦ PG&E ¦ All | ComRefrig - Display Case Lighting Retrofit | 0.0066527 | 1 | 0.65377 | CBSA 2014 | 0 | 2012 | 0.6
COM-COMREFRIG-21.6 | Com ¦ Refrigerated Display Case LED Lighting ¦ PG&E ¦ All | Com ¦ Refrigerated Display Case LED Lighting | PG&E ¦ All | PG&E | All | Electric | LED retrofits on Display Cases | Efficient | 0 | Conventional | ComRefrig | Com - School | Com | RET Only | 0 | 1000 sqft2 of floor space | Ln. Ft. of Lighting | 16 | DEER:Indoor_CFL_Ltg | -131.7333 | -0.018108 | 0 | TRM105 | 28.3767 | 2014 | 0 | 0.44 | 2014 | 0 | 0 | TRM105 | ComRefrig - Display Case Lighting Retrofit ¦ PG&E ¦ All | ComRefrig - Display Case Lighting Retrofit | 0.0066527 | 1 | 0.34623 | CBSA 2014 | 11.3509 | 2012 | 0.6
COM-COMREFRIG-20.1 | Com ¦ Refrigerated Display Case Fluorescent Lighting ¦ SCE ¦ All | Com ¦ Refrigerated Display Case Fluorescent Lighting | SCE ¦ All | SCE | All | Electric | Linear Fluorescents on Display Cases | Average Existing and Code | 0 | Conventional | ComRefrig | Com - College | Com | RET Only | 0 | 1000 sqft2 of floor space | Ln. Ft. of Lighting | 16 | DEER:Indoor_CFL_Ltg | 0 | 0 | 0 | TRM105 | 0 | 2014 | 0 | 0.44 | 2014 | 0 | 0 | TRM105 | ComRefrig - Display Case Lighting Retrofit ¦ SCE ¦ All | ComRefrig - Display Case Lighting Retrofit | 0.0066527 | 1 | 0.65377 | CBSA 2014 | 0 | 2012 | 0.6
COM-COMREFRIG-21.1 | Com ¦ Refrigerated Display Case LED Lighting ¦ SCE ¦ All | Com ¦ Refrigerated Display Case LED Lighting | SCE ¦ All | SCE | All | Electric | LED retrofits on Display Cases | Efficient | 0 | Conventional | ComRefrig | Com - College | Com | RET Only | 0 | 1000 sqft2 of floor space | Ln. Ft. of Lighting | 16 | DEER:Indoor_CFL_Ltg | -131.7333 | -0.016973 | 0 | TRM105 | 28.3767 | 2014 | 0 | 0.44 | 2014 | 0 | 0 | TRM105 | ComRefrig - Display Case Lighting Retrofit ¦ SCE ¦ All | ComRefrig - Display Case Lighting Retrofit | 0.0066527 | 1 | 0.34623 | CBSA 2014 | 7.0237 | 2012 | 0.6
COM-COMREFRIG-20.2 | Com ¦ Refrigerated Display Case Fluorescent Lighting ¦ SCE ¦ All | Com ¦ Refrigerated Display Case Fluorescent Lighting | SCE ¦ All | SCE | All | Electric | Linear Fluorescents on Display Cases | Average Existing and Code | 0 | Conventional | ComRefrig | Com - Grocery | Com | RET Only | 0 | 1000 sqft2 of floor space | Ln. Ft. of Lighting | 16 | DEER:Indoor_CFL_Ltg | 0 | 0 | 0 | TRM105 | 0 | 2014 | 0 | 0.44 | 2014 | 0 | 0 | TRM105 | ComRefrig - Display Case Lighting Retrofit ¦ SCE ¦ All | ComRefrig - Display Case Lighting Retrofit | 9.3868 | 1 | 0.65377 | CBSA 2014 | 0 | 2012 | 0.6
COM-COMREFRIG-21.2 | Com ¦ Refrigerated Display Case LED Lighting ¦ SCE ¦ All | Com ¦ Refrigerated Display Case LED Lighting | SCE ¦ All | SCE | All | Electric | LED retrofits on Display Cases | Efficient | 0 | Conventional | ComRefrig | Com - Grocery | Com | RET Only | 0 | 1000 sqft2 of floor space | Ln. Ft. of Lighting | 16 | DEER:Indoor_CFL_Ltg | -131.7333 | -0.016973 | 0 | TRM105 | 28.3767 | 2014 | 0 | 0.44 | 2014 | 0 | 0 | TRM105 | ComRefrig - Display Case Lighting Retrofit ¦ SCE ¦ All | ComRefrig - Display Case Lighting Retrofit | 9.3868 | 1 | 0.34623 | CBSA 2014 | 3.7859 | 2012 | 0.6
COM-COMREFRIG-20.3 | Com ¦ Refrigerated Display Case Fluorescent Lighting ¦ SCE ¦ All | Com ¦ Refrigerated Display Case Fluorescent Lighting | SCE ¦ All | SCE | All | Electric | Linear Fluorescents on Display Cases | Average Existing and Code | 0 | Conventional | ComRefrig | Com - Refrig. Warehouse | Com | RET Only | 0 | 1000 sqft2 of floor space | Ln. Ft. of Lighting | 16 | DEER:Indoor_CFL_Ltg | 0 | 0 | 0 | TRM105 | 0 | 2014 | 0 | 0.44 | 2014 | 0 | 0 | TRM105 | ComRefrig - Display Case Lighting Retrofit ¦ SCE ¦ All | ComRefrig - Display Case Lighting Retrofit | 0.062628 | 1 | 0.65377 | CBSA 2014 | 0 | 2012 | 0.6
COM-COMREFRIG-21.3 | Com ¦ Refrigerated Display Case LED Lighting ¦ SCE ¦ All | Com ¦ Refrigerated Display Case LED Lighting | SCE ¦ All | SCE | All | Electric | LED retrofits on Display Cases | Efficient | 0 | Conventional | ComRefrig | Com - Refrig. Warehouse | Com | RET Only | 0 | 1000 sqft2 of floor space | Ln. Ft. of Lighting | 16 | DEER:Indoor_CFL_Ltg | -131.7333 | -0.016973 | 0 | TRM105 | 28.3767 | 2014 | 0 | 0.44 | 2014 | 0 | 0 | TRM105 | ComRefrig - Display Case Lighting Retrofit ¦ SCE ¦ All | ComRefrig - Display Case Lighting Retrofit | 0.062628 | 1 | 0.34623 | CBSA 2014 | 2.7711 | 2012 | 0.6
COM-COMREFRIG-20.4 | Com ¦ Refrigerated Display Case Fluorescent Lighting ¦ SCE ¦ All | Com ¦ Refrigerated Display Case Fluorescent Lighting | SCE ¦ All | SCE | All | Electric | Linear Fluorescents on Display Cases | Average Existing and Code | 0 | Conventional | ComRefrig | Com - Restaurant | Com | RET Only | 0 | 1000 sqft2 of floor space | Ln. Ft. of Lighting | 16 | DEER:Indoor_CFL_Ltg | 0 | 0 | 0 | TRM105 | 0 | 2014 | 0 | 0.44 | 2014 | 0 | 0 | TRM105 | ComRefrig - Display Case Lighting Retrofit ¦ SCE ¦ All | ComRefrig - Display Case Lighting Retrofit | 0.68383 | 1 | 0.65377 | CBSA 2014 | 0 | 2012 | 0.6
COM-COMREFRIG-21.4 | Com ¦ Refrigerated Display Case LED Lighting ¦ SCE ¦ All | Com ¦ Refrigerated Display Case LED Lighting | SCE ¦ All | SCE | All | Electric | LED retrofits on Display Cases | Efficient | 0 | Conventional | ComRefrig | Com - Restaurant | Com | RET Only | 0 | 1000 sqft2 of floor space | Ln. Ft. of Lighting | 16 | DEER:Indoor_CFL_Ltg | -131.7333 | -0.016973 | 0 | TRM105 | 28.3767 | 2014 | 0 | 0.44 | 2014 | 0 | 0 | TRM105 | ComRefrig - Display Case Lighting Retrofit ¦ SCE ¦ All | ComRefrig - Display Case Lighting Retrofit | 0.68383 | 1 | 0.34623 | CBSA 2014 | 2.8081 | 2012 | 0.6
COM-COMREFRIG-20.5 | Com ¦ Refrigerated Display Case Fluorescent Lighting ¦ SCE ¦ All | Com ¦ Refrigerated Display Case Fluorescent Lighting | SCE ¦ All | SCE | All | Electric | Linear Fluorescents on Display Cases | Average Existing and Code | 0 | Conventional | ComRefrig | Com - Retail | Com | RET Only | 0 | 1000 sqft2 of floor space | Ln. Ft. of Lighting | 16 | DEER:Indoor_CFL_Ltg | 0 | 0 | 0 | TRM105 | 0 | 2014 | 0 | 0.44 | 2014 | 0 | 0 | TRM105 | ComRefrig - Display Case Lighting Retrofit ¦ SCE ¦ All | ComRefrig - Display Case Lighting Retrofit | 1.1169 | 1 | 0.65377 | CBSA 2014 | 0 | 2012 | 0.6
COM-COMREFRIG-21.5 | Com ¦ Refrigerated Display Case LED Lighting ¦ SCE ¦ All | Com ¦ Refrigerated Display Case LED Lighting | SCE ¦ All | SCE | All | Electric | LED retrofits on Display Cases | Efficient | 0 | Conventional | ComRefrig | Com - Retail | Com | RET Only | 0 | 1000 sqft2 of floor space | Ln. Ft. of Lighting | 16 | DEER:Indoor_CFL_Ltg | -131.7333 | -0.016973 | 0 | TRM105 | 28.3767 | 2014 | 0 | 0.44 | 2014 | 0 | 0 | TRM105 | ComRefrig - Display Case Lighting Retrofit ¦ SCE ¦ All | ComRefrig - Display Case Lighting Retrofit | 1.1169 | 1 | 0.34623 | CBSA 2014 | 14.926 | 2012 | 0.6
COM-COMREFRIG-20.6 | Com ¦ Refrigerated Display Case Fluorescent Lighting ¦ SCE ¦ All | Com ¦ Refrigerated Display Case Fluorescent Lighting | SCE ¦ All | SCE | All | Electric | Linear Fluorescents on Display Cases | Average Existing and Code | 0 | Conventional | ComRefrig | Com - School | Com | RET Only | 0 | 1000 sqft2 of floor space | Ln. Ft. of Lighting | 16 | DEER:Indoor_CFL_Ltg | 0 | 0 | 0 | TRM105 | 0 | 2014 | 0 | 0.44 | 2014 | 0 | 0 | TRM105 | ComRefrig - Display Case Lighting Retrofit ¦ SCE ¦ All | ComRefrig - Display Case Lighting Retrofit | 0.0066527 | 1 | 0.65377 | CBSA 2014 | 0 | 2012 | 0.6
COM-COMREFRIG-21.6 | Com ¦ Refrigerated Display Case LED Lighting ¦ SCE ¦ All | Com ¦ Refrigerated Display Case LED Lighting | SCE ¦ All | SCE | All | Electric | LED retrofits on Display Cases | Efficient | 0 | Conventional | ComRefrig | Com - School | Com | RET Only | 0 | 1000 sqft2 of floor space | Ln. Ft. of Lighting | 16 | DEER:Indoor_CFL_Ltg | -131.7333 | -0.016973 | 0 | TRM105 | 28.3767 | 2014 | 0 | 0.44 | 2014 | 0 | 0 | TRM105 | ComRefrig - Display Case Lighting Retrofit ¦ SCE ¦ All | ComRefrig - Display Case Lighting Retrofit | 0.0066527 | 1 | 0.34623 | CBSA 2014 | 11.3509 | 2012 | 0.6
COM-COMREFRIG-20.1 | Com ¦ Refrigerated Display Case Fluorescent Lighting ¦ SDG&E ¦ All | Com ¦ Refrigerated Display Case Fluorescent Lighting | SDG&E ¦ All | SDG&E | All | Electric | Linear Fluorescents on Display Cases | Average Existing and Code | 0 | Conventional | ComRefrig | Com - College | Com | RET Only | 0 | 1000 sqft2 of floor space | Ln. Ft. of Lighting | 16 | DEER:Indoor_CFL_Ltg | 0 | 0 | 0 | TRM105 | 0 | 2014 | 0 | 0.44 | 2014 | 0 | 0 | TRM105 | ComRefrig - Display Case Lighting Retrofit ¦ SDG&E ¦ All | ComRefrig - Display Case Lighting Retrofit | 0.0066527 | 1 | 0.65377 | CBSA 2014 | 0 | 2012 | 0.6
COM-COMREFRIG-21.1 | Com ¦ Refrigerated Display Case LED Lighting ¦ SDG&E ¦ All | Com ¦ Refrigerated Display Case LED Lighting | SDG&E ¦ All | SDG&E | All | Electric | LED retrofits on Display Cases | Efficient | 0 | Conventional | ComRefrig | Com - College | Com | RET Only | 0 | 1000 sqft2 of floor space | Ln. Ft. of Lighting | 16 | DEER:Indoor_CFL_Ltg | -131.7333 | -0.017243 | 0 | TRM105 | 28.3767 | 2014 | 0 | 0.44 | 2014 | 0 | 0 | TRM105 | ComRefrig - Display Case Lighting Retrofit ¦ SDG&E ¦ All | ComRefrig - Display Case Lighting Retrofit | 0.0066527 | 1 | 0.34623 | CBSA 2014 | 7.0237 | 2012 | 0.6
COM-COMREFRIG-20.2 | Com ¦ Refrigerated Display Case Fluorescent Lighting ¦ SDG&E ¦ All | Com ¦ Refrigerated Display Case Fluorescent Lighting | SDG&E ¦ All | SDG&E | All | Electric | Linear Fluorescents on Display Cases | Average Existing and Code | 0 | Conventional | ComRefrig | Com - Grocery | Com | RET Only | 0 | 1000 sqft2 of floor space | Ln. Ft. of Lighting | 16 | DEER:Indoor_CFL_Ltg | 0 | 0 | 0 | TRM105 | 0 | 2014 | 0 | 0.44 | 2014 | 0 | 0 | TRM105 | ComRefrig - Display Case Lighting Retrofit ¦ SDG&E ¦ All | ComRefrig - Display Case Lighting Retrofit | 9.3868 | 1 | 0.65377 | CBSA 2014 | 0 | 2012 | 0.6
COM-COMREFRIG-21.2 | Com ¦ Refrigerated Display Case LED Lighting ¦ SDG&E ¦ All | Com ¦ Refrigerated Display Case LED Lighting | SDG&E ¦ All | SDG&E | All | Electric | LED retrofits on Display Cases | Efficient | 0 | Conventional | ComRefrig | Com - Grocery | Com | RET Only | 0 | 1000 sqft2 of floor space | Ln. Ft. of Lighting | 16 | DEER:Indoor_CFL_Ltg | -131.7333 | -0.017243 | 0 | TRM105 | 28.3767 | 2014 | 0 | 0.44 | 2014 | 0 | 0 | TRM105 | ComRefrig - Display Case Lighting Retrofit ¦ SDG&E ¦ All | ComRefrig - Display Case Lighting Retrofit | 9.3868 | 1 | 0.34623 | CBSA 2014 | 3.7859 | 2012 | 0.6
COM-COMREFRIG-20.3 | Com ¦ Refrigerated Display Case Fluorescent Lighting ¦ SDG&E ¦ All | Com ¦ Refrigerated Display Case Fluorescent Lighting | SDG&E ¦ All | SDG&E | All | Electric | Linear Fluorescents on Display Cases | Average Existing and Code | 0 | Conventional | ComRefrig | Com - Refrig. Warehouse | Com | RET Only | 0 | 1000 sqft2 of floor space | Ln. Ft. of Lighting | 16 | DEER:Indoor_CFL_Ltg | 0 | 0 | 0 | TRM105 | 0 | 2014 | 0 | 0.44 | 2014 | 0 | 0 | TRM105 | ComRefrig - Display Case Lighting Retrofit ¦ SDG&E ¦ All | ComRefrig - Display Case Lighting Retrofit | 0.062628 | 1 | 0.65377 | CBSA 2014 | 0 | 2012 | 0.6
COM-COMREFRIG-21.3 | Com ¦ Refrigerated Display Case LED Lighting ¦ SDG&E ¦ All | Com ¦ Refrigerated Display Case LED Lighting | SDG&E ¦ All | SDG&E | All | Electric | LED retrofits on Display Cases | Efficient | 0 | Conventional | ComRefrig | Com - Refrig. Warehouse | Com | RET Only | 0 | 1000 sqft2 of floor space | Ln. Ft. of Lighting | 16 | DEER:Indoor_CFL_Ltg | -131.7333 | -0.017243 | 0 | TRM105 | 28.3767 | 2014 | 0 | 0.44 | 2014 | 0 | 0 | TRM105 | ComRefrig - Display Case Lighting Retrofit ¦ SDG&E ¦ All | ComRefrig - Display Case Lighting Retrofit | 0.062628 | 1 | 0.34623 | CBSA 2014 | 2.7711 | 2012 | 0.6
COM-COMREFRIG-20.4 | Com ¦ Refrigerated Display Case Fluorescent Lighting ¦ SDG&E ¦ All | Com ¦ Refrigerated Display Case Fluorescent Lighting | SDG&E ¦ All | SDG&E | All | Electric | Linear Fluorescents on Display Cases | Average Existing and Code | 0 | Conventional | ComRefrig | Com - Restaurant | Com | RET Only | 0 | 1000 sqft2 of floor space | Ln. Ft. of Lighting | 16 | DEER:Indoor_CFL_Ltg | 0 | 0 | 0 | TRM105 | 0 | 2014 | 0 | 0.44 | 2014 | 0 | 0 | TRM105 | ComRefrig - Display Case Lighting Retrofit ¦ SDG&E ¦ All | ComRefrig - Display Case Lighting Retrofit | 0.68383 | 1 | 0.65377 | CBSA 2014 | 0 | 2012 | 0.6
COM-COMREFRIG-21.4 | Com ¦ Refrigerated Display Case LED Lighting ¦ SDG&E ¦ All | Com ¦ Refrigerated Display Case LED Lighting | SDG&E ¦ All | SDG&E | All | Electric | LED retrofits on Display Cases | Efficient | 0 | Conventional | ComRefrig | Com - Restaurant | Com | RET Only | 0 | 1000 sqft2 of floor space | Ln. Ft. of Lighting | 16 | DEER:Indoor_CFL_Ltg | -131.7333 | -0.017243 | 0 | TRM105 | 28.3767 | 2014 | 0 | 0.44 | 2014 | 0 | 0 | TRM105 | ComRefrig - Display Case Lighting Retrofit ¦ SDG&E ¦ All | ComRefrig - Display Case Lighting Retrofit | 0.68383 | 1 | 0.34623 | CBSA 2014 | 2.8081 | 2012 | 0.6
COM-COMREFRIG-20.5 | Com ¦ Refrigerated Display Case Fluorescent Lighting ¦ SDG&E ¦ All | Com ¦ Refrigerated Display Case Fluorescent Lighting | SDG&E ¦ All | SDG&E | All | Electric | Linear Fluorescents on Display Cases | Average Existing and Code | 0 | Conventional | ComRefrig | Com - Retail | Com | RET Only | 0 | 1000 sqft2 of floor space | Ln. Ft. of Lighting | 16 | DEER:Indoor_CFL_Ltg | 0 | 0 | 0 | TRM105 | 0 | 2014 | 0 | 0.44 | 2014 | 0 | 0 | TRM105 | ComRefrig - Display Case Lighting Retrofit ¦ SDG&E ¦ All | ComRefrig - Display Case Lighting Retrofit | 1.1169 | 1 | 0.65377 | CBSA 2014 | 0 | 2012 | 0.6
COM-COMREFRIG-21.5 | Com ¦ Refrigerated Display Case LED Lighting ¦ SDG&E ¦ All | Com ¦ Refrigerated Display Case LED Lighting | SDG&E ¦ All | SDG&E | All | Electric | LED retrofits on Display Cases | Efficient | 0 | Conventional | ComRefrig | Com - Retail | Com | RET Only | 0 | 1000 sqft2 of floor space | Ln. Ft. of Lighting | 16 | DEER:Indoor_CFL_Ltg | -131.7333 | -0.017243 | 0 | TRM105 | 28.3767 | 2014 | 0 | 0.44 | 2014 | 0 | 0 | TRM105 | ComRefrig - Display Case Lighting Retrofit ¦ SDG&E ¦ All | ComRefrig - Display Case Lighting Retrofit | 1.1169 | 1 | 0.34623 | CBSA 2014 | 14.926 | 2012 | 0.6
COM-COMREFRIG-20.6 | Com ¦ Refrigerated Display Case Fluorescent Lighting ¦ SDG&E ¦ All | Com ¦ Refrigerated Display Case Fluorescent Lighting | SDG&E ¦ All | SDG&E | All | Electric | Linear Fluorescents on Display Cases | Average Existing and Code | 0 | Conventional | ComRefrig | Com - School | Com | RET Only | 0 | 1000 sqft2 of floor space | Ln. Ft. of Lighting | 16 | DEER:Indoor_CFL_Ltg | 0 | 0 | 0 | TRM105 | 0 | 2014 | 0 | 0.44 | 2014 | 0 | 0 | TRM105 | ComRefrig - Display Case Lighting Retrofit ¦ SDG&E ¦ All | ComRefrig - Display Case Lighting Retrofit | 0.0066527 | 1 | 0.65377 | CBSA 2014 | 0 | 2012 | 0.6
COM-COMREFRIG-21.6 | Com ¦ Refrigerated Display Case LED Lighting ¦ SDG&E ¦ All | Com ¦ Refrigerated Display Case LED Lighting | SDG&E ¦ All | SDG&E | All | Electric | LED retrofits on Display Cases | Efficient | 0 | Conventional | ComRefrig | Com - School | Com | RET Only | 0 | 1000 sqft2 of floor space | Ln. Ft. of Lighting | 16 | DEER:Indoor_CFL_Ltg | -131.7333 | -0.017243 | 0 | TRM105 | 28.3767 | 2014 | 0 | 0.44 | 2014 | 0 | 0 | TRM105 | ComRefrig - Display Case Lighting Retrofit ¦ SDG&E ¦ All | ComRefrig - Display Case Lighting Retrofit | 0.0066527 | 1 | 0.34623 | CBSA 2014 | 11.3509 | 2012 | 0.6
COM-COMREFRIG-30.1 | Com ¦ SP / PSC Motor on Walk-In Evap Fans - Marine ¦ PG&E ¦ Marine | Com ¦ SP / PSC Motor on Walk-In Evap Fans - Marine | PG&E ¦ Marine | PG&E | All | Electric | A blend of Shaded Pole and PSC Motors for Walk-in Evaporator Fans | Average Existing | 0 | Conventional | ComRefrig | Com - College | Com | RET Only | 0 | 1000 sqft2 of floor space | Each | 15 | DEER:HVAC_Chillers | 0 | 0 | 0 | SWCR004-02 | 0 | 2020 | 0 | 0 | 2020 | 0 | 0 | SWCR004-02 | ComRefrig - Walk-In Motors - Marine ¦ PG&E ¦ Marine | ComRefrig - Walk-In Motors - Marine | 0.013301 | 1 | 0.7551 | CBSA 2014 | 0 | 2012 | 0.6 | SWCR004-02
COM-COMREFRIG-31.1 | Com ¦ EC Motors on Walk-In Evap Fans - Marine ¦ PG&E ¦ Marine | Com ¦ EC Motors on Walk-In Evap Fans - Marine | PG&E ¦ Marine | PG&E | All | Electric | Code EC motors for Walk-in Evaporator Fans | Code | 0 | Conventional | ComRefrig | Com - College | Com | RET and NEW | 0 | 1000 sqft2 of floor space | Each | 15 | DEER:HVAC_Chillers | -491.8333 | -0.056217 | 0 | SWCR004-02 | 283.51 | 2020 | 0 | 63.8 | 2020 | 0 | 0 | SWCR004-02 | ComRefrig - Walk-In Motors - Marine ¦ PG&E ¦ Marine | ComRefrig - Walk-In Motors - Marine | 0.013301 | 1 | 0.2449 | CBSA 2014 | 26.2233 | 2012 | 0.6 | SWCR004-02
COM-COMREFRIG-30.2 | Com ¦ SP / PSC Motor on Walk-In Evap Fans - Hot-Dry ¦ PG&E ¦ Hot-Dry | Com ¦ SP / PSC Motor on Walk-In Evap Fans - Hot-Dry | PG&E ¦ Hot-Dry | PG&E | All | Electric | A blend of Shaded Pole and PSC Motors for Walk-in Evaporator Fans | Average Existing | 0 | Conventional | ComRefrig | Com - College | Com | RET Only | 0 | 1000 sqft2 of floor space | Each | 15 | DEER:HVAC_Chillers | 0 | 0 | 0 | SWCR004-02 | 0 | 2020 | 0 | 0 | 2020 | 0 | 0 | SWCR004-02 | ComRefrig - Walk-In Motors - Hot-Dry ¦ PG&E ¦ Hot-Dry | ComRefrig - Walk-In Motors - Hot-Dry | 0.013301 | 1 | 0.7551 | CBSA 2014 | 0 | 2012 | 0.6 | SWCR004-02
COM-COMREFRIG-31.2 | Com ¦ EC Motors on Walk-In Evap Fans - Hot-Dry ¦ PG&E ¦ Hot-Dry | Com ¦ EC Motors on Walk-In Evap Fans - Hot-Dry | PG&E ¦ Hot-Dry | PG&E | All | Electric | Code EC motors for Walk-in Evaporator Fans | Code | 0 | Conventional | ComRefrig | Com - College | Com | RET and NEW | 0 | 1000 sqft2 of floor space | Each | 15 | DEER:HVAC_Chillers | -484.3333 | -0.074333 | 0 | SWCR004-02 | 283.51 | 2020 | 0 | 63.8 | 2020 | 0 | 0 | SWCR004-02 | ComRefrig - Walk-In Motors - Hot-Dry ¦ PG&E ¦ Hot-Dry | ComRefrig - Walk-In Motors - Hot-Dry | 0.013301 | 1 | 0.2449 | CBSA 2014 | 25.8235 | 2012 | 0.6 | SWCR004-02
COM-COMREFRIG-30.3 | Com ¦ SP / PSC Motor on Walk-In Evap Fans - Cold ¦ PG&E ¦ Cold | Com ¦ SP / PSC Motor on Walk-In Evap Fans - Cold | PG&E ¦ Cold | PG&E | All | Electric | A blend of Shaded Pole and PSC Motors for Walk-in Evaporator Fans | Average Existing | 0 | Conventional | ComRefrig | Com - College | Com | RET Only | 0 | 1000 sqft2 of floor space | Each | 15 | DEER:HVAC_Chillers | 0 | 0 | 0 | SWCR004-02 | 0 | 2020 | 0 | 0 | 2020 | 0 | 0 | SWCR004-02 | ComRefrig - Walk-In Motors - Cold ¦ PG&E ¦ Cold | ComRefrig - Walk-In Motors - Cold | 0.013301 | 1 | 0.7551 | CBSA 2014 | 0 | 2012 | 0.6 | SWCR004-02
COM-COMREFRIG-31.3 | Com ¦ EC Motors on Walk-In Evap Fans - Cold ¦ PG&E ¦ Cold | Com ¦ EC Motors on Walk-In Evap Fans - Cold | PG&E ¦ Cold | PG&E | All | Electric | Code EC motors for Walk-in Evaporator Fans | Code | 0 | Conventional | ComRefrig | Com - College | Com | RET and NEW | 0 | 1000 sqft2 of floor space | Each | 15 | DEER:HVAC_Chillers | -469.5 | -0.061667 | 0 | SWCR004-02 | 283.51 | 2020 | 0 | 63.8 | 2020 | 0 | 0 | SWCR004-02 | ComRefrig - Walk-In Motors - Cold ¦ PG&E ¦ Cold | ComRefrig - Walk-In Motors - Cold | 0.013301 | 1 | 0.2449 | CBSA 2014 | 25.0326 | 2012 | 0.6 | SWCR004-02
COM-COMREFRIG-30.4 | Com ¦ SP / PSC Motor on Walk-In Evap Fans - Marine ¦ PG&E ¦ Marine | Com ¦ SP / PSC Motor on Walk-In Evap Fans - Marine | PG&E ¦ Marine | PG&E | All | Electric | A blend of Shaded Pole and PSC Motors for Walk-in Evaporator Fans | Average Existing | 0 | Conventional | ComRefrig | Com - Grocery | Com | RET Only | 0 | 1000 sqft2 of floor space | Each | 15 | DEER:HVAC_Chillers | 0 | 0 | 0 | SWCR004-02 | 0 | 2020 | 0 | 0 | 2020 | 0 | 0 | SWCR004-02 | ComRefrig - Walk-In Motors - Marine ¦ PG&E ¦ Marine | ComRefrig - Walk-In Motors - Marine | 0.54314 | 1 | 0.7551 | CBSA 2014 | 0 | 2012 | 0.6 | SWCR004-02
COM-COMREFRIG-31.4 | Com ¦ EC Motors on Walk-In Evap Fans - Marine ¦ PG&E ¦ Marine | Com ¦ EC Motors on Walk-In Evap Fans - Marine | PG&E ¦ Marine | PG&E | All | Electric | Code EC motors for Walk-in Evaporator Fans | Code | 0 | Conventional | ComRefrig | Com - Grocery | Com | RET and NEW | 0 | 1000 sqft2 of floor space | Each | 15 | DEER:HVAC_Chillers | -491.8333 | -0.056217 | 0 | SWCR004-02 | 283.51 | 2020 | 0 | 63.8 | 2020 | 0 | 0 | SWCR004-02 | ComRefrig - Walk-In Motors - Marine ¦ PG&E ¦ Marine | ComRefrig - Walk-In Motors - Marine | 0.54314 | 1 | 0.2449 | CBSA 2014 | 14.1349 | 2012 | 0.6 | SWCR004-02
COM-COMREFRIG-30.5 | Com ¦ SP / PSC Motor on Walk-In Evap Fans - Hot-Dry ¦ PG&E ¦ Hot-Dry | Com ¦ SP / PSC Motor on Walk-In Evap Fans - Hot-Dry | PG&E ¦ Hot-Dry | PG&E | All | Electric | A blend of Shaded Pole and PSC Motors for Walk-in Evaporator Fans | Average Existing | 0 | Conventional | ComRefrig | Com - Grocery | Com | RET Only | 0 | 1000 sqft2 of floor space | Each | 15 | DEER:HVAC_Chillers | 0 | 0 | 0 | SWCR004-02 | 0 | 2020 | 0 | 0 | 2020 | 0 | 0 | SWCR004-02 | ComRefrig - Walk-In Motors - Hot-Dry ¦ PG&E ¦ Hot-Dry | ComRefrig - Walk-In Motors - Hot-Dry | 0.54314 | 1 | 0.7551 | CBSA 2014 | 0 | 2012 | 0.6 | SWCR004-02
COM-COMREFRIG-31.5 | Com ¦ EC Motors on Walk-In Evap Fans - Hot-Dry ¦ PG&E ¦ Hot-Dry | Com ¦ EC Motors on Walk-In Evap Fans - Hot-Dry | PG&E ¦ Hot-Dry | PG&E | All | Electric | Code EC motors for Walk-in Evaporator Fans | Code | 0 | Conventional | ComRefrig | Com - Grocery | Com | RET and NEW | 0 | 1000 sqft2 of floor space | Each | 15 | DEER:HVAC_Chillers | -484.3333 | -0.074333 | 0 | SWCR004-02 | 283.51 | 2020 | 0 | 63.8 | 2020 | 0 | 0 | SWCR004-02 | ComRefrig - Walk-In Motors - Hot-Dry ¦ PG&E ¦ Hot-Dry | ComRefrig - Walk-In Motors - Hot-Dry | 0.54314 | 1 | 0.2449 | CBSA 2014 | 13.9194 | 2012 | 0.6 | SWCR004-02
COM-COMREFRIG-30.6 | Com ¦ SP / PSC Motor on Walk-In Evap Fans - Cold ¦ PG&E ¦ Cold | Com ¦ SP / PSC Motor on Walk-In Evap Fans - Cold | PG&E ¦ Cold | PG&E | All | Electric | A blend of Shaded Pole and PSC Motors for Walk-in Evaporator Fans | Average Existing | 0 | Conventional | ComRefrig | Com - Grocery | Com | RET Only | 0 | 1000 sqft2 of floor space | Each | 15 | DEER:HVAC_Chillers | 0 | 0 | 0 | SWCR004-02 | 0 | 2020 | 0 | 0 | 2020 | 0 | 0 | SWCR004-02 | ComRefrig - Walk-In Motors - Cold ¦ PG&E ¦ Cold | ComRefrig - Walk-In Motors - Cold | 0.54314 | 1 | 0.7551 | CBSA 2014 | 0 | 2012 | 0.6 | SWCR004-02
COM-COMREFRIG-31.6 | Com ¦ EC Motors on Walk-In Evap Fans - Cold ¦ PG&E ¦ Cold | Com ¦ EC Motors on Walk-In Evap Fans - Cold | PG&E ¦ Cold | PG&E | All | Electric | Code EC motors for Walk-in Evaporator Fans | Code | 0 | Conventional | ComRefrig | Com - Grocery | Com | RET and NEW | 0 | 1000 sqft2 of floor space | Each | 15 | DEER:HVAC_Chillers | -469.5 | -0.061667 | 0 | SWCR004-02 | 283.51 | 2020 | 0 | 63.8 | 2020 | 0 | 0 | SWCR004-02 | ComRefrig - Walk-In Motors - Cold ¦ PG&E ¦ Cold | ComRefrig - Walk-In Motors - Cold | 0.54314 | 1 | 0.2449 | CBSA 2014 | 13.4931 | 2012 | 0.6 | SWCR004-02
COM-COMREFRIG-30.7 | Com ¦ SP / PSC Motor on Walk-In Evap Fans - Marine ¦ PG&E ¦ Marine | Com ¦ SP / PSC Motor on Walk-In Evap Fans - Marine | PG&E ¦ Marine | PG&E | All | Electric | A blend of Shaded Pole and PSC Motors for Walk-in Evaporator Fans | Average Existing | 0 | Conventional | ComRefrig | Com - Lodging | Com | RET Only | 0 | 1000 sqft2 of floor space | Each | 15 | DEER:HVAC_Chillers | 0 | 0 | 0 | SWCR004-02 | 0 | 2020 | 0 | 0 | 2020 | 0 | 0 | SWCR004-02 | ComRefrig - Walk-In Motors - Marine ¦ PG&E ¦ Marine | ComRefrig - Walk-In Motors - Marine | 0.01783 | 1 | 0.7551 | CBSA 2014 | 0 | 2012 | 0.6 | SWCR004-02
COM-COMREFRIG-31.7 | Com ¦ EC Motors on Walk-In Evap Fans - Marine ¦ PG&E ¦ Marine | Com ¦ EC Motors on Walk-In Evap Fans - Marine | PG&E ¦ Marine | PG&E | All | Electric | Code EC motors for Walk-in Evaporator Fans | Code | 0 | Conventional | ComRefrig | Com - Lodging | Com | RET and NEW | 0 | 1000 sqft2 of floor space | Each | 15 | DEER:HVAC_Chillers | -491.8333 | -0.056217 | 0 | SWCR004-02 | 283.51 | 2020 | 0 | 63.8 | 2020 | 0 | 0 | SWCR004-02 | ComRefrig - Walk-In Motors - Marine ¦ PG&E ¦ Marine | ComRefrig - Walk-In Motors - Marine | 0.01783 | 1 | 0.2449 | CBSA 2014 | 26.5026 | 2012 | 0.6 | SWCR004-02
COM-COMREFRIG-30.8 | Com ¦ SP / PSC Motor on Walk-In Evap Fans - Hot-Dry ¦ PG&E ¦ Hot-Dry | Com ¦ SP / PSC Motor on Walk-In Evap Fans - Hot-Dry | PG&E ¦ Hot-Dry | PG&E | All | Electric | A blend of Shaded Pole and PSC Motors for Walk-in Evaporator Fans | Average Existing | 0 | Conventional | ComRefrig | Com - Lodging | Com | RET Only | 0 | 1000 sqft2 of floor space | Each | 15 | DEER:HVAC_Chillers | 0 | 0 | 0 | SWCR004-02 | 0 | 2020 | 0 | 0 | 2020 | 0 | 0 | SWCR004-02 | ComRefrig - Walk-In Motors - Hot-Dry ¦ PG&E ¦ Hot-Dry | ComRefrig - Walk-In Motors - Hot-Dry | 0.01783 | 1 | 0.7551 | CBSA 2014 | 0 | 2012 | 0.6 | SWCR004-02
COM-COMREFRIG-31.8 | Com ¦ EC Motors on Walk-In Evap Fans - Hot-Dry ¦ PG&E ¦ Hot-Dry | Com ¦ EC Motors on Walk-In Evap Fans - Hot-Dry | PG&E ¦ Hot-Dry | PG&E | All | Electric | Code EC motors for Walk-in Evaporator Fans | Code | 0 | Conventional | ComRefrig | Com - Lodging | Com | RET and NEW | 0 | 1000 sqft2 of floor space | Each | 15 | DEER:HVAC_Chillers | -484.3333 | -0.074333 | 0 | SWCR004-02 | 283.51 | 2020 | 0 | 63.8 | 2020 | 0 | 0 | SWCR004-02 | ComRefrig - Walk-In Motors - Hot-Dry ¦ PG&E ¦ Hot-Dry | ComRefrig - Walk-In Motors - Hot-Dry | 0.01783 | 1 | 0.2449 | CBSA 2014 | 26.0985 | 2012 | 0.6 | SWCR004-02
COM-COMREFRIG-30.9 | Com ¦ SP / PSC Motor on Walk-In Evap Fans - Cold ¦ PG&E ¦ Cold | Com ¦ SP / PSC Motor on Walk-In Evap Fans - Cold | PG&E ¦ Cold | PG&E | All | Electric | A blend of Shaded Pole and PSC Motors for Walk-in Evaporator Fans | Average Existing | 0 | Conventional | ComRefrig | Com - Lodging | Com | RET Only | 0 | 1000 sqft2 of floor space | Each | 15 | DEER:HVAC_Chillers | 0 | 0 | 0 | SWCR004-02 | 0 | 2020 | 0 | 0 | 2020 | 0 | 0 | SWCR004-02 | ComRefrig - Walk-In Motors - Cold ¦ PG&E ¦ Cold | ComRefrig - Walk-In Motors - Cold | 0.01783 | 1 | 0.7551 | CBSA 2014 | 0 | 2012 | 0.6 | SWCR004-02
COM-COMREFRIG-31.9 | Com ¦ EC Motors on Walk-In Evap Fans - Cold ¦ PG&E ¦ Cold | Com ¦ EC Motors on Walk-In Evap Fans - Cold | PG&E ¦ Cold | PG&E | All | Electric | Code EC motors for Walk-in Evaporator Fans | Code | 0 | Conventional | ComRefrig | Com - Lodging | Com | RET and NEW | 0 | 1000 sqft2 of floor space | Each | 15 | DEER:HVAC_Chillers | -469.5 | -0.061667 | 0 | SWCR004-02 | 283.51 | 2020 | 0 | 63.8 | 2020 | 0 | 0 | SWCR004-02 | ComRefrig - Walk-In Motors - Cold ¦ PG&E ¦ Cold | ComRefrig - Walk-In Motors - Cold | 0.01783 | 1 | 0.2449 | CBSA 2014 | 25.2992 | 2012 | 0.6 | SWCR004-02
COM-COMREFRIG-30.10 | Com ¦ SP / PSC Motor on Walk-In Evap Fans - Marine ¦ PG&E ¦ Marine | Com ¦ SP / PSC Motor on Walk-In Evap Fans - Marine | PG&E ¦ Marine | PG&E | All | Electric | A blend of Shaded Pole and PSC Motors for Walk-in Evaporator Fans | Average Existing | 0 | Conventional | ComRefrig | Com - Other | Com | RET Only | 0 | 1000 sqft2 of floor space | Each | 15 | DEER:HVAC_Chillers | 0 | 0 | 0 | SWCR004-02 | 0 | 2020 | 0 | 0 | 2020 | 0 | 0 | SWCR004-02 | ComRefrig - Walk-In Motors - Marine ¦ PG&E ¦ Marine | ComRefrig - Walk-In Motors - Marine | 0.0040966 | 1 | 0.7551 | CBSA 2014 | 0 | 2012 | 0.6 | SWCR004-02
COM-COMREFRIG-31.10 | Com ¦ EC Motors on Walk-In Evap Fans - Marine ¦ PG&E ¦ Marine | Com ¦ EC Motors on Walk-In Evap Fans - Marine | PG&E ¦ Marine | PG&E | All | Electric | Code EC motors for Walk-in Evaporator Fans | Code | 0 | Conventional | ComRefrig | Com - Other | Com | RET and NEW | 0 | 1000 sqft2 of floor space | Each | 15 | DEER:HVAC_Chillers | -491.8333 | -0.056217 | 0 | SWCR004-02 | 283.51 | 2020 | 0 | 63.8 | 2020 | 0 | 0 | SWCR004-02 | ComRefrig - Walk-In Motors - Marine ¦ PG&E ¦ Marine | ComRefrig - Walk-In Motors - Marine | 0.0040966 | 1 | 0.2449 | CBSA 2014 | 28.2721 | 2012 | 0.6 | SWCR004-02
COM-COMREFRIG-30.11 | Com ¦ SP / PSC Motor on Walk-In Evap Fans - Hot-Dry ¦ PG&E ¦ Hot-Dry | Com ¦ SP / PSC Motor on Walk-In Evap Fans - Hot-Dry | PG&E ¦ Hot-Dry | PG&E | All | Electric | A blend of Shaded Pole and PSC Motors for Walk-in Evaporator Fans | Average Existing | 0 | Conventional | ComRefrig | Com - Other | Com | RET Only | 0 | 1000 sqft2 of floor space | Each | 15 | DEER:HVAC_Chillers | 0 | 0 | 0 | SWCR004-02 | 0 | 2020 | 0 | 0 | 2020 | 0 | 0 | SWCR004-02 | ComRefrig - Walk-In Motors - Hot-Dry ¦ PG&E ¦ Hot-Dry | ComRefrig - Walk-In Motors - Hot-Dry | 0.0040966 | 1 | 0.7551 | CBSA 2014 | 0 | 2012 | 0.6 | SWCR004-02
COM-COMREFRIG-31.11 | Com ¦ EC Motors on Walk-In Evap Fans - Hot-Dry ¦ PG&E ¦ Hot-Dry | Com ¦ EC Motors on Walk-In Evap Fans - Hot-Dry | PG&E ¦ Hot-Dry | PG&E | All | Electric | Code EC motors for Walk-in Evaporator Fans | Code | 0 | Conventional | ComRefrig | Com - Other | Com | RET and NEW | 0 | 1000 sqft2 of floor space | Each | 15 | DEER:HVAC_Chillers | -484.3333 | -0.074333 | 0 | SWCR004-02 | 283.51 | 2020 | 0 | 63.8 | 2020 | 0 | 0 | SWCR004-02 | ComRefrig - Walk-In Motors - Hot-Dry ¦ PG&E ¦ Hot-Dry | ComRefrig - Walk-In Motors - Hot-Dry | 0.0040966 | 1 | 0.2449 | CBSA 2014 | 27.841 | 2012 | 0.6 | SWCR004-02
COM-COMREFRIG-30.12 | Com ¦ SP / PSC Motor on Walk-In Evap Fans - Cold ¦ PG&E ¦ Cold | Com ¦ SP / PSC Motor on Walk-In Evap Fans - Cold | PG&E ¦ Cold | PG&E | All | Electric | A blend of Shaded Pole and PSC Motors for Walk-in Evaporator Fans | Average Existing | 0 | Conventional | ComRefrig | Com - Other | Com | RET Only | 0 | 1000 sqft2 of floor space | Each | 15 | DEER:HVAC_Chillers | 0 | 0 | 0 | SWCR004-02 | 0 | 2020 | 0 | 0 | 2020 | 0 | 0 | SWCR004-02 | ComRefrig - Walk-In Motors - Cold ¦ PG&E ¦ Cold | ComRefrig - Walk-In Motors - Cold | 0.0040966 | 1 | 0.7551 | CBSA 2014 | 0 | 2012 | 0.6 | SWCR004-02
COM-COMREFRIG-31.12 | Com ¦ EC Motors on Walk-In Evap Fans - Cold ¦ PG&E ¦ Cold | Com ¦ EC Motors on Walk-In Evap Fans - Cold | PG&E ¦ Cold | PG&E | All | Electric | Code EC motors for Walk-in Evaporator Fans | Code | 0 | Conventional | ComRefrig | Com - Other | Com | RET and NEW | 0 | 1000 sqft2 of floor space | Each | 15 | DEER:HVAC_Chillers | -469.5 | -0.061667 | 0 | SWCR004-02 | 283.51 | 2020 | 0 | 63.8 | 2020 | 0 | 0 | SWCR004-02 | ComRefrig - Walk-In Motors - Cold ¦ PG&E ¦ Cold | ComRefrig - Walk-In Motors - Cold | 0.0040966 | 1 | 0.2449 | CBSA 2014 | 26.9883 | 2012 | 0.6 | SWCR004-02
COM-COMREFRIG-30.13 | Com ¦ SP / PSC Motor on Walk-In Evap Fans - Marine ¦ PG&E ¦ Marine | Com ¦ SP / PSC Motor on Walk-In Evap Fans - Marine | PG&E ¦ Marine | PG&E | All | Electric | A blend of Shaded Pole and PSC Motors for Walk-in Evaporator Fans | Average Existing | 0 | Conventional | ComRefrig | Com - Refrig. Warehouse | Com | RET Only | 0 | 1000 sqft2 of floor space | Each | 15 | DEER:HVAC_Chillers | 0 | 0 | 0 | SWCR004-02 | 0 | 2020 | 0 | 0 | 2020 | 0 | 0 | SWCR004-02 | ComRefrig - Walk-In Motors - Marine ¦ PG&E ¦ Marine | ComRefrig - Walk-In Motors - Marine | 0.50227 | 1 | 0.7551 | CBSA 2014 | 0 | 2012 | 0.6 | SWCR004-02
COM-COMREFRIG-31.13 | Com ¦ EC Motors on Walk-In Evap Fans - Marine ¦ PG&E ¦ Marine | Com ¦ EC Motors on Walk-In Evap Fans - Marine | PG&E ¦ Marine | PG&E | All | Electric | Code EC motors for Walk-in Evaporator Fans | Code | 0 | Conventional | ComRefrig | Com - Refrig. Warehouse | Com | RET and NEW | 0 | 1000 sqft2 of floor space | Each | 15 | DEER:HVAC_Chillers | -491.8333 | -0.056217 | 0 | SWCR004-02 | 283.51 | 2020 | 0 | 63.8 | 2020 | 0 | 0 | SWCR004-02 | ComRefrig - Walk-In Motors - Marine ¦ PG&E ¦ Marine | ComRefrig - Walk-In Motors - Marine | 0.50227 | 1 | 0.2449 | CBSA 2014 | 10.346 | 2012 | 0.6 | SWCR004-02
COM-COMREFRIG-30.14 | Com ¦ SP / PSC Motor on Walk-In Evap Fans - Hot-Dry ¦ PG&E ¦ Hot-Dry | Com ¦ SP / PSC Motor on Walk-In Evap Fans - Hot-Dry | PG&E ¦ Hot-Dry | PG&E | All | Electric | A blend of Shaded Pole and PSC Motors for Walk-in Evaporator Fans | Average Existing | 0 | Conventional | ComRefrig | Com - Refrig. Warehouse | Com | RET Only | 0 | 1000 sqft2 of floor space | Each | 15 | DEER:HVAC_Chillers | 0 | 0 | 0 | SWCR004-02 | 0 | 2020 | 0 | 0 | 2020 | 0 | 0 | SWCR004-02 | ComRefrig - Walk-In Motors - Hot-Dry ¦ PG&E ¦ Hot-Dry | ComRefrig - Walk-In Motors - Hot-Dry | 0.50227 | 1 | 0.7551 | CBSA 2014 | 0 | 2012 | 0.6 | SWCR004-02
COM-COMREFRIG-31.14 | Com ¦ EC Motors on Walk-In Evap Fans - Hot-Dry ¦ PG&E ¦ Hot-Dry | Com ¦ EC Motors on Walk-In Evap Fans - Hot-Dry | PG&E ¦ Hot-Dry | PG&E | All | Electric | Code EC motors for Walk-in Evaporator Fans | Code | 0 | Conventional | ComRefrig | Com - Refrig. Warehouse | Com | RET and NEW | 0 | 1000 sqft2 of floor space | Each | 15 | DEER:HVAC_Chillers | -484.3333 | -0.074333 | 0 | SWCR004-02 | 283.51 | 2020 | 0 | 63.8 | 2020 | 0 | 0 | SWCR004-02 | ComRefrig - Walk-In Motors - Hot-Dry ¦ PG&E ¦ Hot-Dry | ComRefrig - Walk-In Motors - Hot-Dry | 0.50227 | 1 | 0.2449 | CBSA 2014 | 10.1883 | 2012 | 0.6 | SWCR004-02
COM-COMREFRIG-30.15 | Com ¦ SP / PSC Motor on Walk-In Evap Fans - Cold ¦ PG&E ¦ Cold | Com ¦ SP / PSC Motor on Walk-In Evap Fans - Cold | PG&E ¦ Cold | PG&E | All | Electric | A blend of Shaded Pole and PSC Motors for Walk-in Evaporator Fans | Average Existing | 0 | Conventional | ComRefrig | Com - Refrig. Warehouse | Com | RET Only | 0 | 1000 sqft2 of floor space | Each | 15 | DEER:HVAC_Chillers | 0 | 0 | 0 | SWCR004-02 | 0 | 2020 | 0 | 0 | 2020 | 0 | 0 | SWCR004-02 | ComRefrig - Walk-In Motors - Cold ¦ PG&E ¦ Cold | ComRefrig - Walk-In Motors - Cold | 0.50227 | 1 | 0.7551 | CBSA 2014 | 0 | 2012 | 0.6 | SWCR004-02
COM-COMREFRIG-31.15 | Com ¦ EC Motors on Walk-In Evap Fans - Cold ¦ PG&E ¦ Cold | Com ¦ EC Motors on Walk-In Evap Fans - Cold | PG&E ¦ Cold | PG&E | All | Electric | Code EC motors for Walk-in Evaporator Fans | Code | 0 | Conventional | ComRefrig | Com - Refrig. Warehouse | Com | RET and NEW | 0 | 1000 sqft2 of floor space | Each | 15 | DEER:HVAC_Chillers | -469.5 | -0.061667 | 0 | SWCR004-02 | 283.51 | 2020 | 0 | 63.8 | 2020 | 0 | 0 | SWCR004-02 | ComRefrig - Walk-In Motors - Cold ¦ PG&E ¦ Cold | ComRefrig - Walk-In Motors - Cold | 0.50227 | 1 | 0.2449 | CBSA 2014 | 9.8762 | 2012 | 0.6 | SWCR004-02
COM-COMREFRIG-30.16 | Com ¦ SP / PSC Motor on Walk-In Evap Fans - Marine ¦ PG&E ¦ Marine | Com ¦ SP / PSC Motor on Walk-In Evap Fans - Marine | PG&E ¦ Marine | PG&E | All | Electric | A blend of Shaded Pole and PSC Motors for Walk-in Evaporator Fans | Average Existing | 0 | Conventional | ComRefrig | Com - Restaurant | Com | RET Only | 0 | 1000 sqft2 of floor space | Each | 15 | DEER:HVAC_Chillers | 0 | 0 | 0 | SWCR004-02 | 0 | 2020 | 0 | 0 | 2020 | 0 | 0 | SWCR004-02 | ComRefrig - Walk-In Motors - Marine ¦ PG&E ¦ Marine | ComRefrig - Walk-In Motors - Marine | 0.39397 | 1 | 0.7551 | CBSA 2014 | 0 | 2012 | 0.6 | SWCR004-02
COM-COMREFRIG-31.16 | Com ¦ EC Motors on Walk-In Evap Fans - Marine ¦ PG&E ¦ Marine | Com ¦ EC Motors on Walk-In Evap Fans - Marine | PG&E ¦ Marine | PG&E | All | Electric | Code EC motors for Walk-in Evaporator Fans | Code | 0 | Conventional | ComRefrig | Com - Restaurant | Com | RET and NEW | 0 | 1000 sqft2 of floor space | Each | 15 | DEER:HVAC_Chillers | -491.8333 | -0.056217 | 0 | SWCR004-02 | 283.51 | 2020 | 0 | 63.8 | 2020 | 0 | 0 | SWCR004-02 | ComRefrig - Walk-In Motors - Marine ¦ PG&E ¦ Marine | ComRefrig - Walk-In Motors - Marine | 0.39397 | 1 | 0.2449 | CBSA 2014 | 10.484 | 2012 | 0.6 | SWCR004-02
COM-COMREFRIG-30.17 | Com ¦ SP / PSC Motor on Walk-In Evap Fans - Hot-Dry ¦ PG&E ¦ Hot-Dry | Com ¦ SP / PSC Motor on Walk-In Evap Fans - Hot-Dry | PG&E ¦ Hot-Dry | PG&E | All | Electric | A blend of Shaded Pole and PSC Motors for Walk-in Evaporator Fans | Average Existing | 0 | Conventional | ComRefrig | Com - Restaurant | Com | RET Only | 0 | 1000 sqft2 of floor space | Each | 15 | DEER:HVAC_Chillers | 0 | 0 | 0 | SWCR004-02 | 0 | 2020 | 0 | 0 | 2020 | 0 | 0 | SWCR004-02 | ComRefrig - Walk-In Motors - Hot-Dry ¦ PG&E ¦ Hot-Dry | ComRefrig - Walk-In Motors - Hot-Dry | 0.39397 | 1 | 0.7551 | CBSA 2014 | 0 | 2012 | 0.6 | SWCR004-02
COM-COMREFRIG-31.17 | Com ¦ EC Motors on Walk-In Evap Fans - Hot-Dry ¦ PG&E ¦ Hot-Dry | Com ¦ EC Motors on Walk-In Evap Fans - Hot-Dry | PG&E ¦ Hot-Dry | PG&E | All | Electric | Code EC motors for Walk-in Evaporator Fans | Code | 0 | Conventional | ComRefrig | Com - Restaurant | Com | RET and NEW | 0 | 1000 sqft2 of floor space | Each | 15 | DEER:HVAC_Chillers | -484.3333 | -0.074333 | 0 | SWCR004-02 | 283.51 | 2020 | 0 | 63.8 | 2020 | 0 | 0 | SWCR004-02 | ComRefrig - Walk-In Motors - Hot-Dry ¦ PG&E ¦ Hot-Dry | ComRefrig - Walk-In Motors - Hot-Dry | 0.39397 | 1 | 0.2449 | CBSA 2014 | 10.3241 | 2012 | 0.6 | SWCR004-02
COM-COMREFRIG-30.18 | Com ¦ SP / PSC Motor on Walk-In Evap Fans - Cold ¦ PG&E ¦ Cold | Com ¦ SP / PSC Motor on Walk-In Evap Fans - Cold | PG&E ¦ Cold | PG&E | All | Electric | A blend of Shaded Pole and PSC Motors for Walk-in Evaporator Fans | Average Existing | 0 | Conventional | ComRefrig | Com - Restaurant | Com | RET Only | 0 | 1000 sqft2 of floor space | Each | 15 | DEER:HVAC_Chillers | 0 | 0 | 0 | SWCR004-02 | 0 | 2020 | 0 | 0 | 2020 | 0 | 0 | SWCR004-02 | ComRefrig - Walk-In Motors - Cold ¦ PG&E ¦ Cold | ComRefrig - Walk-In Motors - Cold | 0.39397 | 1 | 0.7551 | CBSA 2014 | 0 | 2012 | 0.6 | SWCR004-02
COM-COMREFRIG-31.18 | Com ¦ EC Motors on Walk-In Evap Fans - Cold ¦ PG&E ¦ Cold | Com ¦ EC Motors on Walk-In Evap Fans - Cold | PG&E ¦ Cold | PG&E | All | Electric | Code EC motors for Walk-in Evaporator Fans | Code | 0 | Conventional | ComRefrig | Com - Restaurant | Com | RET and NEW | 0 | 1000 sqft2 of floor space | Each | 15 | DEER:HVAC_Chillers | -469.5 | -0.061667 | 0 | SWCR004-02 | 283.51 | 2020 | 0 | 63.8 | 2020 | 0 | 0 | SWCR004-02 | ComRefrig - Walk-In Motors - Cold ¦ PG&E ¦ Cold | ComRefrig - Walk-In Motors - Cold | 0.39397 | 1 | 0.2449 | CBSA 2014 | 10.0079 | 2012 | 0.6 | SWCR004-02
COM-COMREFRIG-30.19 | Com ¦ SP / PSC Motor on Walk-In Evap Fans - Marine ¦ PG&E ¦ Marine | Com ¦ SP / PSC Motor on Walk-In Evap Fans - Marine | PG&E ¦ Marine | PG&E | All | Electric | A blend of Shaded Pole and PSC Motors for Walk-in Evaporator Fans | Average Existing | 0 | Conventional | ComRefrig | Com - Retail | Com | RET Only | 0 | 1000 sqft2 of floor space | Each | 15 | DEER:HVAC_Chillers | 0 | 0 | 0 | SWCR004-02 | 0 | 2020 | 0 | 0 | 2020 | 0 | 0 | SWCR004-02 | ComRefrig - Walk-In Motors - Marine ¦ PG&E ¦ Marine | ComRefrig - Walk-In Motors - Marine | 0.093582 | 1 | 0.7551 | CBSA 2014 | 0 | 2012 | 0.6 | SWCR004-02
COM-COMREFRIG-31.19 | Com ¦ EC Motors on Walk-In Evap Fans - Marine ¦ PG&E ¦ Marine | Com ¦ EC Motors on Walk-In Evap Fans - Marine | PG&E ¦ Marine | PG&E | All | Electric | Code EC motors for Walk-in Evaporator Fans | Code | 0 | Conventional | ComRefrig | Com - Retail | Com | RET and NEW | 0 | 1000 sqft2 of floor space | Each | 15 | DEER:HVAC_Chillers | -491.8333 | -0.056217 | 0 | SWCR004-02 | 283.51 | 2020 | 0 | 63.8 | 2020 | 0 | 0 | SWCR004-02 | ComRefrig - Walk-In Motors - Marine ¦ PG&E ¦ Marine | ComRefrig - Walk-In Motors - Marine | 0.093582 | 1 | 0.2449 | CBSA 2014 | 55.7271 | 2012 | 0.6 | SWCR004-02
COM-COMREFRIG-30.20 | Com ¦ SP / PSC Motor on Walk-In Evap Fans - Hot-Dry ¦ PG&E ¦ Hot-Dry | Com ¦ SP / PSC Motor on Walk-In Evap Fans - Hot-Dry | PG&E ¦ Hot-Dry | PG&E | All | Electric | A blend of Shaded Pole and PSC Motors for Walk-in Evaporator Fans | Average Existing | 0 | Conventional | ComRefrig | Com - Retail | Com | RET Only | 0 | 1000 sqft2 of floor space | Each | 15 | DEER:HVAC_Chillers | 0 | 0 | 0 | SWCR004-02 | 0 | 2020 | 0 | 0 | 2020 | 0 | 0 | SWCR004-02 | ComRefrig - Walk-In Motors - Hot-Dry ¦ PG&E ¦ Hot-Dry | ComRefrig - Walk-In Motors - Hot-Dry | 0.093582 | 1 | 0.7551 | CBSA 2014 | 0 | 2012 | 0.6 | SWCR004-02
COM-COMREFRIG-31.20 | Com ¦ EC Motors on Walk-In Evap Fans - Hot-Dry ¦ PG&E ¦ Hot-Dry | Com ¦ EC Motors on Walk-In Evap Fans - Hot-Dry | PG&E ¦ Hot-Dry | PG&E | All | Electric | Code EC motors for Walk-in Evaporator Fans | Code | 0 | Conventional | ComRefrig | Com - Retail | Com | RET and NEW | 0 | 1000 sqft2 of floor space | Each | 15 | DEER:HVAC_Chillers | -484.3333 | -0.074333 | 0 | SWCR004-02 | 283.51 | 2020 | 0 | 63.8 | 2020 | 0 | 0 | SWCR004-02 | ComRefrig - Walk-In Motors - Hot-Dry ¦ PG&E ¦ Hot-Dry | ComRefrig - Walk-In Motors - Hot-Dry | 0.093582 | 1 | 0.2449 | CBSA 2014 | 54.8773 | 2012 | 0.6 | SWCR004-02
COM-COMREFRIG-30.21 | Com ¦ SP / PSC Motor on Walk-In Evap Fans - Cold ¦ PG&E ¦ Cold | Com ¦ SP / PSC Motor on Walk-In Evap Fans - Cold | PG&E ¦ Cold | PG&E | All | Electric | A blend of Shaded Pole and PSC Motors for Walk-in Evaporator Fans | Average Existing | 0 | Conventional | ComRefrig | Com - Retail | Com | RET Only | 0 | 1000 sqft2 of floor space | Each | 15 | DEER:HVAC_Chillers | 0 | 0 | 0 | SWCR004-02 | 0 | 2020 | 0 | 0 | 2020 | 0 | 0 | SWCR004-02 | ComRefrig - Walk-In Motors - Cold ¦ PG&E ¦ Cold | ComRefrig - Walk-In Motors - Cold | 0.093582 | 1 | 0.7551 | CBSA 2014 | 0 | 2012 | 0.6 | SWCR004-02
COM-COMREFRIG-31.21 | Com ¦ EC Motors on Walk-In Evap Fans - Cold ¦ PG&E ¦ Cold | Com ¦ EC Motors on Walk-In Evap Fans - Cold | PG&E ¦ Cold | PG&E | All | Electric | Code EC motors for Walk-in Evaporator Fans | Code | 0 | Conventional | ComRefrig | Com - Retail | Com | RET and NEW | 0 | 1000 sqft2 of floor space | Each | 15 | DEER:HVAC_Chillers | -469.5 | -0.061667 | 0 | SWCR004-02 | 283.51 | 2020 | 0 | 63.8 | 2020 | 0 | 0 | SWCR004-02 | ComRefrig - Walk-In Motors - Cold ¦ PG&E ¦ Cold | ComRefrig - Walk-In Motors - Cold | 0.093582 | 1 | 0.2449 | CBSA 2014 | 53.1966 | 2012 | 0.6 | SWCR004-02
COM-COMREFRIG-30.22 | Com ¦ SP / PSC Motor on Walk-In Evap Fans - Marine ¦ PG&E ¦ Marine | Com ¦ SP / PSC Motor on Walk-In Evap Fans - Marine | PG&E ¦ Marine | PG&E | All | Electric | A blend of Shaded Pole and PSC Motors for Walk-in Evaporator Fans | Average Existing | 0 | Conventional | ComRefrig | Com - School | Com | RET Only | 0 | 1000 sqft2 of floor space | Each | 15 | DEER:HVAC_Chillers | 0 | 0 | 0 | SWCR004-02 | 0 | 2020 | 0 | 0 | 2020 | 0 | 0 | SWCR004-02 | ComRefrig - Walk-In Motors - Marine ¦ PG&E ¦ Marine | ComRefrig - Walk-In Motors - Marine | 0.013301 | 1 | 0.7551 | CBSA 2014 | 0 | 2012 | 0.6 | SWCR004-02
COM-COMREFRIG-31.22 | Com ¦ EC Motors on Walk-In Evap Fans - Marine ¦ PG&E ¦ Marine | Com ¦ EC Motors on Walk-In Evap Fans - Marine | PG&E ¦ Marine | PG&E | All | Electric | Code EC motors for Walk-in Evaporator Fans | Code | 0 | Conventional | ComRefrig | Com - School | Com | RET and NEW | 0 | 1000 sqft2 of floor space | Each | 15 | DEER:HVAC_Chillers | -491.8333 | -0.056217 | 0 | SWCR004-02 | 283.51 | 2020 | 0 | 63.8 | 2020 | 0 | 0 | SWCR004-02 | ComRefrig - Walk-In Motors - Marine ¦ PG&E ¦ Marine | ComRefrig - Walk-In Motors - Marine | 0.013301 | 1 | 0.2449 | CBSA 2014 | 42.3793 | 2012 | 0.6 | SWCR004-02
COM-COMREFRIG-30.23 | Com ¦ SP / PSC Motor on Walk-In Evap Fans - Hot-Dry ¦ PG&E ¦ Hot-Dry | Com ¦ SP / PSC Motor on Walk-In Evap Fans - Hot-Dry | PG&E ¦ Hot-Dry | PG&E | All | Electric | A blend of Shaded Pole and PSC Motors for Walk-in Evaporator Fans | Average Existing | 0 | Conventional | ComRefrig | Com - School | Com | RET Only | 0 | 1000 sqft2 of floor space | Each | 15 | DEER:HVAC_Chillers | 0 | 0 | 0 | SWCR004-02 | 0 | 2020 | 0 | 0 | 2020 | 0 | 0 | SWCR004-02 | ComRefrig - Walk-In Motors - Hot-Dry ¦ PG&E ¦ Hot-Dry | ComRefrig - Walk-In Motors - Hot-Dry | 0.013301 | 1 | 0.7551 | CBSA 2014 | 0 | 2012 | 0.6 | SWCR004-02
COM-COMREFRIG-31.23 | Com ¦ EC Motors on Walk-In Evap Fans - Hot-Dry ¦ PG&E ¦ Hot-Dry | Com ¦ EC Motors on Walk-In Evap Fans - Hot-Dry | PG&E ¦ Hot-Dry | PG&E | All | Electric | Code EC motors for Walk-in Evaporator Fans | Code | 0 | Conventional | ComRefrig | Com - School | Com | RET and NEW | 0 | 1000 sqft2 of floor space | Each | 15 | DEER:HVAC_Chillers | -484.3333 | -0.074333 | 0 | SWCR004-02 | 283.51 | 2020 | 0 | 63.8 | 2020 | 0 | 0 | SWCR004-02 | ComRefrig - Walk-In Motors - Hot-Dry ¦ PG&E ¦ Hot-Dry | ComRefrig - Walk-In Motors - Hot-Dry | 0.013301 | 1 | 0.2449 | CBSA 2014 | 41.733 | 2012 | 0.6 | SWCR004-02
COM-COMREFRIG-30.24 | Com ¦ SP / PSC Motor on Walk-In Evap Fans - Cold ¦ PG&E ¦ Cold | Com ¦ SP / PSC Motor on Walk-In Evap Fans - Cold | PG&E ¦ Cold | PG&E | All | Electric | A blend of Shaded Pole and PSC Motors for Walk-in Evaporator Fans | Average Existing | 0 | Conventional | ComRefrig | Com - School | Com | RET Only | 0 | 1000 sqft2 of floor space | Each | 15 | DEER:HVAC_Chillers | 0 | 0 | 0 | SWCR004-02 | 0 | 2020 | 0 | 0 | 2020 | 0 | 0 | SWCR004-02 | ComRefrig - Walk-In Motors - Cold ¦ PG&E ¦ Cold | ComRefrig - Walk-In Motors - Cold | 0.013301 | 1 | 0.7551 | CBSA 2014 | 0 | 2012 | 0.6 | SWCR004-02
COM-COMREFRIG-31.24 | Com ¦ EC Motors on Walk-In Evap Fans - Cold ¦ PG&E ¦ Cold | Com ¦ EC Motors on Walk-In Evap Fans - Cold | PG&E ¦ Cold | PG&E | All | Electric | Code EC motors for Walk-in Evaporator Fans | Code | 0 | Conventional | ComRefrig | Com - School | Com | RET and NEW | 0 | 1000 sqft2 of floor space | Each | 15 | DEER:HVAC_Chillers | -469.5 | -0.061667 | 0 | SWCR004-02 | 283.51 | 2020 | 0 | 63.8 | 2020 | 0 | 0 | SWCR004-02 | ComRefrig - Walk-In Motors - Cold ¦ PG&E ¦ Cold | ComRefrig - Walk-In Motors - Cold | 0.013301 | 1 | 0.2449 | CBSA 2014 | 40.4549 | 2012 | 0.6 | SWCR004-02
COM-COMREFRIG-30.1 | Com ¦ SP / PSC Motor on Walk-In Evap Fans - Marine ¦ SCE ¦ Marine | Com ¦ SP / PSC Motor on Walk-In Evap Fans - Marine | SCE ¦ Marine | SCE | All | Electric | A blend of Shaded Pole and PSC Motors for Walk-in Evaporator Fans | Average Existing | 0 | Conventional | ComRefrig | Com - College | Com | RET Only | 0 | 1000 sqft2 of floor space | Each | 15 | DEER:HVAC_Chillers | 0 | 0 | 0 | SWCR004-02 | 0 | 2020 | 0 | 0 | 2020 | 0 | 0 | SWCR004-02 | ComRefrig - Walk-In Motors - Marine ¦ SCE ¦ Marine | ComRefrig - Walk-In Motors - Marine | 0.013301 | 1 | 0.7551 | CBSA 2014 | 0 | 2012 | 0.6 | SWCR004-02
COM-COMREFRIG-31.1 | Com ¦ EC Motors on Walk-In Evap Fans - Marine ¦ SCE ¦ Marine | Com ¦ EC Motors on Walk-In Evap Fans - Marine | SCE ¦ Marine | SCE | All | Electric | Code EC motors for Walk-in Evaporator Fans | Code | 0 | Conventional | ComRefrig | Com - College | Com | RET and NEW | 0 | 1000 sqft2 of floor space | Each | 15 | DEER:HVAC_Chillers | -493 | -0.0608 | 0 | SWCR004-02 | 283.51 | 2020 | 0 | 63.8 | 2020 | 0 | 0 | SWCR004-02 | ComRefrig - Walk-In Motors - Marine ¦ SCE ¦ Marine | ComRefrig - Walk-In Motors - Marine | 0.013301 | 1 | 0.2449 | CBSA 2014 | 26.2855 | 2012 | 0.6 | SWCR004-02
COM-COMREFRIG-30.2 | Com ¦ SP / PSC Motor on Walk-In Evap Fans - Hot-Dry ¦ SCE ¦ Hot-Dry | Com ¦ SP / PSC Motor on Walk-In Evap Fans - Hot-Dry | SCE ¦ Hot-Dry | SCE | All | Electric | A blend of Shaded Pole and PSC Motors for Walk-in Evaporator Fans | Average Existing | 0 | Conventional | ComRefrig | Com - College | Com | RET Only | 0 | 1000 sqft2 of floor space | Each | 15 | DEER:HVAC_Chillers | 0 | 0 | 0 | SWCR004-02 | 0 | 2020 | 0 | 0 | 2020 | 0 | 0 | SWCR004-02 | ComRefrig - Walk-In Motors - Hot-Dry ¦ SCE ¦ Hot-Dry | ComRefrig - Walk-In Motors - Hot-Dry | 0.013301 | 1 | 0.7551 | CBSA 2014 | 0 | 2012 | 0.6 | SWCR004-02
COM-COMREFRIG-31.2 | Com ¦ EC Motors on Walk-In Evap Fans - Hot-Dry ¦ SCE ¦ Hot-Dry | Com ¦ EC Motors on Walk-In Evap Fans - Hot-Dry | SCE ¦ Hot-Dry | SCE | All | Electric | Code EC motors for Walk-in Evaporator Fans | Code | 0 | Conventional | ComRefrig | Com - College | Com | RET and NEW | 0 | 1000 sqft2 of floor space | Each | 15 | DEER:HVAC_Chillers | -487 | -0.059917 | 0 | SWCR004-02 | 283.51 | 2020 | 0 | 63.8 | 2020 | 0 | 0 | SWCR004-02 | ComRefrig - Walk-In Motors - Hot-Dry ¦ SCE ¦ Hot-Dry | ComRefrig - Walk-In Motors - Hot-Dry | 0.013301 | 1 | 0.2449 | CBSA 2014 | 25.9656 | 2012 | 0.6 | SWCR004-02
COM-COMREFRIG-30.3 | Com ¦ SP / PSC Motor on Walk-In Evap Fans - Cold ¦ SCE ¦ Cold | Com ¦ SP / PSC Motor on Walk-In Evap Fans - Cold | SCE ¦ Cold | SCE | All | Electric | A blend of Shaded Pole and PSC Motors for Walk-in Evaporator Fans | Average Existing | 0 | Conventional | ComRefrig | Com - College | Com | RET Only | 0 | 1000 sqft2 of floor space | Each | 15 | DEER:HVAC_Chillers | 0 | 0 | 0 | SWCR004-02 | 0 | 2020 | 0 | 0 | 2020 | 0 | 0 | SWCR004-02 | ComRefrig - Walk-In Motors - Cold ¦ SCE ¦ Cold | ComRefrig - Walk-In Motors - Cold | 0.013301 | 1 | 0.7551 | CBSA 2014 | 0 | 2012 | 0.6 | SWCR004-02
COM-COMREFRIG-31.3 | Com ¦ EC Motors on Walk-In Evap Fans - Cold ¦ SCE ¦ Cold | Com ¦ EC Motors on Walk-In Evap Fans - Cold | SCE ¦ Cold | SCE | All | Electric | Code EC motors for Walk-in Evaporator Fans | Code | 0 | Conventional | ComRefrig | Com - College | Com | RET and NEW | 0 | 1000 sqft2 of floor space | Each | 15 | DEER:HVAC_Chillers | -469.5 | -0.061667 | 0 | SWCR004-02 | 283.51 | 2020 | 0 | 63.8 | 2020 | 0 | 0 | SWCR004-02 | ComRefrig - Walk-In Motors - Cold ¦ SCE ¦ Cold | ComRefrig - Walk-In Motors - Cold | 0.013301 | 1 | 0.2449 | CBSA 2014 | 25.0326 | 2012 | 0.6 | SWCR004-02
COM-COMREFRIG-30.4 | Com ¦ SP / PSC Motor on Walk-In Evap Fans - Marine ¦ SCE ¦ Marine | Com ¦ SP / PSC Motor on Walk-In Evap Fans - Marine | SCE ¦ Marine | SCE | All | Electric | A blend of Shaded Pole and PSC Motors for Walk-in Evaporator Fans | Average Existing | 0 | Conventional | ComRefrig | Com - Grocery | Com | RET Only | 0 | 1000 sqft2 of floor space | Each | 15 | DEER:HVAC_Chillers | 0 | 0 | 0 | SWCR004-02 | 0 | 2020 | 0 | 0 | 2020 | 0 | 0 | SWCR004-02 | ComRefrig - Walk-In Motors - Marine ¦ SCE ¦ Marine | ComRefrig - Walk-In Motors - Marine | 0.54314 | 1 | 0.7551 | CBSA 2014 | 0 | 2012 | 0.6 | SWCR004-02
COM-COMREFRIG-31.4 | Com ¦ EC Motors on Walk-In Evap Fans - Marine ¦ SCE ¦ Marine | Com ¦ EC Motors on Walk-In Evap Fans - Marine | SCE ¦ Marine | SCE | All | Electric | Code EC motors for Walk-in Evaporator Fans | Code | 0 | Conventional | ComRefrig | Com - Grocery | Com | RET and NEW | 0 | 1000 sqft2 of floor space | Each | 15 | DEER:HVAC_Chillers | -493 | -0.0608 | 0 | SWCR004-02 | 283.51 | 2020 | 0 | 63.8 | 2020 | 0 | 0 | SWCR004-02 | ComRefrig - Walk-In Motors - Marine ¦ SCE ¦ Marine | ComRefrig - Walk-In Motors - Marine | 0.54314 | 1 | 0.2449 | CBSA 2014 | 14.1684 | 2012 | 0.6 | SWCR004-02
COM-COMREFRIG-30.5 | Com ¦ SP / PSC Motor on Walk-In Evap Fans - Hot-Dry ¦ SCE ¦ Hot-Dry | Com ¦ SP / PSC Motor on Walk-In Evap Fans - Hot-Dry | SCE ¦ Hot-Dry | SCE | All | Electric | A blend of Shaded Pole and PSC Motors for Walk-in Evaporator Fans | Average Existing | 0 | Conventional | ComRefrig | Com - Grocery | Com | RET Only | 0 | 1000 sqft2 of floor space | Each | 15 | DEER:HVAC_Chillers | 0 | 0 | 0 | SWCR004-02 | 0 | 2020 | 0 | 0 | 2020 | 0 | 0 | SWCR004-02 | ComRefrig - Walk-In Motors - Hot-Dry ¦ SCE ¦ Hot-Dry | ComRefrig - Walk-In Motors - Hot-Dry | 0.54314 | 1 | 0.7551 | CBSA 2014 | 0 | 2012 | 0.6 | SWCR004-02
COM-COMREFRIG-31.5 | Com ¦ EC Motors on Walk-In Evap Fans - Hot-Dry ¦ SCE ¦ Hot-Dry | Com ¦ EC Motors on Walk-In Evap Fans - Hot-Dry | SCE ¦ Hot-Dry | SCE | All | Electric | Code EC motors for Walk-in Evaporator Fans | Code | 0 | Conventional | ComRefrig | Com - Grocery | Com | RET and NEW | 0 | 1000 sqft2 of floor space | Each | 15 | DEER:HVAC_Chillers | -487 | -0.059917 | 0 | SWCR004-02 | 283.51 | 2020 | 0 | 63.8 | 2020 | 0 | 0 | SWCR004-02 | ComRefrig - Walk-In Motors - Hot-Dry ¦ SCE ¦ Hot-Dry | ComRefrig - Walk-In Motors - Hot-Dry | 0.54314 | 1 | 0.2449 | CBSA 2014 | 13.996 | 2012 | 0.6 | SWCR004-02
COM-COMREFRIG-30.6 | Com ¦ SP / PSC Motor on Walk-In Evap Fans - Cold ¦ SCE ¦ Cold | Com ¦ SP / PSC Motor on Walk-In Evap Fans - Cold | SCE ¦ Cold | SCE | All | Electric | A blend of Shaded Pole and PSC Motors for Walk-in Evaporator Fans | Average Existing | 0 | Conventional | ComRefrig | Com - Grocery | Com | RET Only | 0 | 1000 sqft2 of floor space | Each | 15 | DEER:HVAC_Chillers | 0 | 0 | 0 | SWCR004-02 | 0 | 2020 | 0 | 0 | 2020 | 0 | 0 | SWCR004-02 | ComRefrig - Walk-In Motors - Cold ¦ SCE ¦ Cold | ComRefrig - Walk-In Motors - Cold | 0.54314 | 1 | 0.7551 | CBSA 2014 | 0 | 2012 | 0.6 | SWCR004-02
COM-COMREFRIG-31.6 | Com ¦ EC Motors on Walk-In Evap Fans - Cold ¦ SCE ¦ Cold | Com ¦ EC Motors on Walk-In Evap Fans - Cold | SCE ¦ Cold | SCE | All | Electric | Code EC motors for Walk-in Evaporator Fans | Code | 0 | Conventional | ComRefrig | Com - Grocery | Com | RET and NEW | 0 | 1000 sqft2 of floor space | Each | 15 | DEER:HVAC_Chillers | -469.5 | -0.061667 | 0 | SWCR004-02 | 283.51 | 2020 | 0 | 63.8 | 2020 | 0 | 0 | SWCR004-02 | ComRefrig - Walk-In Motors - Cold ¦ SCE ¦ Cold | ComRefrig - Walk-In Motors - Cold | 0.54314 | 1 | 0.2449 | CBSA 2014 | 13.4931 | 2012 | 0.6 | SWCR004-02
COM-COMREFRIG-30.7 | Com ¦ SP / PSC Motor on Walk-In Evap Fans - Marine ¦ SCE ¦ Marine | Com ¦ SP / PSC Motor on Walk-In Evap Fans - Marine | SCE ¦ Marine | SCE | All | Electric | A blend of Shaded Pole and PSC Motors for Walk-in Evaporator Fans | Average Existing | 0 | Conventional | ComRefrig | Com - Lodging | Com | RET Only | 0 | 1000 sqft2 of floor space | Each | 15 | DEER:HVAC_Chillers | 0 | 0 | 0 | SWCR004-02 | 0 | 2020 | 0 | 0 | 2020 | 0 | 0 | SWCR004-02 | ComRefrig - Walk-In Motors - Marine ¦ SCE ¦ Marine | ComRefrig - Walk-In Motors - Marine | 0.01783 | 1 | 0.7551 | CBSA 2014 | 0 | 2012 | 0.6 | SWCR004-02
COM-COMREFRIG-31.7 | Com ¦ EC Motors on Walk-In Evap Fans - Marine ¦ SCE ¦ Marine | Com ¦ EC Motors on Walk-In Evap Fans - Marine | SCE ¦ Marine | SCE | All | Electric | Code EC motors for Walk-in Evaporator Fans | Code | 0 | Conventional | ComRefrig | Com - Lodging | Com | RET and NEW | 0 | 1000 sqft2 of floor space | Each | 15 | DEER:HVAC_Chillers | -493 | -0.0608 | 0 | SWCR004-02 | 283.51 | 2020 | 0 | 63.8 | 2020 | 0 | 0 | SWCR004-02 | ComRefrig - Walk-In Motors - Marine ¦ SCE ¦ Marine | ComRefrig - Walk-In Motors - Marine | 0.01783 | 1 | 0.2449 | CBSA 2014 | 26.5655 | 2012 | 0.6 | SWCR004-02
COM-COMREFRIG-30.8 | Com ¦ SP / PSC Motor on Walk-In Evap Fans - Hot-Dry ¦ SCE ¦ Hot-Dry | Com ¦ SP / PSC Motor on Walk-In Evap Fans - Hot-Dry | SCE ¦ Hot-Dry | SCE | All | Electric | A blend of Shaded Pole and PSC Motors for Walk-in Evaporator Fans | Average Existing | 0 | Conventional | ComRefrig | Com - Lodging | Com | RET Only | 0 | 1000 sqft2 of floor space | Each | 15 | DEER:HVAC_Chillers | 0 | 0 | 0 | SWCR004-02 | 0 | 2020 | 0 | 0 | 2020 | 0 | 0 | SWCR004-02 | ComRefrig - Walk-In Motors - Hot-Dry ¦ SCE ¦ Hot-Dry | ComRefrig - Walk-In Motors - Hot-Dry | 0.01783 | 1 | 0.7551 | CBSA 2014 | 0 | 2012 | 0.6 | SWCR004-02
COM-COMREFRIG-31.8 | Com ¦ EC Motors on Walk-In Evap Fans - Hot-Dry ¦ SCE ¦ Hot-Dry | Com ¦ EC Motors on Walk-In Evap Fans - Hot-Dry | SCE ¦ Hot-Dry | SCE | All | Electric | Code EC motors for Walk-in Evaporator Fans | Code | 0 | Conventional | ComRefrig | Com - Lodging | Com | RET and NEW | 0 | 1000 sqft2 of floor space | Each | 15 | DEER:HVAC_Chillers | -487 | -0.059917 | 0 | SWCR004-02 | 283.51 | 2020 | 0 | 63.8 | 2020 | 0 | 0 | SWCR004-02 | ComRefrig - Walk-In Motors - Hot-Dry ¦ SCE ¦ Hot-Dry | ComRefrig - Walk-In Motors - Hot-Dry | 0.01783 | 1 | 0.2449 | CBSA 2014 | 26.2422 | 2012 | 0.6 | SWCR004-02
COM-COMREFRIG-30.9 | Com ¦ SP / PSC Motor on Walk-In Evap Fans - Cold ¦ SCE ¦ Cold | Com ¦ SP / PSC Motor on Walk-In Evap Fans - Cold | SCE ¦ Cold | SCE | All | Electric | A blend of Shaded Pole and PSC Motors for Walk-in Evaporator Fans | Average Existing | 0 | Conventional | ComRefrig | Com - Lodging | Com | RET Only | 0 | 1000 sqft2 of floor space | Each | 15 | DEER:HVAC_Chillers | 0 | 0 | 0 | SWCR004-02 | 0 | 2020 | 0 | 0 | 2020 | 0 | 0 | SWCR004-02 | ComRefrig - Walk-In Motors - Cold ¦ SCE ¦ Cold | ComRefrig - Walk-In Motors - Cold | 0.01783 | 1 | 0.7551 | CBSA 2014 | 0 | 2012 | 0.6 | SWCR004-02
COM-COMREFRIG-31.9 | Com ¦ EC Motors on Walk-In Evap Fans - Cold ¦ SCE ¦ Cold | Com ¦ EC Motors on Walk-In Evap Fans - Cold | SCE ¦ Cold | SCE | All | Electric | Code EC motors for Walk-in Evaporator Fans | Code | 0 | Conventional | ComRefrig | Com - Lodging | Com | RET and NEW | 0 | 1000 sqft2 of floor space | Each | 15 | DEER:HVAC_Chillers | -469.5 | -0.061667 | 0 | SWCR004-02 | 283.51 | 2020 | 0 | 63.8 | 2020 | 0 | 0 | SWCR004-02 | ComRefrig - Walk-In Motors - Cold ¦ SCE ¦ Cold | ComRefrig - Walk-In Motors - Cold | 0.01783 | 1 | 0.2449 | CBSA 2014 | 25.2992 | 2012 | 0.6 | SWCR004-02
COM-COMREFRIG-30.10 | Com ¦ SP / PSC Motor on Walk-In Evap Fans - Marine ¦ SCE ¦ Marine | Com ¦ SP / PSC Motor on Walk-In Evap Fans - Marine | SCE ¦ Marine | SCE | All | Electric | A blend of Shaded Pole and PSC Motors for Walk-in Evaporator Fans | Average Existing | 0 | Conventional | ComRefrig | Com - Other | Com | RET Only | 0 | 1000 sqft2 of floor space | Each | 15 | DEER:HVAC_Chillers | 0 | 0 | 0 | SWCR004-02 | 0 | 2020 | 0 | 0 | 2020 | 0 | 0 | SWCR004-02 | ComRefrig - Walk-In Motors - Marine ¦ SCE ¦ Marine | ComRefrig - Walk-In Motors - Marine | 0.0040966 | 1 | 0.7551 | CBSA 2014 | 0 | 2012 | 0.6 | SWCR004-02
COM-COMREFRIG-31.10 | Com ¦ EC Motors on Walk-In Evap Fans - Marine ¦ SCE ¦ Marine | Com ¦ EC Motors on Walk-In Evap Fans - Marine | SCE ¦ Marine | SCE | All | Electric | Code EC motors for Walk-in Evaporator Fans | Code | 0 | Conventional | ComRefrig | Com - Other | Com | RET and NEW | 0 | 1000 sqft2 of floor space | Each | 15 | DEER:HVAC_Chillers | -493 | -0.0608 | 0 | SWCR004-02 | 283.51 | 2020 | 0 | 63.8 | 2020 | 0 | 0 | SWCR004-02 | ComRefrig - Walk-In Motors - Marine ¦ SCE ¦ Marine | ComRefrig - Walk-In Motors - Marine | 0.0040966 | 1 | 0.2449 | CBSA 2014 | 28.3392 | 2012 | 0.6 | SWCR004-02
COM-COMREFRIG-30.11 | Com ¦ SP / PSC Motor on Walk-In Evap Fans - Hot-Dry ¦ SCE ¦ Hot-Dry | Com ¦ SP / PSC Motor on Walk-In Evap Fans - Hot-Dry | SCE ¦ Hot-Dry | SCE | All | Electric | A blend of Shaded Pole and PSC Motors for Walk-in Evaporator Fans | Average Existing | 0 | Conventional | ComRefrig | Com - Other | Com | RET Only | 0 | 1000 sqft2 of floor space | Each | 15 | DEER:HVAC_Chillers | 0 | 0 | 0 | SWCR004-02 | 0 | 2020 | 0 | 0 | 2020 | 0 | 0 | SWCR004-02 | ComRefrig - Walk-In Motors - Hot-Dry ¦ SCE ¦ Hot-Dry | ComRefrig - Walk-In Motors - Hot-Dry | 0.0040966 | 1 | 0.7551 | CBSA 2014 | 0 | 2012 | 0.6 | SWCR004-02
COM-COMREFRIG-31.11 | Com ¦ EC Motors on Walk-In Evap Fans - Hot-Dry ¦ SCE ¦ Hot-Dry | Com ¦ EC Motors on Walk-In Evap Fans - Hot-Dry | SCE ¦ Hot-Dry | SCE | All | Electric | Code EC motors for Walk-in Evaporator Fans | Code | 0 | Conventional | ComRefrig | Com - Other | Com | RET and NEW | 0 | 1000 sqft2 of floor space | Each | 15 | DEER:HVAC_Chillers | -487 | -0.059917 | 0 | SWCR004-02 | 283.51 | 2020 | 0 | 63.8 | 2020 | 0 | 0 | SWCR004-02 | ComRefrig - Walk-In Motors - Hot-Dry ¦ SCE ¦ Hot-Dry | ComRefrig - Walk-In Motors - Hot-Dry | 0.0040966 | 1 | 0.2449 | CBSA 2014 | 27.9943 | 2012 | 0.6 | SWCR004-02
COM-COMREFRIG-30.12 | Com ¦ SP / PSC Motor on Walk-In Evap Fans - Cold ¦ SCE ¦ Cold | Com ¦ SP / PSC Motor on Walk-In Evap Fans - Cold | SCE ¦ Cold | SCE | All | Electric | A blend of Shaded Pole and PSC Motors for Walk-in Evaporator Fans | Average Existing | 0 | Conventional | ComRefrig | Com - Other | Com | RET Only | 0 | 1000 sqft2 of floor space | Each | 15 | DEER:HVAC_Chillers | 0 | 0 | 0 | SWCR004-02 | 0 | 2020 | 0 | 0 | 2020 | 0 | 0 | SWCR004-02 | ComRefrig - Walk-In Motors - Cold ¦ SCE ¦ Cold | ComRefrig - Walk-In Motors - Cold | 0.0040966 | 1 | 0.7551 | CBSA 2014 | 0 | 2012 | 0.6 | SWCR004-02
COM-COMREFRIG-31.12 | Com ¦ EC Motors on Walk-In Evap Fans - Cold ¦ SCE ¦ Cold | Com ¦ EC Motors on Walk-In Evap Fans - Cold | SCE ¦ Cold | SCE | All | Electric | Code EC motors for Walk-in Evaporator Fans | Code | 0 | Conventional | ComRefrig | Com - Other | Com | RET and NEW | 0 | 1000 sqft2 of floor space | Each | 15 | DEER:HVAC_Chillers | -469.5 | -0.061667 | 0 | SWCR004-02 | 283.51 | 2020 | 0 | 63.8 | 2020 | 0 | 0 | SWCR004-02 | ComRefrig - Walk-In Motors - Cold ¦ SCE ¦ Cold | ComRefrig - Walk-In Motors - Cold | 0.0040966 | 1 | 0.2449 | CBSA 2014 | 26.9883 | 2012 | 0.6 | SWCR004-02
COM-COMREFRIG-30.13 | Com ¦ SP / PSC Motor on Walk-In Evap Fans - Marine ¦ SCE ¦ Marine | Com ¦ SP / PSC Motor on Walk-In Evap Fans - Marine | SCE ¦ Marine | SCE | All | Electric | A blend of Shaded Pole and PSC Motors for Walk-in Evaporator Fans | Average Existing | 0 | Conventional | ComRefrig | Com - Refrig. Warehouse | Com | RET Only | 0 | 1000 sqft2 of floor space | Each | 15 | DEER:HVAC_Chillers | 0 | 0 | 0 | SWCR004-02 | 0 | 2020 | 0 | 0 | 2020 | 0 | 0 | SWCR004-02 | ComRefrig - Walk-In Motors - Marine ¦ SCE ¦ Marine | ComRefrig - Walk-In Motors - Marine | 0.50227 | 1 | 0.7551 | CBSA 2014 | 0 | 2012 | 0.6 | SWCR004-02
COM-COMREFRIG-31.13 | Com ¦ EC Motors on Walk-In Evap Fans - Marine ¦ SCE ¦ Marine | Com ¦ EC Motors on Walk-In Evap Fans - Marine | SCE ¦ Marine | SCE | All | Electric | Code EC motors for Walk-in Evaporator Fans | Code | 0 | Conventional | ComRefrig | Com - Refrig. Warehouse | Com | RET and NEW | 0 | 1000 sqft2 of floor space | Each | 15 | DEER:HVAC_Chillers | -493 | -0.0608 | 0 | SWCR004-02 | 283.51 | 2020 | 0 | 63.8 | 2020 | 0 | 0 | SWCR004-02 | ComRefrig - Walk-In Motors - Marine ¦ SCE ¦ Marine | ComRefrig - Walk-In Motors - Marine | 0.50227 | 1 | 0.2449 | CBSA 2014 | 10.3706 | 2012 | 0.6 | SWCR004-02
COM-COMREFRIG-30.14 | Com ¦ SP / PSC Motor on Walk-In Evap Fans - Hot-Dry ¦ SCE ¦ Hot-Dry | Com ¦ SP / PSC Motor on Walk-In Evap Fans - Hot-Dry | SCE ¦ Hot-Dry | SCE | All | Electric | A blend of Shaded Pole and PSC Motors for Walk-in Evaporator Fans | Average Existing | 0 | Conventional | ComRefrig | Com - Refrig. Warehouse | Com | RET Only | 0 | 1000 sqft2 of floor space | Each | 15 | DEER:HVAC_Chillers | 0 | 0 | 0 | SWCR004-02 | 0 | 2020 | 0 | 0 | 2020 | 0 | 0 | SWCR004-02 | ComRefrig - Walk-In Motors - Hot-Dry ¦ SCE ¦ Hot-Dry | ComRefrig - Walk-In Motors - Hot-Dry | 0.50227 | 1 | 0.7551 | CBSA 2014 | 0 | 2012 | 0.6 | SWCR004-02
COM-COMREFRIG-31.14 | Com ¦ EC Motors on Walk-In Evap Fans - Hot-Dry ¦ SCE ¦ Hot-Dry | Com ¦ EC Motors on Walk-In Evap Fans - Hot-Dry | SCE ¦ Hot-Dry | SCE | All | Electric | Code EC motors for Walk-in Evaporator Fans | Code | 0 | Conventional | ComRefrig | Com - Refrig. Warehouse | Com | RET and NEW | 0 | 1000 sqft2 of floor space | Each | 15 | DEER:HVAC_Chillers | -487 | -0.059917 | 0 | SWCR004-02 | 283.51 | 2020 | 0 | 63.8 | 2020 | 0 | 0 | SWCR004-02 | ComRefrig - Walk-In Motors - Hot-Dry ¦ SCE ¦ Hot-Dry | ComRefrig - Walk-In Motors - Hot-Dry | 0.50227 | 1 | 0.2449 | CBSA 2014 | 10.2443 | 2012 | 0.6 | SWCR004-02
COM-COMREFRIG-30.15 | Com ¦ SP / PSC Motor on Walk-In Evap Fans - Cold ¦ SCE ¦ Cold | Com ¦ SP / PSC Motor on Walk-In Evap Fans - Cold | SCE ¦ Cold | SCE | All | Electric | A blend of Shaded Pole and PSC Motors for Walk-in Evaporator Fans | Average Existing | 0 | Conventional | ComRefrig | Com - Refrig. Warehouse | Com | RET Only | 0 | 1000 sqft2 of floor space | Each | 15 | DEER:HVAC_Chillers | 0 | 0 | 0 | SWCR004-02 | 0 | 2020 | 0 | 0 | 2020 | 0 | 0 | SWCR004-02 | ComRefrig - Walk-In Motors - Cold ¦ SCE ¦ Cold | ComRefrig - Walk-In Motors - Cold | 0.50227 | 1 | 0.7551 | CBSA 2014 | 0 | 2012 | 0.6 | SWCR004-02
COM-COMREFRIG-31.15 | Com ¦ EC Motors on Walk-In Evap Fans - Cold ¦ SCE ¦ Cold | Com ¦ EC Motors on Walk-In Evap Fans - Cold | SCE ¦ Cold | SCE | All | Electric | Code EC motors for Walk-in Evaporator Fans | Code | 0 | Conventional | ComRefrig | Com - Refrig. Warehouse | Com | RET and NEW | 0 | 1000 sqft2 of floor space | Each | 15 | DEER:HVAC_Chillers | -469.5 | -0.061667 | 0 | SWCR004-02 | 283.51 | 2020 | 0 | 63.8 | 2020 | 0 | 0 | SWCR004-02 | ComRefrig - Walk-In Motors - Cold ¦ SCE ¦ Cold | ComRefrig - Walk-In Motors - Cold | 0.50227 | 1 | 0.2449 | CBSA 2014 | 9.8762 | 2012 | 0.6 | SWCR004-02
COM-COMREFRIG-30.16 | Com ¦ SP / PSC Motor on Walk-In Evap Fans - Marine ¦ SCE ¦ Marine | Com ¦ SP / PSC Motor on Walk-In Evap Fans - Marine | SCE ¦ Marine | SCE | All | Electric | A blend of Shaded Pole and PSC Motors for Walk-in Evaporator Fans | Average Existing | 0 | Conventional | ComRefrig | Com - Restaurant | Com | RET Only | 0 | 1000 sqft2 of floor space | Each | 15 | DEER:HVAC_Chillers | 0 | 0 | 0 | SWCR004-02 | 0 | 2020 | 0 | 0 | 2020 | 0 | 0 | SWCR004-02 | ComRefrig - Walk-In Motors - Marine ¦ SCE ¦ Marine | ComRefrig - Walk-In Motors - Marine | 0.39397 | 1 | 0.7551 | CBSA 2014 | 0 | 2012 | 0.6 | SWCR004-02
COM-COMREFRIG-31.16 | Com ¦ EC Motors on Walk-In Evap Fans - Marine ¦ SCE ¦ Marine | Com ¦ EC Motors on Walk-In Evap Fans - Marine | SCE ¦ Marine | SCE | All | Electric | Code EC motors for Walk-in Evaporator Fans | Code | 0 | Conventional | ComRefrig | Com - Restaurant | Com | RET and NEW | 0 | 1000 sqft2 of floor space | Each | 15 | DEER:HVAC_Chillers | -493 | -0.0608 | 0 | SWCR004-02 | 283.51 | 2020 | 0 | 63.8 | 2020 | 0 | 0 | SWCR004-02 | ComRefrig - Walk-In Motors - Marine ¦ SCE ¦ Marine | ComRefrig - Walk-In Motors - Marine | 0.39397 | 1 | 0.2449 | CBSA 2014 | 10.5089 | 2012 | 0.6 | SWCR004-02
COM-COMREFRIG-30.17 | Com ¦ SP / PSC Motor on Walk-In Evap Fans - Hot-Dry ¦ SCE ¦ Hot-Dry | Com ¦ SP / PSC Motor on Walk-In Evap Fans - Hot-Dry | SCE ¦ Hot-Dry | SCE | All | Electric | A blend of Shaded Pole and PSC Motors for Walk-in Evaporator Fans | Average Existing | 0 | Conventional | ComRefrig | Com - Restaurant | Com | RET Only | 0 | 1000 sqft2 of floor space | Each | 15 | DEER:HVAC_Chillers | 0 | 0 | 0 | SWCR004-02 | 0 | 2020 | 0 | 0 | 2020 | 0 | 0 | SWCR004-02 | ComRefrig - Walk-In Motors - Hot-Dry ¦ SCE ¦ Hot-Dry | ComRefrig - Walk-In Motors - Hot-Dry | 0.39397 | 1 | 0.7551 | CBSA 2014 | 0 | 2012 | 0.6 | SWCR004-02
COM-COMREFRIG-31.17 | Com ¦ EC Motors on Walk-In Evap Fans - Hot-Dry ¦ SCE ¦ Hot-Dry | Com ¦ EC Motors on Walk-In Evap Fans - Hot-Dry | SCE ¦ Hot-Dry | SCE | All | Electric | Code EC motors for Walk-in Evaporator Fans | Code | 0 | Conventional | ComRefrig | Com - Restaurant | Com | RET and NEW | 0 | 1000 sqft2 of floor space | Each | 15 | DEER:HVAC_Chillers | -487 | -0.059917 | 0 | SWCR004-02 | 283.51 | 2020 | 0 | 63.8 | 2020 | 0 | 0 | SWCR004-02 | ComRefrig - Walk-In Motors - Hot-Dry ¦ SCE ¦ Hot-Dry | ComRefrig - Walk-In Motors - Hot-Dry | 0.39397 | 1 | 0.2449 | CBSA 2014 | 10.381 | 2012 | 0.6 | SWCR004-02
COM-COMREFRIG-30.18 | Com ¦ SP / PSC Motor on Walk-In Evap Fans - Cold ¦ SCE ¦ Cold | Com ¦ SP / PSC Motor on Walk-In Evap Fans - Cold | SCE ¦ Cold | SCE | All | Electric | A blend of Shaded Pole and PSC Motors for Walk-in Evaporator Fans | Average Existing | 0 | Conventional | ComRefrig | Com - Restaurant | Com | RET Only | 0 | 1000 sqft2 of floor space | Each | 15 | DEER:HVAC_Chillers | 0 | 0 | 0 | SWCR004-02 | 0 | 2020 | 0 | 0 | 2020 | 0 | 0 | SWCR004-02 | ComRefrig - Walk-In Motors - Cold ¦ SCE ¦ Cold | ComRefrig - Walk-In Motors - Cold | 0.39397 | 1 | 0.7551 | CBSA 2014 | 0 | 2012 | 0.6 | SWCR004-02
COM-COMREFRIG-31.18 | Com ¦ EC Motors on Walk-In Evap Fans - Cold ¦ SCE ¦ Cold | Com ¦ EC Motors on Walk-In Evap Fans - Cold | SCE ¦ Cold | SCE | All | Electric | Code EC motors for Walk-in Evaporator Fans | Code | 0 | Conventional | ComRefrig | Com - Restaurant | Com | RET and NEW | 0 | 1000 sqft2 of floor space | Each | 15 | DEER:HVAC_Chillers | -469.5 | -0.061667 | 0 | SWCR004-02 | 283.51 | 2020 | 0 | 63.8 | 2020 | 0 | 0 | SWCR004-02 | ComRefrig - Walk-In Motors - Cold ¦ SCE ¦ Cold | ComRefrig - Walk-In Motors - Cold | 0.39397 | 1 | 0.2449 | CBSA 2014 | 10.0079 | 2012 | 0.6 | SWCR004-02
COM-COMREFRIG-30.19 | Com ¦ SP / PSC Motor on Walk-In Evap Fans - Marine ¦ SCE ¦ Marine | Com ¦ SP / PSC Motor on Walk-In Evap Fans - Marine | SCE ¦ Marine | SCE | All | Electric | A blend of Shaded Pole and PSC Motors for Walk-in Evaporator Fans | Average Existing | 0 | Conventional | ComRefrig | Com - Retail | Com | RET Only | 0 | 1000 sqft2 of floor space | Each | 15 | DEER:HVAC_Chillers | 0 | 0 | 0 | SWCR004-02 | 0 | 2020 | 0 | 0 | 2020 | 0 | 0 | SWCR004-02 | ComRefrig - Walk-In Motors - Marine ¦ SCE ¦ Marine | ComRefrig - Walk-In Motors - Marine | 0.093582 | 1 | 0.7551 | CBSA 2014 | 0 | 2012 | 0.6 | SWCR004-02
COM-COMREFRIG-31.19 | Com ¦ EC Motors on Walk-In Evap Fans - Marine ¦ SCE ¦ Marine | Com ¦ EC Motors on Walk-In Evap Fans - Marine | SCE ¦ Marine | SCE | All | Electric | Code EC motors for Walk-in Evaporator Fans | Code | 0 | Conventional | ComRefrig | Com - Retail | Com | RET and NEW | 0 | 1000 sqft2 of floor space | Each | 15 | DEER:HVAC_Chillers | -493 | -0.0608 | 0 | SWCR004-02 | 283.51 | 2020 | 0 | 63.8 | 2020 | 0 | 0 | SWCR004-02 | ComRefrig - Walk-In Motors - Marine ¦ SCE ¦ Marine | ComRefrig - Walk-In Motors - Marine | 0.093582 | 1 | 0.2449 | CBSA 2014 | 55.8593 | 2012 | 0.6 | SWCR004-02
COM-COMREFRIG-30.20 | Com ¦ SP / PSC Motor on Walk-In Evap Fans - Hot-Dry ¦ SCE ¦ Hot-Dry | Com ¦ SP / PSC Motor on Walk-In Evap Fans - Hot-Dry | SCE ¦ Hot-Dry | SCE | All | Electric | A blend of Shaded Pole and PSC Motors for Walk-in Evaporator Fans | Average Existing | 0 | Conventional | ComRefrig | Com - Retail | Com | RET Only | 0 | 1000 sqft2 of floor space | Each | 15 | DEER:HVAC_Chillers | 0 | 0 | 0 | SWCR004-02 | 0 | 2020 | 0 | 0 | 2020 | 0 | 0 | SWCR004-02 | ComRefrig - Walk-In Motors - Hot-Dry ¦ SCE ¦ Hot-Dry | ComRefrig - Walk-In Motors - Hot-Dry | 0.093582 | 1 | 0.7551 | CBSA 2014 | 0 | 2012 | 0.6 | SWCR004-02
COM-COMREFRIG-31.20 | Com ¦ EC Motors on Walk-In Evap Fans - Hot-Dry ¦ SCE ¦ Hot-Dry | Com ¦ EC Motors on Walk-In Evap Fans - Hot-Dry | SCE ¦ Hot-Dry | SCE | All | Electric | Code EC motors for Walk-in Evaporator Fans | Code | 0 | Conventional | ComRefrig | Com - Retail | Com | RET and NEW | 0 | 1000 sqft2 of floor space | Each | 15 | DEER:HVAC_Chillers | -487 | -0.059917 | 0 | SWCR004-02 | 283.51 | 2020 | 0 | 63.8 | 2020 | 0 | 0 | SWCR004-02 | ComRefrig - Walk-In Motors - Hot-Dry ¦ SCE ¦ Hot-Dry | ComRefrig - Walk-In Motors - Hot-Dry | 0.093582 | 1 | 0.2449 | CBSA 2014 | 55.1794 | 2012 | 0.6 | SWCR004-02
COM-COMREFRIG-30.21 | Com ¦ SP / PSC Motor on Walk-In Evap Fans - Cold ¦ SCE ¦ Cold | Com ¦ SP / PSC Motor on Walk-In Evap Fans - Cold | SCE ¦ Cold | SCE | All | Electric | A blend of Shaded Pole and PSC Motors for Walk-in Evaporator Fans | Average Existing | 0 | Conventional | ComRefrig | Com - Retail | Com | RET Only | 0 | 1000 sqft2 of floor space | Each | 15 | DEER:HVAC_Chillers | 0 | 0 | 0 | SWCR004-02 | 0 | 2020 | 0 | 0 | 2020 | 0 | 0 | SWCR004-02 | ComRefrig - Walk-In Motors - Cold ¦ SCE ¦ Cold | ComRefrig - Walk-In Motors - Cold | 0.093582 | 1 | 0.7551 | CBSA 2014 | 0 | 2012 | 0.6 | SWCR004-02
COM-COMREFRIG-31.21 | Com ¦ EC Motors on Walk-In Evap Fans - Cold ¦ SCE ¦ Cold | Com ¦ EC Motors on Walk-In Evap Fans - Cold | SCE ¦ Cold | SCE | All | Electric | Code EC motors for Walk-in Evaporator Fans | Code | 0 | Conventional | ComRefrig | Com - Retail | Com | RET and NEW | 0 | 1000 sqft2 of floor space | Each | 15 | DEER:HVAC_Chillers | -469.5 | -0.061667 | 0 | SWCR004-02 | 283.51 | 2020 | 0 | 63.8 | 2020 | 0 | 0 | SWCR004-02 | ComRefrig - Walk-In Motors - Cold ¦ SCE ¦ Cold | ComRefrig - Walk-In Motors - Cold | 0.093582 | 1 | 0.2449 | CBSA 2014 | 53.1966 | 2012 | 0.6 | SWCR004-02
COM-COMREFRIG-30.22 | Com ¦ SP / PSC Motor on Walk-In Evap Fans - Marine ¦ SCE ¦ Marine | Com ¦ SP / PSC Motor on Walk-In Evap Fans - Marine | SCE ¦ Marine | SCE | All | Electric | A blend of Shaded Pole and PSC Motors for Walk-in Evaporator Fans | Average Existing | 0 | Conventional | ComRefrig | Com - School | Com | RET Only | 0 | 1000 sqft2 of floor space | Each | 15 | DEER:HVAC_Chillers | 0 | 0 | 0 | SWCR004-02 | 0 | 2020 | 0 | 0 | 2020 | 0 | 0 | SWCR004-02 | ComRefrig - Walk-In Motors - Marine ¦ SCE ¦ Marine | ComRefrig - Walk-In Motors - Marine | 0.013301 | 1 | 0.7551 | CBSA 2014 | 0 | 2012 | 0.6 | SWCR004-02
COM-COMREFRIG-31.22 | Com ¦ EC Motors on Walk-In Evap Fans - Marine ¦ SCE ¦ Marine | Com ¦ EC Motors on Walk-In Evap Fans - Marine | SCE ¦ Marine | SCE | All | Electric | Code EC motors for Walk-in Evaporator Fans | Code | 0 | Conventional | ComRefrig | Com - School | Com | RET and NEW | 0 | 1000 sqft2 of floor space | Each | 15 | DEER:HVAC_Chillers | -493 | -0.0608 | 0 | SWCR004-02 | 283.51 | 2020 | 0 | 63.8 | 2020 | 0 | 0 | SWCR004-02 | ComRefrig - Walk-In Motors - Marine ¦ SCE ¦ Marine | ComRefrig - Walk-In Motors - Marine | 0.013301 | 1 | 0.2449 | CBSA 2014 | 42.4798 | 2012 | 0.6 | SWCR004-02
COM-COMREFRIG-30.23 | Com ¦ SP / PSC Motor on Walk-In Evap Fans - Hot-Dry ¦ SCE ¦ Hot-Dry | Com ¦ SP / PSC Motor on Walk-In Evap Fans - Hot-Dry | SCE ¦ Hot-Dry | SCE | All | Electric | A blend of Shaded Pole and PSC Motors for Walk-in Evaporator Fans | Average Existing | 0 | Conventional | ComRefrig | Com - School | Com | RET Only | 0 | 1000 sqft2 of floor space | Each | 15 | DEER:HVAC_Chillers | 0 | 0 | 0 | SWCR004-02 | 0 | 2020 | 0 | 0 | 2020 | 0 | 0 | SWCR004-02 | ComRefrig - Walk-In Motors - Hot-Dry ¦ SCE ¦ Hot-Dry | ComRefrig - Walk-In Motors - Hot-Dry | 0.013301 | 1 | 0.7551 | CBSA 2014 | 0 | 2012 | 0.6 | SWCR004-02
COM-COMREFRIG-31.23 | Com ¦ EC Motors on Walk-In Evap Fans - Hot-Dry ¦ SCE ¦ Hot-Dry | Com ¦ EC Motors on Walk-In Evap Fans - Hot-Dry | SCE ¦ Hot-Dry | SCE | All | Electric | Code EC motors for Walk-in Evaporator Fans | Code | 0 | Conventional | ComRefrig | Com - School | Com | RET and NEW | 0 | 1000 sqft2 of floor space | Each | 15 | DEER:HVAC_Chillers | -487 | -0.059917 | 0 | SWCR004-02 | 283.51 | 2020 | 0 | 63.8 | 2020 | 0 | 0 | SWCR004-02 | ComRefrig - Walk-In Motors - Hot-Dry ¦ SCE ¦ Hot-Dry | ComRefrig - Walk-In Motors - Hot-Dry | 0.013301 | 1 | 0.2449 | CBSA 2014 | 41.9628 | 2012 | 0.6 | SWCR004-02
COM-COMREFRIG-30.24 | Com ¦ SP / PSC Motor on Walk-In Evap Fans - Cold ¦ SCE ¦ Cold | Com ¦ SP / PSC Motor on Walk-In Evap Fans - Cold | SCE ¦ Cold | SCE | All | Electric | A blend of Shaded Pole and PSC Motors for Walk-in Evaporator Fans | Average Existing | 0 | Conventional | ComRefrig | Com - School | Com | RET Only | 0 | 1000 sqft2 of floor space | Each | 15 | DEER:HVAC_Chillers | 0 | 0 | 0 | SWCR004-02 | 0 | 2020 | 0 | 0 | 2020 | 0 | 0 | SWCR004-02 | ComRefrig - Walk-In Motors - Cold ¦ SCE ¦ Cold | ComRefrig - Walk-In Motors - Cold | 0.013301 | 1 | 0.7551 | CBSA 2014 | 0 | 2012 | 0.6 | SWCR004-02
COM-COMREFRIG-31.24 | Com ¦ EC Motors on Walk-In Evap Fans - Cold ¦ SCE ¦ Cold | Com ¦ EC Motors on Walk-In Evap Fans - Cold | SCE ¦ Cold | SCE | All | Electric | Code EC motors for Walk-in Evaporator Fans | Code | 0 | Conventional | ComRefrig | Com - School | Com | RET and NEW | 0 | 1000 sqft2 of floor space | Each | 15 | DEER:HVAC_Chillers | -469.5 | -0.061667 | 0 | SWCR004-02 | 283.51 | 2020 | 0 | 63.8 | 2020 | 0 | 0 | SWCR004-02 | ComRefrig - Walk-In Motors - Cold ¦ SCE ¦ Cold | ComRefrig - Walk-In Motors - Cold | 0.013301 | 1 | 0.2449 | CBSA 2014 | 40.4549 | 2012 | 0.6 | SWCR004-02
COM-COMREFRIG-30.1 | Com ¦ SP / PSC Motor on Walk-In Evap Fans - Marine ¦ SDG&E ¦ Marine | Com ¦ SP / PSC Motor on Walk-In Evap Fans - Marine | SDG&E ¦ Marine | SDG&E | All | Electric | A blend of Shaded Pole and PSC Motors for Walk-in Evaporator Fans | Average Existing | 0 | Conventional | ComRefrig | Com - College | Com | RET Only | 0 | 1000 sqft2 of floor space | Each | 15 | DEER:HVAC_Chillers | 0 | 0 | 0 | SWCR004-02 | 0 | 2020 | 0 | 0 | 2020 | 0 | 0 | SWCR004-02 | ComRefrig - Walk-In Motors - Marine ¦ SDG&E ¦ Marine | ComRefrig - Walk-In Motors - Marine | 0.013301 | 1 | 0.7551 | CBSA 2014 | 0 | 2012 | 0.6 | SWCR004-02
COM-COMREFRIG-31.1 | Com ¦ EC Motors on Walk-In Evap Fans - Marine ¦ SDG&E ¦ Marine | Com ¦ EC Motors on Walk-In Evap Fans - Marine | SDG&E ¦ Marine | SDG&E | All | Electric | Code EC motors for Walk-in Evaporator Fans | Code | 0 | Conventional | ComRefrig | Com - College | Com | RET and NEW | 0 | 1000 sqft2 of floor space | Each | 15 | DEER:HVAC_Chillers | -493 | -0.0608 | 0 | SWCR004-02 | 283.51 | 2020 | 0 | 63.8 | 2020 | 0 | 0 | SWCR004-02 | ComRefrig - Walk-In Motors - Marine ¦ SDG&E ¦ Marine | ComRefrig - Walk-In Motors - Marine | 0.013301 | 1 | 0.2449 | CBSA 2014 | 26.2855 | 2012 | 0.6 | SWCR004-02
COM-COMREFRIG-30.2 | Com ¦ SP / PSC Motor on Walk-In Evap Fans - Hot-Dry ¦ SDG&E ¦ Hot-Dry | Com ¦ SP / PSC Motor on Walk-In Evap Fans - Hot-Dry | SDG&E ¦ Hot-Dry | SDG&E | All | Electric | A blend of Shaded Pole and PSC Motors for Walk-in Evaporator Fans | Average Existing | 0 | Conventional | ComRefrig | Com - College | Com | RET Only | 0 | 1000 sqft2 of floor space | Each | 15 | DEER:HVAC_Chillers | 0 | 0 | 0 | SWCR004-02 | 0 | 2020 | 0 | 0 | 2020 | 0 | 0 | SWCR004-02 | ComRefrig - Walk-In Motors - Hot-Dry ¦ SDG&E ¦ Hot-Dry | ComRefrig - Walk-In Motors - Hot-Dry | 0.013301 | 1 | 0.7551 | CBSA 2014 | 0 | 2012 | 0.6 | SWCR004-02
COM-COMREFRIG-31.2 | Com ¦ EC Motors on Walk-In Evap Fans - Hot-Dry ¦ SDG&E ¦ Hot-Dry | Com ¦ EC Motors on Walk-In Evap Fans - Hot-Dry | SDG&E ¦ Hot-Dry | SDG&E | All | Electric | Code EC motors for Walk-in Evaporator Fans | Code | 0 | Conventional | ComRefrig | Com - College | Com | RET and NEW | 0 | 1000 sqft2 of floor space | Each | 15 | DEER:HVAC_Chillers | -493 | -0.0608 | 0 | SWCR004-02 | 283.51 | 2020 | 0 | 63.8 | 2020 | 0 | 0 | SWCR004-02 | ComRefrig - Walk-In Motors - Hot-Dry ¦ SDG&E ¦ Hot-Dry | ComRefrig - Walk-In Motors - Hot-Dry | 0.013301 | 1 | 0.2449 | CBSA 2014 | 26.2855 | 2012 | 0.6 | SWCR004-02
COM-COMREFRIG-30.3 | Com ¦ SP / PSC Motor on Walk-In Evap Fans - Marine ¦ SDG&E ¦ Marine | Com ¦ SP / PSC Motor on Walk-In Evap Fans - Marine | SDG&E ¦ Marine | SDG&E | All | Electric | A blend of Shaded Pole and PSC Motors for Walk-in Evaporator Fans | Average Existing | 0 | Conventional | ComRefrig | Com - Grocery | Com | RET Only | 0 | 1000 sqft2 of floor space | Each | 15 | DEER:HVAC_Chillers | 0 | 0 | 0 | SWCR004-02 | 0 | 2020 | 0 | 0 | 2020 | 0 | 0 | SWCR004-02 | ComRefrig - Walk-In Motors - Marine ¦ SDG&E ¦ Marine | ComRefrig - Walk-In Motors - Marine | 0.54314 | 1 | 0.7551 | CBSA 2014 | 0 | 2012 | 0.6 | SWCR004-02
COM-COMREFRIG-31.3 | Com ¦ EC Motors on Walk-In Evap Fans - Marine ¦ SDG&E ¦ Marine | Com ¦ EC Motors on Walk-In Evap Fans - Marine | SDG&E ¦ Marine | SDG&E | All | Electric | Code EC motors for Walk-in Evaporator Fans | Code | 0 | Conventional | ComRefrig | Com - Grocery | Com | RET and NEW | 0 | 1000 sqft2 of floor space | Each | 15 | DEER:HVAC_Chillers | -493 | -0.0608 | 0 | SWCR004-02 | 283.51 | 2020 | 0 | 63.8 | 2020 | 0 | 0 | SWCR004-02 | ComRefrig - Walk-In Motors - Marine ¦ SDG&E ¦ Marine | ComRefrig - Walk-In Motors - Marine | 0.54314 | 1 | 0.2449 | CBSA 2014 | 14.1684 | 2012 | 0.6 | SWCR004-02
COM-COMREFRIG-30.4 | Com ¦ SP / PSC Motor on Walk-In Evap Fans - Hot-Dry ¦ SDG&E ¦ Hot-Dry | Com ¦ SP / PSC Motor on Walk-In Evap Fans - Hot-Dry | SDG&E ¦ Hot-Dry | SDG&E | All | Electric | A blend of Shaded Pole and PSC Motors for Walk-in Evaporator Fans | Average Existing | 0 | Conventional | ComRefrig | Com - Grocery | Com | RET Only | 0 | 1000 sqft2 of floor space | Each | 15 | DEER:HVAC_Chillers | 0 | 0 | 0 | SWCR004-02 | 0 | 2020 | 0 | 0 | 2020 | 0 | 0 | SWCR004-02 | ComRefrig - Walk-In Motors - Hot-Dry ¦ SDG&E ¦ Hot-Dry | ComRefrig - Walk-In Motors - Hot-Dry | 0.54314 | 1 | 0.7551 | CBSA 2014 | 0 | 2012 | 0.6 | SWCR004-02
COM-COMREFRIG-31.4 | Com ¦ EC Motors on Walk-In Evap Fans - Hot-Dry ¦ SDG&E ¦ Hot-Dry | Com ¦ EC Motors on Walk-In Evap Fans - Hot-Dry | SDG&E ¦ Hot-Dry | SDG&E | All | Electric | Code EC motors for Walk-in Evaporator Fans | Code | 0 | Conventional | ComRefrig | Com - Grocery | Com | RET and NEW | 0 | 1000 sqft2 of floor space | Each | 15 | DEER:HVAC_Chillers | -493 | -0.0608 | 0 | SWCR004-02 | 283.51 | 2020 | 0 | 63.8 | 2020 | 0 | 0 | SWCR004-02 | ComRefrig - Walk-In Motors - Hot-Dry ¦ SDG&E ¦ Hot-Dry | ComRefrig - Walk-In Motors - Hot-Dry | 0.54314 | 1 | 0.2449 | CBSA 2014 | 14.1684 | 2012 | 0.6 | SWCR004-02
COM-COMREFRIG-30.5 | Com ¦ SP / PSC Motor on Walk-In Evap Fans - Marine ¦ SDG&E ¦ Marine | Com ¦ SP / PSC Motor on Walk-In Evap Fans - Marine | SDG&E ¦ Marine | SDG&E | All | Electric | A blend of Shaded Pole and PSC Motors for Walk-in Evaporator Fans | Average Existing | 0 | Conventional | ComRefrig | Com - Lodging | Com | RET Only | 0 | 1000 sqft2 of floor space | Each | 15 | DEER:HVAC_Chillers | 0 | 0 | 0 | SWCR004-02 | 0 | 2020 | 0 | 0 | 2020 | 0 | 0 | SWCR004-02 | ComRefrig - Walk-In Motors - Marine ¦ SDG&E ¦ Marine | ComRefrig - Walk-In Motors - Marine | 0.01783 | 1 | 0.7551 | CBSA 2014 | 0 | 2012 | 0.6 | SWCR004-02
COM-COMREFRIG-31.5 | Com ¦ EC Motors on Walk-In Evap Fans - Marine ¦ SDG&E ¦ Marine | Com ¦ EC Motors on Walk-In Evap Fans - Marine | SDG&E ¦ Marine | SDG&E | All | Electric | Code EC motors for Walk-in Evaporator Fans | Code | 0 | Conventional | ComRefrig | Com - Lodging | Com | RET and NEW | 0 | 1000 sqft2 of floor space | Each | 15 | DEER:HVAC_Chillers | -493 | -0.0608 | 0 | SWCR004-02 | 283.51 | 2020 | 0 | 63.8 | 2020 | 0 | 0 | SWCR004-02 | ComRefrig - Walk-In Motors - Marine ¦ SDG&E ¦ Marine | ComRefrig - Walk-In Motors - Marine | 0.01783 | 1 | 0.2449 | CBSA 2014 | 26.5655 | 2012 | 0.6 | SWCR004-02
COM-COMREFRIG-30.6 | Com ¦ SP / PSC Motor on Walk-In Evap Fans - Hot-Dry ¦ SDG&E ¦ Hot-Dry | Com ¦ SP / PSC Motor on Walk-In Evap Fans - Hot-Dry | SDG&E ¦ Hot-Dry | SDG&E | All | Electric | A blend of Shaded Pole and PSC Motors for Walk-in Evaporator Fans | Average Existing | 0 | Conventional | ComRefrig | Com - Lodging | Com | RET Only | 0 | 1000 sqft2 of floor space | Each | 15 | DEER:HVAC_Chillers | 0 | 0 | 0 | SWCR004-02 | 0 | 2020 | 0 | 0 | 2020 | 0 | 0 | SWCR004-02 | ComRefrig - Walk-In Motors - Hot-Dry ¦ SDG&E ¦ Hot-Dry | ComRefrig - Walk-In Motors - Hot-Dry | 0.01783 | 1 | 0.7551 | CBSA 2014 | 0 | 2012 | 0.6 | SWCR004-02
COM-COMREFRIG-31.6 | Com ¦ EC Motors on Walk-In Evap Fans - Hot-Dry ¦ SDG&E ¦ Hot-Dry | Com ¦ EC Motors on Walk-In Evap Fans - Hot-Dry | SDG&E ¦ Hot-Dry | SDG&E | All | Electric | Code EC motors for Walk-in Evaporator Fans | Code | 0 | Conventional | ComRefrig | Com - Lodging | Com | RET and NEW | 0 | 1000 sqft2 of floor space | Each | 15 | DEER:HVAC_Chillers | -493 | -0.0608 | 0 | SWCR004-02 | 283.51 | 2020 | 0 | 63.8 | 2020 | 0 | 0 | SWCR004-02 | ComRefrig - Walk-In Motors - Hot-Dry ¦ SDG&E ¦ Hot-Dry | ComRefrig - Walk-In Motors - Hot-Dry | 0.01783 | 1 | 0.2449 | CBSA 2014 | 26.5655 | 2012 | 0.6 | SWCR004-02
COM-COMREFRIG-30.7 | Com ¦ SP / PSC Motor on Walk-In Evap Fans - Marine ¦ SDG&E ¦ Marine | Com ¦ SP / PSC Motor on Walk-In Evap Fans - Marine | SDG&E ¦ Marine | SDG&E | All | Electric | A blend of Shaded Pole and PSC Motors for Walk-in Evaporator Fans | Average Existing | 0 | Conventional | ComRefrig | Com - Other | Com | RET Only | 0 | 1000 sqft2 of floor space | Each | 15 | DEER:HVAC_Chillers | 0 | 0 | 0 | SWCR004-02 | 0 | 2020 | 0 | 0 | 2020 | 0 | 0 | SWCR004-02 | ComRefrig - Walk-In Motors - Marine ¦ SDG&E ¦ Marine | ComRefrig - Walk-In Motors - Marine | 0.0040966 | 1 | 0.7551 | CBSA 2014 | 0 | 2012 | 0.6 | SWCR004-02
COM-COMREFRIG-31.7 | Com ¦ EC Motors on Walk-In Evap Fans - Marine ¦ SDG&E ¦ Marine | Com ¦ EC Motors on Walk-In Evap Fans - Marine | SDG&E ¦ Marine | SDG&E | All | Electric | Code EC motors for Walk-in Evaporator Fans | Code | 0 | Conventional | ComRefrig | Com - Other | Com | RET and NEW | 0 | 1000 sqft2 of floor space | Each | 15 | DEER:HVAC_Chillers | -493 | -0.0608 | 0 | SWCR004-02 | 283.51 | 2020 | 0 | 63.8 | 2020 | 0 | 0 | SWCR004-02 | ComRefrig - Walk-In Motors - Marine ¦ SDG&E ¦ Marine | ComRefrig - Walk-In Motors - Marine | 0.0040966 | 1 | 0.2449 | CBSA 2014 | 28.3392 | 2012 | 0.6 | SWCR004-02
COM-COMREFRIG-30.8 | Com ¦ SP / PSC Motor on Walk-In Evap Fans - Hot-Dry ¦ SDG&E ¦ Hot-Dry | Com ¦ SP / PSC Motor on Walk-In Evap Fans - Hot-Dry | SDG&E ¦ Hot-Dry | SDG&E | All | Electric | A blend of Shaded Pole and PSC Motors for Walk-in Evaporator Fans | Average Existing | 0 | Conventional | ComRefrig | Com - Other | Com | RET Only | 0 | 1000 sqft2 of floor space | Each | 15 | DEER:HVAC_Chillers | 0 | 0 | 0 | SWCR004-02 | 0 | 2020 | 0 | 0 | 2020 | 0 | 0 | SWCR004-02 | ComRefrig - Walk-In Motors - Hot-Dry ¦ SDG&E ¦ Hot-Dry | ComRefrig - Walk-In Motors - Hot-Dry | 0.0040966 | 1 | 0.7551 | CBSA 2014 | 0 | 2012 | 0.6 | SWCR004-02
COM-COMREFRIG-31.8 | Com ¦ EC Motors on Walk-In Evap Fans - Hot-Dry ¦ SDG&E ¦ Hot-Dry | Com ¦ EC Motors on Walk-In Evap Fans - Hot-Dry | SDG&E ¦ Hot-Dry | SDG&E | All | Electric | Code EC motors for Walk-in Evaporator Fans | Code | 0 | Conventional | ComRefrig | Com - Other | Com | RET and NEW | 0 | 1000 sqft2 of floor space | Each | 15 | DEER:HVAC_Chillers | -493 | -0.0608 | 0 | SWCR004-02 | 283.51 | 2020 | 0 | 63.8 | 2020 | 0 | 0 | SWCR004-02 | ComRefrig - Walk-In Motors - Hot-Dry ¦ SDG&E ¦ Hot-Dry | ComRefrig - Walk-In Motors - Hot-Dry | 0.0040966 | 1 | 0.2449 | CBSA 2014 | 28.3392 | 2012 | 0.6 | SWCR004-02
COM-COMREFRIG-30.9 | Com ¦ SP / PSC Motor on Walk-In Evap Fans - Marine ¦ SDG&E ¦ Marine | Com ¦ SP / PSC Motor on Walk-In Evap Fans - Marine | SDG&E ¦ Marine | SDG&E | All | Electric | A blend of Shaded Pole and PSC Motors for Walk-in Evaporator Fans | Average Existing | 0 | Conventional | ComRefrig | Com - Refrig. Warehouse | Com | RET Only | 0 | 1000 sqft2 of floor space | Each | 15 | DEER:HVAC_Chillers | 0 | 0 | 0 | SWCR004-02 | 0 | 2020 | 0 | 0 | 2020 | 0 | 0 | SWCR004-02 | ComRefrig - Walk-In Motors - Marine ¦ SDG&E ¦ Marine | ComRefrig - Walk-In Motors - Marine | 0.50227 | 1 | 0.7551 | CBSA 2014 | 0 | 2012 | 0.6 | SWCR004-02
COM-COMREFRIG-31.9 | Com ¦ EC Motors on Walk-In Evap Fans - Marine ¦ SDG&E ¦ Marine | Com ¦ EC Motors on Walk-In Evap Fans - Marine | SDG&E ¦ Marine | SDG&E | All | Electric | Code EC motors for Walk-in Evaporator Fans | Code | 0 | Conventional | ComRefrig | Com - Refrig. Warehouse | Com | RET and NEW | 0 | 1000 sqft2 of floor space | Each | 15 | DEER:HVAC_Chillers | -493 | -0.0608 | 0 | SWCR004-02 | 283.51 | 2020 | 0 | 63.8 | 2020 | 0 | 0 | SWCR004-02 | ComRefrig - Walk-In Motors - Marine ¦ SDG&E ¦ Marine | ComRefrig - Walk-In Motors - Marine | 0.50227 | 1 | 0.2449 | CBSA 2014 | 10.3706 | 2012 | 0.6 | SWCR004-02
COM-COMREFRIG-30.10 | Com ¦ SP / PSC Motor on Walk-In Evap Fans - Hot-Dry ¦ SDG&E ¦ Hot-Dry | Com ¦ SP / PSC Motor on Walk-In Evap Fans - Hot-Dry | SDG&E ¦ Hot-Dry | SDG&E | All | Electric | A blend of Shaded Pole and PSC Motors for Walk-in Evaporator Fans | Average Existing | 0 | Conventional | ComRefrig | Com - Refrig. Warehouse | Com | RET Only | 0 | 1000 sqft2 of floor space | Each | 15 | DEER:HVAC_Chillers | 0 | 0 | 0 | SWCR004-02 | 0 | 2020 | 0 | 0 | 2020 | 0 | 0 | SWCR004-02 | ComRefrig - Walk-In Motors - Hot-Dry ¦ SDG&E ¦ Hot-Dry | ComRefrig - Walk-In Motors - Hot-Dry | 0.50227 | 1 | 0.7551 | CBSA 2014 | 0 | 2012 | 0.6 | SWCR004-02
COM-COMREFRIG-31.10 | Com ¦ EC Motors on Walk-In Evap Fans - Hot-Dry ¦ SDG&E ¦ Hot-Dry | Com ¦ EC Motors on Walk-In Evap Fans - Hot-Dry | SDG&E ¦ Hot-Dry | SDG&E | All | Electric | Code EC motors for Walk-in Evaporator Fans | Code | 0 | Conventional | ComRefrig | Com - Refrig. Warehouse | Com | RET and NEW | 0 | 1000 sqft2 of floor space | Each | 15 | DEER:HVAC_Chillers | -493 | -0.0608 | 0 | SWCR004-02 | 283.51 | 2020 | 0 | 63.8 | 2020 | 0 | 0 | SWCR004-02 | ComRefrig - Walk-In Motors - Hot-Dry ¦ SDG&E ¦ Hot-Dry | ComRefrig - Walk-In Motors - Hot-Dry | 0.50227 | 1 | 0.2449 | CBSA 2014 | 10.3706 | 2012 | 0.6 | SWCR004-02
COM-COMREFRIG-30.11 | Com ¦ SP / PSC Motor on Walk-In Evap Fans - Marine ¦ SDG&E ¦ Marine | Com ¦ SP / PSC Motor on Walk-In Evap Fans - Marine | SDG&E ¦ Marine | SDG&E | All | Electric | A blend of Shaded Pole and PSC Motors for Walk-in Evaporator Fans | Average Existing | 0 | Conventional | ComRefrig | Com - Restaurant | Com | RET Only | 0 | 1000 sqft2 of floor space | Each | 15 | DEER:HVAC_Chillers | 0 | 0 | 0 | SWCR004-02 | 0 | 2020 | 0 | 0 | 2020 | 0 | 0 | SWCR004-02 | ComRefrig - Walk-In Motors - Marine ¦ SDG&E ¦ Marine | ComRefrig - Walk-In Motors - Marine | 0.39397 | 1 | 0.7551 | CBSA 2014 | 0 | 2012 | 0.6 | SWCR004-02
COM-COMREFRIG-31.11 | Com ¦ EC Motors on Walk-In Evap Fans - Marine ¦ SDG&E ¦ Marine | Com ¦ EC Motors on Walk-In Evap Fans - Marine | SDG&E ¦ Marine | SDG&E | All | Electric | Code EC motors for Walk-in Evaporator Fans | Code | 0 | Conventional | ComRefrig | Com - Restaurant | Com | RET and NEW | 0 | 1000 sqft2 of floor space | Each | 15 | DEER:HVAC_Chillers | -493 | -0.0608 | 0 | SWCR004-02 | 283.51 | 2020 | 0 | 63.8 | 2020 | 0 | 0 | SWCR004-02 | ComRefrig - Walk-In Motors - Marine ¦ SDG&E ¦ Marine | ComRefrig - Walk-In Motors - Marine | 0.39397 | 1 | 0.2449 | CBSA 2014 | 10.5089 | 2012 | 0.6 | SWCR004-02
COM-COMREFRIG-30.12 | Com ¦ SP / PSC Motor on Walk-In Evap Fans - Hot-Dry ¦ SDG&E ¦ Hot-Dry | Com ¦ SP / PSC Motor on Walk-In Evap Fans - Hot-Dry | SDG&E ¦ Hot-Dry | SDG&E | All | Electric | A blend of Shaded Pole and PSC Motors for Walk-in Evaporator Fans | Average Existing | 0 | Conventional | ComRefrig | Com - Restaurant | Com | RET Only | 0 | 1000 sqft2 of floor space | Each | 15 | DEER:HVAC_Chillers | 0 | 0 | 0 | SWCR004-02 | 0 | 2020 | 0 | 0 | 2020 | 0 | 0 | SWCR004-02 | ComRefrig - Walk-In Motors - Hot-Dry ¦ SDG&E ¦ Hot-Dry | ComRefrig - Walk-In Motors - Hot-Dry | 0.39397 | 1 | 0.7551 | CBSA 2014 | 0 | 2012 | 0.6 | SWCR004-02
COM-COMREFRIG-31.12 | Com ¦ EC Motors on Walk-In Evap Fans - Hot-Dry ¦ SDG&E ¦ Hot-Dry | Com ¦ EC Motors on Walk-In Evap Fans - Hot-Dry | SDG&E ¦ Hot-Dry | SDG&E | All | Electric | Code EC motors for Walk-in Evaporator Fans | Code | 0 | Conventional | ComRefrig | Com - Restaurant | Com | RET and NEW | 0 | 1000 sqft2 of floor space | Each | 15 | DEER:HVAC_Chillers | -493 | -0.0608 | 0 | SWCR004-02 | 283.51 | 2020 | 0 | 63.8 | 2020 | 0 | 0 | SWCR004-02 | ComRefrig - Walk-In Motors - Hot-Dry ¦ SDG&E ¦ Hot-Dry | ComRefrig - Walk-In Motors - Hot-Dry | 0.39397 | 1 | 0.2449 | CBSA 2014 | 10.5089 | 2012 | 0.6 | SWCR004-02
COM-COMREFRIG-30.13 | Com ¦ SP / PSC Motor on Walk-In Evap Fans - Marine ¦ SDG&E ¦ Marine | Com ¦ SP / PSC Motor on Walk-In Evap Fans - Marine | SDG&E ¦ Marine | SDG&E | All | Electric | A blend of Shaded Pole and PSC Motors for Walk-in Evaporator Fans | Average Existing | 0 | Conventional | ComRefrig | Com - Retail | Com | RET Only | 0 | 1000 sqft2 of floor space | Each | 15 | DEER:HVAC_Chillers | 0 | 0 | 0 | SWCR004-02 | 0 | 2020 | 0 | 0 | 2020 | 0 | 0 | SWCR004-02 | ComRefrig - Walk-In Motors - Marine ¦ SDG&E ¦ Marine | ComRefrig - Walk-In Motors - Marine | 0.093582 | 1 | 0.7551 | CBSA 2014 | 0 | 2012 | 0.6 | SWCR004-02
COM-COMREFRIG-31.13 | Com ¦ EC Motors on Walk-In Evap Fans - Marine ¦ SDG&E ¦ Marine | Com ¦ EC Motors on Walk-In Evap Fans - Marine | SDG&E ¦ Marine | SDG&E | All | Electric | Code EC motors for Walk-in Evaporator Fans | Code | 0 | Conventional | ComRefrig | Com - Retail | Com | RET and NEW | 0 | 1000 sqft2 of floor space | Each | 15 | DEER:HVAC_Chillers | -493 | -0.0608 | 0 | SWCR004-02 | 283.51 | 2020 | 0 | 63.8 | 2020 | 0 | 0 | SWCR004-02 | ComRefrig - Walk-In Motors - Marine ¦ SDG&E ¦ Marine | ComRefrig - Walk-In Motors - Marine | 0.093582 | 1 | 0.2449 | CBSA 2014 | 55.8593 | 2012 | 0.6 | SWCR004-02
COM-COMREFRIG-30.14 | Com ¦ SP / PSC Motor on Walk-In Evap Fans - Hot-Dry ¦ SDG&E ¦ Hot-Dry | Com ¦ SP / PSC Motor on Walk-In Evap Fans - Hot-Dry | SDG&E ¦ Hot-Dry | SDG&E | All | Electric | A blend of Shaded Pole and PSC Motors for Walk-in Evaporator Fans | Average Existing | 0 | Conventional | ComRefrig | Com - Retail | Com | RET Only | 0 | 1000 sqft2 of floor space | Each | 15 | DEER:HVAC_Chillers | 0 | 0 | 0 | SWCR004-02 | 0 | 2020 | 0 | 0 | 2020 | 0 | 0 | SWCR004-02 | ComRefrig - Walk-In Motors - Hot-Dry ¦ SDG&E ¦ Hot-Dry | ComRefrig - Walk-In Motors - Hot-Dry | 0.093582 | 1 | 0.7551 | CBSA 2014 | 0 | 2012 | 0.6 | SWCR004-02
COM-COMREFRIG-31.14 | Com ¦ EC Motors on Walk-In Evap Fans - Hot-Dry ¦ SDG&E ¦ Hot-Dry | Com ¦ EC Motors on Walk-In Evap Fans - Hot-Dry | SDG&E ¦ Hot-Dry | SDG&E | All | Electric | Code EC motors for Walk-in Evaporator Fans | Code | 0 | Conventional | ComRefrig | Com - Retail | Com | RET and NEW | 0 | 1000 sqft2 of floor space | Each | 15 | DEER:HVAC_Chillers | -493 | -0.0608 | 0 | SWCR004-02 | 283.51 | 2020 | 0 | 63.8 | 2020 | 0 | 0 | SWCR004-02 | ComRefrig - Walk-In Motors - Hot-Dry ¦ SDG&E ¦ Hot-Dry | ComRefrig - Walk-In Motors - Hot-Dry | 0.093582 | 1 | 0.2449 | CBSA 2014 | 55.8593 | 2012 | 0.6 | SWCR004-02
COM-COMREFRIG-30.15 | Com ¦ SP / PSC Motor on Walk-In Evap Fans - Marine ¦ SDG&E ¦ Marine | Com ¦ SP / PSC Motor on Walk-In Evap Fans - Marine | SDG&E ¦ Marine | SDG&E | All | Electric | A blend of Shaded Pole and PSC Motors for Walk-in Evaporator Fans | Average Existing | 0 | Conventional | ComRefrig | Com - School | Com | RET Only | 0 | 1000 sqft2 of floor space | Each | 15 | DEER:HVAC_Chillers | 0 | 0 | 0 | SWCR004-02 | 0 | 2020 | 0 | 0 | 2020 | 0 | 0 | SWCR004-02 | ComRefrig - Walk-In Motors - Marine ¦ SDG&E ¦ Marine | ComRefrig - Walk-In Motors - Marine | 0.013301 | 1 | 0.7551 | CBSA 2014 | 0 | 2012 | 0.6 | SWCR004-02
COM-COMREFRIG-31.15 | Com ¦ EC Motors on Walk-In Evap Fans - Marine ¦ SDG&E ¦ Marine | Com ¦ EC Motors on Walk-In Evap Fans - Marine | SDG&E ¦ Marine | SDG&E | All | Electric | Code EC motors for Walk-in Evaporator Fans | Code | 0 | Conventional | ComRefrig | Com - School | Com | RET and NEW | 0 | 1000 sqft2 of floor space | Each | 15 | DEER:HVAC_Chillers | -493 | -0.0608 | 0 | SWCR004-02 | 283.51 | 2020 | 0 | 63.8 | 2020 | 0 | 0 | SWCR004-02 | ComRefrig - Walk-In Motors - Marine ¦ SDG&E ¦ Marine | ComRefrig - Walk-In Motors - Marine | 0.013301 | 1 | 0.2449 | CBSA 2014 | 42.4798 | 2012 | 0.6 | SWCR004-02
COM-COMREFRIG-30.16 | Com ¦ SP / PSC Motor on Walk-In Evap Fans - Hot-Dry ¦ SDG&E ¦ Hot-Dry | Com ¦ SP / PSC Motor on Walk-In Evap Fans - Hot-Dry | SDG&E ¦ Hot-Dry | SDG&E | All | Electric | A blend of Shaded Pole and PSC Motors for Walk-in Evaporator Fans | Average Existing | 0 | Conventional | ComRefrig | Com - School | Com | RET Only | 0 | 1000 sqft2 of floor space | Each | 15 | DEER:HVAC_Chillers | 0 | 0 | 0 | SWCR004-02 | 0 | 2020 | 0 | 0 | 2020 | 0 | 0 | SWCR004-02 | ComRefrig - Walk-In Motors - Hot-Dry ¦ SDG&E ¦ Hot-Dry | ComRefrig - Walk-In Motors - Hot-Dry | 0.013301 | 1 | 0.7551 | CBSA 2014 | 0 | 2012 | 0.6 | SWCR004-02
COM-COMREFRIG-31.16 | Com ¦ EC Motors on Walk-In Evap Fans - Hot-Dry ¦ SDG&E ¦ Hot-Dry | Com ¦ EC Motors on Walk-In Evap Fans - Hot-Dry | SDG&E ¦ Hot-Dry | SDG&E | All | Electric | Code EC motors for Walk-in Evaporator Fans | Code | 0 | Conventional | ComRefrig | Com - School | Com | RET and NEW | 0 | 1000 sqft2 of floor space | Each | 15 | DEER:HVAC_Chillers | -493 | -0.0608 | 0 | SWCR004-02 | 283.51 | 2020 | 0 | 63.8 | 2020 | 0 | 0 | SWCR004-02 | ComRefrig - Walk-In Motors - Hot-Dry ¦ SDG&E ¦ Hot-Dry | ComRefrig - Walk-In Motors - Hot-Dry | 0.013301 | 1 | 0.2449 | CBSA 2014 | 42.4798 | 2012 | 0.6 | SWCR004-02
COM-COMREFRIG-40.1 | Com ¦ Shaded Pole Motor on Display Cases - Marine ¦ PG&E ¦ Marine | Com ¦ Shaded Pole Motor on Display Cases - Marine | PG&E ¦ Marine | PG&E | All | Electric | Shaded pole motors for display case evaporator fans | Average Existing | 0 | Conventional | ComRefrig | Com - College | Com | RET Only | 0 | 1000 sqft2 of floor space | Each | 15 | DEER:HVAC_Chillers | 0 | 0 | 0 | SWCR003-02 | 0 | 2020 | 0 | 0 | 2020 | 0 | 0 | SWCR003-02 | ComRefrig - Display Case Motors - Marine ¦ PG&E ¦ Marine | ComRefrig - Display Case Motors - Marine | 0.00076031 | 1 | 0.61224 | CBSA 2014 | 0 | 2012 | 0.6 | SWCR003-02
COM-COMREFRIG-41.1 | Com ¦ Permanent Split Capacitor Motor on Display Cases - Marine ¦ PG&E ¦ Marine | Com ¦ Permanent Split Capacitor Motor on Display Cases - Marine | PG&E ¦ Marine | PG&E | All | Electric | PSC motors for display case evaporator fans | Code | 0 | Conventional | ComRefrig | Com - College | Com | RET Only | 0 | 1000 sqft2 of floor space | Each | 15 | DEER:HVAC_Chillers | -146.5 | -0.0179 | 0 | SWCR003-02 | 58.25 | 2020 | 0 | 44.53 | 2020 | 0 | 0 | SWCR003-02 | ComRefrig - Display Case Motors - Marine ¦ PG&E ¦ Marine | ComRefrig - Display Case Motors - Marine | 0.00076031 | 1 | 0.14286 | CBSA 2014 | 7.811 | 2012 | 0.6 | SWCR003-02
COM-COMREFRIG-42.1 | Com ¦ EC Motors on Display Cases - Marine ¦ PG&E ¦ Marine | Com ¦ EC Motors on Display Cases - Marine | PG&E ¦ Marine | PG&E | All | Electric | EC motors for display case evaporator fans | Efficient | 0 | Conventional | ComRefrig | Com - College | Com | RET Only | 0 | 1000 sqft2 of floor space | Each | 15 | DEER:HVAC_Chillers | -307.5 | -0.0378 | 0 | SWCR003-02 | 58.25 | 2020 | 0 | 44.53 | 2020 | 0 | 0 | SWCR003-02 | ComRefrig - Display Case Motors - Marine ¦ PG&E ¦ Marine | ComRefrig - Display Case Motors - Marine | 0.00076031 | 1 | 0.2449 | CBSA 2014 | 16.3951 | 2012 | 0.6 | SWCR003-02
COM-COMREFRIG-40.2 | Com ¦ Shaded Pole Motor on Display Cases - Hot-Dry ¦ PG&E ¦ Hot-Dry | Com ¦ Shaded Pole Motor on Display Cases - Hot-Dry | PG&E ¦ Hot-Dry | PG&E | All | Electric | Shaded pole motors for display case evaporator fans | Average Existing | 0 | Conventional | ComRefrig | Com - College | Com | RET Only | 0 | 1000 sqft2 of floor space | Each | 15 | DEER:HVAC_Chillers | 0 | 0 | 0 | SWCR003-02 | 0 | 2020 | 0 | 0 | 2020 | 0 | 0 | SWCR003-02 | ComRefrig - Display Case Motors - Hot-Dry ¦ PG&E ¦ Hot-Dry | ComRefrig - Display Case Motors - Hot-Dry | 0.00076031 | 1 | 0.61224 | CBSA 2014 | 0 | 2012 | 0.6 | SWCR003-02
COM-COMREFRIG-41.2 | Com ¦ Permanent Split Capacitor Motor on Display Cases - Hot-Dry ¦ PG&E ¦ Hot-Dry | Com ¦ Permanent Split Capacitor Motor on Display Cases - Hot-Dry | PG&E ¦ Hot-Dry | PG&E | All | Electric | PSC motors for display case evaporator fans | Code | 0 | Conventional | ComRefrig | Com - College | Com | RET Only | 0 | 1000 sqft2 of floor space | Each | 15 | DEER:HVAC_Chillers | -145.5 | -0.0204 | 0 | SWCR003-02 | 58.25 | 2020 | 0 | 44.53 | 2020 | 0 | 0 | SWCR003-02 | ComRefrig - Display Case Motors - Hot-Dry ¦ PG&E ¦ Hot-Dry | ComRefrig - Display Case Motors - Hot-Dry | 0.00076031 | 1 | 0.14286 | CBSA 2014 | 7.7577 | 2012 | 0.6 | SWCR003-02
COM-COMREFRIG-42.2 | Com ¦ EC Motors on Display Cases - Hot-Dry ¦ PG&E ¦ Hot-Dry | Com ¦ EC Motors on Display Cases - Hot-Dry | PG&E ¦ Hot-Dry | PG&E | All | Electric | EC motors for display case evaporator fans | Efficient | 0 | Conventional | ComRefrig | Com - College | Com | RET Only | 0 | 1000 sqft2 of floor space | Each | 15 | DEER:HVAC_Chillers | -308.5 | -0.04145 | 0 | SWCR003-02 | 58.25 | 2020 | 0 | 44.53 | 2020 | 0 | 0 | SWCR003-02 | ComRefrig - Display Case Motors - Hot-Dry ¦ PG&E ¦ Hot-Dry | ComRefrig - Display Case Motors - Hot-Dry | 0.00076031 | 1 | 0.2449 | CBSA 2014 | 16.4485 | 2012 | 0.6 | SWCR003-02
COM-COMREFRIG-40.3 | Com ¦ Shaded Pole Motor on Display Cases - Cold ¦ PG&E ¦ Cold | Com ¦ Shaded Pole Motor on Display Cases - Cold | PG&E ¦ Cold | PG&E | All | Electric | Shaded pole motors for display case evaporator fans | Average Existing | 0 | Conventional | ComRefrig | Com - College | Com | RET Only | 0 | 1000 sqft2 of floor space | Each | 15 | DEER:HVAC_Chillers | 0 | 0 | 0 | SWCR003-02 | 0 | 2020 | 0 | 0 | 2020 | 0 | 0 | SWCR003-02 | ComRefrig - Display Case Motors - Cold ¦ PG&E ¦ Cold | ComRefrig - Display Case Motors - Cold | 0.00076031 | 1 | 0.61224 | CBSA 2014 | 0 | 2012 | 0.6 | SWCR003-02
COM-COMREFRIG-41.3 | Com ¦ Permanent Split Capacitor Motor on Display Cases - Cold ¦ PG&E ¦ Cold | Com ¦ Permanent Split Capacitor Motor on Display Cases - Cold | PG&E ¦ Cold | PG&E | All | Electric | PSC motors for display case evaporator fans | Code | 0 | Conventional | ComRefrig | Com - College | Com | RET Only | 0 | 1000 sqft2 of floor space | Each | 15 | DEER:HVAC_Chillers | -149 | -0.01855 | 0 | SWCR003-02 | 58.25 | 2020 | 0 | 44.53 | 2020 | 0 | 0 | SWCR003-02 | ComRefrig - Display Case Motors - Cold ¦ PG&E ¦ Cold | ComRefrig - Display Case Motors - Cold | 0.00076031 | 1 | 0.14286 | CBSA 2014 | 7.9443 | 2012 | 0.6 | SWCR003-02
COM-COMREFRIG-42.3 | Com ¦ EC Motors on Display Cases - Cold ¦ PG&E ¦ Cold | Com ¦ EC Motors on Display Cases - Cold | PG&E ¦ Cold | PG&E | All | Electric | EC motors for display case evaporator fans | Efficient | 0 | Conventional | ComRefrig | Com - College | Com | RET Only | 0 | 1000 sqft2 of floor space | Each | 15 | DEER:HVAC_Chillers | -308 | -0.037 | 0 | SWCR003-02 | 58.25 | 2020 | 0 | 44.53 | 2020 | 0 | 0 | SWCR003-02 | ComRefrig - Display Case Motors - Cold ¦ PG&E ¦ Cold | ComRefrig - Display Case Motors - Cold | 0.00076031 | 1 | 0.2449 | CBSA 2014 | 16.4218 | 2012 | 0.6 | SWCR003-02
COM-COMREFRIG-40.4 | Com ¦ Shaded Pole Motor on Display Cases - Marine ¦ PG&E ¦ Marine | Com ¦ Shaded Pole Motor on Display Cases - Marine | PG&E ¦ Marine | PG&E | All | Electric | Shaded pole motors for display case evaporator fans | Average Existing | 0 | Conventional | ComRefrig | Com - Grocery | Com | RET Only | 0 | 1000 sqft2 of floor space | Each | 15 | DEER:HVAC_Chillers | 0 | 0 | 0 | SWCR003-02 | 0 | 2020 | 0 | 0 | 2020 | 0 | 0 | SWCR003-02 | ComRefrig - Display Case Motors - Marine ¦ PG&E ¦ Marine | ComRefrig - Display Case Motors - Marine | 1.0728 | 1 | 0.61224 | CBSA 2014 | 0 | 2012 | 0.6 | SWCR003-02
COM-COMREFRIG-41.4 | Com ¦ Permanent Split Capacitor Motor on Display Cases - Marine ¦ PG&E ¦ Marine | Com ¦ Permanent Split Capacitor Motor on Display Cases - Marine | PG&E ¦ Marine | PG&E | All | Electric | PSC motors for display case evaporator fans | Code | 0 | Conventional | ComRefrig | Com - Grocery | Com | RET Only | 0 | 1000 sqft2 of floor space | Each | 15 | DEER:HVAC_Chillers | -146.5 | -0.0179 | 0 | SWCR003-02 | 58.25 | 2020 | 0 | 44.53 | 2020 | 0 | 0 | SWCR003-02 | ComRefrig - Display Case Motors - Marine ¦ PG&E ¦ Marine | ComRefrig - Display Case Motors - Marine | 1.0728 | 1 | 0.14286 | CBSA 2014 | 4.2103 | 2012 | 0.6 | SWCR003-02
COM-COMREFRIG-42.4 | Com ¦ EC Motors on Display Cases - Marine ¦ PG&E ¦ Marine | Com ¦ EC Motors on Display Cases - Marine | PG&E ¦ Marine | PG&E | All | Electric | EC motors for display case evaporator fans | Efficient | 0 | Conventional | ComRefrig | Com - Grocery | Com | RET Only | 0 | 1000 sqft2 of floor space | Each | 15 | DEER:HVAC_Chillers | -307.5 | -0.0378 | 0 | SWCR003-02 | 58.25 | 2020 | 0 | 44.53 | 2020 | 0 | 0 | SWCR003-02 | ComRefrig - Display Case Motors - Marine ¦ PG&E ¦ Marine | ComRefrig - Display Case Motors - Marine | 1.0728 | 1 | 0.2449 | CBSA 2014 | 8.8373 | 2012 | 0.6 | SWCR003-02
COM-COMREFRIG-40.5 | Com ¦ Shaded Pole Motor on Display Cases - Hot-Dry ¦ PG&E ¦ Hot-Dry | Com ¦ Shaded Pole Motor on Display Cases - Hot-Dry | PG&E ¦ Hot-Dry | PG&E | All | Electric | Shaded pole motors for display case evaporator fans | Average Existing | 0 | Conventional | ComRefrig | Com - Grocery | Com | RET Only | 0 | 1000 sqft2 of floor space | Each | 15 | DEER:HVAC_Chillers | 0 | 0 | 0 | SWCR003-02 | 0 | 2020 | 0 | 0 | 2020 | 0 | 0 | SWCR003-02 | ComRefrig - Display Case Motors - Hot-Dry ¦ PG&E ¦ Hot-Dry | ComRefrig - Display Case Motors - Hot-Dry | 1.0728 | 1 | 0.61224 | CBSA 2014 | 0 | 2012 | 0.6 | SWCR003-02
COM-COMREFRIG-41.5 | Com ¦ Permanent Split Capacitor Motor on Display Cases - Hot-Dry ¦ PG&E ¦ Hot-Dry | Com ¦ Permanent Split Capacitor Motor on Display Cases - Hot-Dry | PG&E ¦ Hot-Dry | PG&E | All | Electric | PSC motors for display case evaporator fans | Code | 0 | Conventional | ComRefrig | Com - Grocery | Com | RET Only | 0 | 1000 sqft2 of floor space | Each | 15 | DEER:HVAC_Chillers | -145.5 | -0.0204 | 0 | SWCR003-02 | 58.25 | 2020 | 0 | 44.53 | 2020 | 0 | 0 | SWCR003-02 | ComRefrig - Display Case Motors - Hot-Dry ¦ PG&E ¦ Hot-Dry | ComRefrig - Display Case Motors - Hot-Dry | 1.0728 | 1 | 0.14286 | CBSA 2014 | 4.1816 | 2012 | 0.6 | SWCR003-02
COM-COMREFRIG-42.5 | Com ¦ EC Motors on Display Cases - Hot-Dry ¦ PG&E ¦ Hot-Dry | Com ¦ EC Motors on Display Cases - Hot-Dry | PG&E ¦ Hot-Dry | PG&E | All | Electric | EC motors for display case evaporator fans | Efficient | 0 | Conventional | ComRefrig | Com - Grocery | Com | RET Only | 0 | 1000 sqft2 of floor space | Each | 15 | DEER:HVAC_Chillers | -308.5 | -0.04145 | 0 | SWCR003-02 | 58.25 | 2020 | 0 | 44.53 | 2020 | 0 | 0 | SWCR003-02 | ComRefrig - Display Case Motors - Hot-Dry ¦ PG&E ¦ Hot-Dry | ComRefrig - Display Case Motors - Hot-Dry | 1.0728 | 1 | 0.2449 | CBSA 2014 | 8.8661 | 2012 | 0.6 | SWCR003-02
COM-COMREFRIG-40.6 | Com ¦ Shaded Pole Motor on Display Cases - Cold ¦ PG&E ¦ Cold | Com ¦ Shaded Pole Motor on Display Cases - Cold | PG&E ¦ Cold | PG&E | All | Electric | Shaded pole motors for display case evaporator fans | Average Existing | 0 | Conventional | ComRefrig | Com - Grocery | Com | RET Only | 0 | 1000 sqft2 of floor space | Each | 15 | DEER:HVAC_Chillers | 0 | 0 | 0 | SWCR003-02 | 0 | 2020 | 0 | 0 | 2020 | 0 | 0 | SWCR003-02 | ComRefrig - Display Case Motors - Cold ¦ PG&E ¦ Cold | ComRefrig - Display Case Motors - Cold | 1.0728 | 1 | 0.61224 | CBSA 2014 | 0 | 2012 | 0.6 | SWCR003-02
COM-COMREFRIG-41.6 | Com ¦ Permanent Split Capacitor Motor on Display Cases - Cold ¦ PG&E ¦ Cold | Com ¦ Permanent Split Capacitor Motor on Display Cases - Cold | PG&E ¦ Cold | PG&E | All | Electric | PSC motors for display case evaporator fans | Code | 0 | Conventional | ComRefrig | Com - Grocery | Com | RET Only | 0 | 1000 sqft2 of floor space | Each | 15 | DEER:HVAC_Chillers | -149 | -0.01855 | 0 | SWCR003-02 | 58.25 | 2020 | 0 | 44.53 | 2020 | 0 | 0 | SWCR003-02 | ComRefrig - Display Case Motors - Cold ¦ PG&E ¦ Cold | ComRefrig - Display Case Motors - Cold | 1.0728 | 1 | 0.14286 | CBSA 2014 | 4.2821 | 2012 | 0.6 | SWCR003-02
COM-COMREFRIG-42.6 | Com ¦ EC Motors on Display Cases - Cold ¦ PG&E ¦ Cold | Com ¦ EC Motors on Display Cases - Cold | PG&E ¦ Cold | PG&E | All | Electric | EC motors for display case evaporator fans | Efficient | 0 | Conventional | ComRefrig | Com - Grocery | Com | RET Only | 0 | 1000 sqft2 of floor space | Each | 15 | DEER:HVAC_Chillers | -308 | -0.037 | 0 | SWCR003-02 | 58.25 | 2020 | 0 | 44.53 | 2020 | 0 | 0 | SWCR003-02 | ComRefrig - Display Case Motors - Cold ¦ PG&E ¦ Cold | ComRefrig - Display Case Motors - Cold | 1.0728 | 1 | 0.2449 | CBSA 2014 | 8.8517 | 2012 | 0.6 | SWCR003-02
COM-COMREFRIG-40.7 | Com ¦ Shaded Pole Motor on Display Cases - Marine ¦ PG&E ¦ Marine | Com ¦ Shaded Pole Motor on Display Cases - Marine | PG&E ¦ Marine | PG&E | All | Electric | Shaded pole motors for display case evaporator fans | Average Existing | 0 | Conventional | ComRefrig | Com - Refrig. Warehouse | Com | RET Only | 0 | 1000 sqft2 of floor space | Each | 15 | DEER:HVAC_Chillers | 0 | 0 | 0 | SWCR003-02 | 0 | 2020 | 0 | 0 | 2020 | 0 | 0 | SWCR003-02 | ComRefrig - Display Case Motors - Marine ¦ PG&E ¦ Marine | ComRefrig - Display Case Motors - Marine | 0.0071575 | 1 | 0.61224 | CBSA 2014 | 0 | 2012 | 0.6 | SWCR003-02
COM-COMREFRIG-41.7 | Com ¦ Permanent Split Capacitor Motor on Display Cases - Marine ¦ PG&E ¦ Marine | Com ¦ Permanent Split Capacitor Motor on Display Cases - Marine | PG&E ¦ Marine | PG&E | All | Electric | PSC motors for display case evaporator fans | Code | 0 | Conventional | ComRefrig | Com - Refrig. Warehouse | Com | RET Only | 0 | 1000 sqft2 of floor space | Each | 15 | DEER:HVAC_Chillers | -146.5 | -0.0179 | 0 | SWCR003-02 | 58.25 | 2020 | 0 | 44.53 | 2020 | 0 | 0 | SWCR003-02 | ComRefrig - Display Case Motors - Marine ¦ PG&E ¦ Marine | ComRefrig - Display Case Motors - Marine | 0.0071575 | 1 | 0.14286 | CBSA 2014 | 3.0817 | 2012 | 0.6 | SWCR003-02
COM-COMREFRIG-42.7 | Com ¦ EC Motors on Display Cases - Marine ¦ PG&E ¦ Marine | Com ¦ EC Motors on Display Cases - Marine | PG&E ¦ Marine | PG&E | All | Electric | EC motors for display case evaporator fans | Efficient | 0 | Conventional | ComRefrig | Com - Refrig. Warehouse | Com | RET Only | 0 | 1000 sqft2 of floor space | Each | 15 | DEER:HVAC_Chillers | -307.5 | -0.0378 | 0 | SWCR003-02 | 58.25 | 2020 | 0 | 44.53 | 2020 | 0 | 0 | SWCR003-02 | ComRefrig - Display Case Motors - Marine ¦ PG&E ¦ Marine | ComRefrig - Display Case Motors - Marine | 0.0071575 | 1 | 0.2449 | CBSA 2014 | 6.4685 | 2012 | 0.6 | SWCR003-02
COM-COMREFRIG-40.8 | Com ¦ Shaded Pole Motor on Display Cases - Hot-Dry ¦ PG&E ¦ Hot-Dry | Com ¦ Shaded Pole Motor on Display Cases - Hot-Dry | PG&E ¦ Hot-Dry | PG&E | All | Electric | Shaded pole motors for display case evaporator fans | Average Existing | 0 | Conventional | ComRefrig | Com - Refrig. Warehouse | Com | RET Only | 0 | 1000 sqft2 of floor space | Each | 15 | DEER:HVAC_Chillers | 0 | 0 | 0 | SWCR003-02 | 0 | 2020 | 0 | 0 | 2020 | 0 | 0 | SWCR003-02 | ComRefrig - Display Case Motors - Hot-Dry ¦ PG&E ¦ Hot-Dry | ComRefrig - Display Case Motors - Hot-Dry | 0.0071575 | 1 | 0.61224 | CBSA 2014 | 0 | 2012 | 0.6 | SWCR003-02
COM-COMREFRIG-41.8 | Com ¦ Permanent Split Capacitor Motor on Display Cases - Hot-Dry ¦ PG&E ¦ Hot-Dry | Com ¦ Permanent Split Capacitor Motor on Display Cases - Hot-Dry | PG&E ¦ Hot-Dry | PG&E | All | Electric | PSC motors for display case evaporator fans | Code | 0 | Conventional | ComRefrig | Com - Refrig. Warehouse | Com | RET Only | 0 | 1000 sqft2 of floor space | Each | 15 | DEER:HVAC_Chillers | -145.5 | -0.0204 | 0 | SWCR003-02 | 58.25 | 2020 | 0 | 44.53 | 2020 | 0 | 0 | SWCR003-02 | ComRefrig - Display Case Motors - Hot-Dry ¦ PG&E ¦ Hot-Dry | ComRefrig - Display Case Motors - Hot-Dry | 0.0071575 | 1 | 0.14286 | CBSA 2014 | 3.0607 | 2012 | 0.6 | SWCR003-02
COM-COMREFRIG-42.8 | Com ¦ EC Motors on Display Cases - Hot-Dry ¦ PG&E ¦ Hot-Dry | Com ¦ EC Motors on Display Cases - Hot-Dry | PG&E ¦ Hot-Dry | PG&E | All | Electric | EC motors for display case evaporator fans | Efficient | 0 | Conventional | ComRefrig | Com - Refrig. Warehouse | Com | RET Only | 0 | 1000 sqft2 of floor space | Each | 15 | DEER:HVAC_Chillers | -308.5 | -0.04145 | 0 | SWCR003-02 | 58.25 | 2020 | 0 | 44.53 | 2020 | 0 | 0 | SWCR003-02 | ComRefrig - Display Case Motors - Hot-Dry ¦ PG&E ¦ Hot-Dry | ComRefrig - Display Case Motors - Hot-Dry | 0.0071575 | 1 | 0.2449 | CBSA 2014 | 6.4895 | 2012 | 0.6 | SWCR003-02
COM-COMREFRIG-40.9 | Com ¦ Shaded Pole Motor on Display Cases - Cold ¦ PG&E ¦ Cold | Com ¦ Shaded Pole Motor on Display Cases - Cold | PG&E ¦ Cold | PG&E | All | Electric | Shaded pole motors for display case evaporator fans | Average Existing | 0 | Conventional | ComRefrig | Com - Refrig. Warehouse | Com | RET Only | 0 | 1000 sqft2 of floor space | Each | 15 | DEER:HVAC_Chillers | 0 | 0 | 0 | SWCR003-02 | 0 | 2020 | 0 | 0 | 2020 | 0 | 0 | SWCR003-02 | ComRefrig - Display Case Motors - Cold ¦ PG&E ¦ Cold | ComRefrig - Display Case Motors - Cold | 0.0071575 | 1 | 0.61224 | CBSA 2014 | 0 | 2012 | 0.6 | SWCR003-02
COM-COMREFRIG-41.9 | Com ¦ Permanent Split Capacitor Motor on Display Cases - Cold ¦ PG&E ¦ Cold | Com ¦ Permanent Split Capacitor Motor on Display Cases - Cold | PG&E ¦ Cold | PG&E | All | Electric | PSC motors for display case evaporator fans | Code | 0 | Conventional | ComRefrig | Com - Refrig. Warehouse | Com | RET Only | 0 | 1000 sqft2 of floor space | Each | 15 | DEER:HVAC_Chillers | -149 | -0.01855 | 0 | SWCR003-02 | 58.25 | 2020 | 0 | 44.53 | 2020 | 0 | 0 | SWCR003-02 | ComRefrig - Display Case Motors - Cold ¦ PG&E ¦ Cold | ComRefrig - Display Case Motors - Cold | 0.0071575 | 1 | 0.14286 | CBSA 2014 | 3.1343 | 2012 | 0.6 | SWCR003-02
COM-COMREFRIG-42.9 | Com ¦ EC Motors on Display Cases - Cold ¦ PG&E ¦ Cold | Com ¦ EC Motors on Display Cases - Cold | PG&E ¦ Cold | PG&E | All | Electric | EC motors for display case evaporator fans | Efficient | 0 | Conventional | ComRefrig | Com - Refrig. Warehouse | Com | RET Only | 0 | 1000 sqft2 of floor space | Each | 15 | DEER:HVAC_Chillers | -308 | -0.037 | 0 | SWCR003-02 | 58.25 | 2020 | 0 | 44.53 | 2020 | 0 | 0 | SWCR003-02 | ComRefrig - Display Case Motors - Cold ¦ PG&E ¦ Cold | ComRefrig - Display Case Motors - Cold | 0.0071575 | 1 | 0.2449 | CBSA 2014 | 6.479 | 2012 | 0.6 | SWCR003-02
COM-COMREFRIG-40.10 | Com ¦ Shaded Pole Motor on Display Cases - Marine ¦ PG&E ¦ Marine | Com ¦ Shaded Pole Motor on Display Cases - Marine | PG&E ¦ Marine | PG&E | All | Electric | Shaded pole motors for display case evaporator fans | Average Existing | 0 | Conventional | ComRefrig | Com - Restaurant | Com | RET Only | 0 | 1000 sqft2 of floor space | Each | 15 | DEER:HVAC_Chillers | 0 | 0 | 0 | SWCR003-02 | 0 | 2020 | 0 | 0 | 2020 | 0 | 0 | SWCR003-02 | ComRefrig - Display Case Motors - Marine ¦ PG&E ¦ Marine | ComRefrig - Display Case Motors - Marine | 0.078152 | 1 | 0.61224 | CBSA 2014 | 0 | 2012 | 0.6 | SWCR003-02
COM-COMREFRIG-41.10 | Com ¦ Permanent Split Capacitor Motor on Display Cases - Marine ¦ PG&E ¦ Marine | Com ¦ Permanent Split Capacitor Motor on Display Cases - Marine | PG&E ¦ Marine | PG&E | All | Electric | PSC motors for display case evaporator fans | Code | 0 | Conventional | ComRefrig | Com - Restaurant | Com | RET Only | 0 | 1000 sqft2 of floor space | Each | 15 | DEER:HVAC_Chillers | -146.5 | -0.0179 | 0 | SWCR003-02 | 58.25 | 2020 | 0 | 44.53 | 2020 | 0 | 0 | SWCR003-02 | ComRefrig - Display Case Motors - Marine ¦ PG&E ¦ Marine | ComRefrig - Display Case Motors - Marine | 0.078152 | 1 | 0.14286 | CBSA 2014 | 3.1228 | 2012 | 0.6 | SWCR003-02
COM-COMREFRIG-42.10 | Com ¦ EC Motors on Display Cases - Marine ¦ PG&E ¦ Marine | Com ¦ EC Motors on Display Cases - Marine | PG&E ¦ Marine | PG&E | All | Electric | EC motors for display case evaporator fans | Efficient | 0 | Conventional | ComRefrig | Com - Restaurant | Com | RET Only | 0 | 1000 sqft2 of floor space | Each | 15 | DEER:HVAC_Chillers | -307.5 | -0.0378 | 0 | SWCR003-02 | 58.25 | 2020 | 0 | 44.53 | 2020 | 0 | 0 | SWCR003-02 | ComRefrig - Display Case Motors - Marine ¦ PG&E ¦ Marine | ComRefrig - Display Case Motors - Marine | 0.078152 | 1 | 0.2449 | CBSA 2014 | 6.5547 | 2012 | 0.6 | SWCR003-02
COM-COMREFRIG-40.11 | Com ¦ Shaded Pole Motor on Display Cases - Hot-Dry ¦ PG&E ¦ Hot-Dry | Com ¦ Shaded Pole Motor on Display Cases - Hot-Dry | PG&E ¦ Hot-Dry | PG&E | All | Electric | Shaded pole motors for display case evaporator fans | Average Existing | 0 | Conventional | ComRefrig | Com - Restaurant | Com | RET Only | 0 | 1000 sqft2 of floor space | Each | 15 | DEER:HVAC_Chillers | 0 | 0 | 0 | SWCR003-02 | 0 | 2020 | 0 | 0 | 2020 | 0 | 0 | SWCR003-02 | ComRefrig - Display Case Motors - Hot-Dry ¦ PG&E ¦ Hot-Dry | ComRefrig - Display Case Motors - Hot-Dry | 0.078152 | 1 | 0.61224 | CBSA 2014 | 0 | 2012 | 0.6 | SWCR003-02
COM-COMREFRIG-41.11 | Com ¦ Permanent Split Capacitor Motor on Display Cases - Hot-Dry ¦ PG&E ¦ Hot-Dry | Com ¦ Permanent Split Capacitor Motor on Display Cases - Hot-Dry | PG&E ¦ Hot-Dry | PG&E | All | Electric | PSC motors for display case evaporator fans | Code | 0 | Conventional | ComRefrig | Com - Restaurant | Com | RET Only | 0 | 1000 sqft2 of floor space | Each | 15 | DEER:HVAC_Chillers | -145.5 | -0.0204 | 0 | SWCR003-02 | 58.25 | 2020 | 0 | 44.53 | 2020 | 0 | 0 | SWCR003-02 | ComRefrig - Display Case Motors - Hot-Dry ¦ PG&E ¦ Hot-Dry | ComRefrig - Display Case Motors - Hot-Dry | 0.078152 | 1 | 0.14286 | CBSA 2014 | 3.1015 | 2012 | 0.6 | SWCR003-02
COM-COMREFRIG-42.11 | Com ¦ EC Motors on Display Cases - Hot-Dry ¦ PG&E ¦ Hot-Dry | Com ¦ EC Motors on Display Cases - Hot-Dry | PG&E ¦ Hot-Dry | PG&E | All | Electric | EC motors for display case evaporator fans | Efficient | 0 | Conventional | ComRefrig | Com - Restaurant | Com | RET Only | 0 | 1000 sqft2 of floor space | Each | 15 | DEER:HVAC_Chillers | -308.5 | -0.04145 | 0 | SWCR003-02 | 58.25 | 2020 | 0 | 44.53 | 2020 | 0 | 0 | SWCR003-02 | ComRefrig - Display Case Motors - Hot-Dry ¦ PG&E ¦ Hot-Dry | ComRefrig - Display Case Motors - Hot-Dry | 0.078152 | 1 | 0.2449 | CBSA 2014 | 6.576 | 2012 | 0.6 | SWCR003-02
COM-COMREFRIG-40.12 | Com ¦ Shaded Pole Motor on Display Cases - Cold ¦ PG&E ¦ Cold | Com ¦ Shaded Pole Motor on Display Cases - Cold | PG&E ¦ Cold | PG&E | All | Electric | Shaded pole motors for display case evaporator fans | Average Existing | 0 | Conventional | ComRefrig | Com - Restaurant | Com | RET Only | 0 | 1000 sqft2 of floor space | Each | 15 | DEER:HVAC_Chillers | 0 | 0 | 0 | SWCR003-02 | 0 | 2020 | 0 | 0 | 2020 | 0 | 0 | SWCR003-02 | ComRefrig - Display Case Motors - Cold ¦ PG&E ¦ Cold | ComRefrig - Display Case Motors - Cold | 0.078152 | 1 | 0.61224 | CBSA 2014 | 0 | 2012 | 0.6 | SWCR003-02
COM-COMREFRIG-41.12 | Com ¦ Permanent Split Capacitor Motor on Display Cases - Cold ¦ PG&E ¦ Cold | Com ¦ Permanent Split Capacitor Motor on Display Cases - Cold | PG&E ¦ Cold | PG&E | All | Electric | PSC motors for display case evaporator fans | Code | 0 | Conventional | ComRefrig | Com - Restaurant | Com | RET Only | 0 | 1000 sqft2 of floor space | Each | 15 | DEER:HVAC_Chillers | -149 | -0.01855 | 0 | SWCR003-02 | 58.25 | 2020 | 0 | 44.53 | 2020 | 0 | 0 | SWCR003-02 | ComRefrig - Display Case Motors - Cold ¦ PG&E ¦ Cold | ComRefrig - Display Case Motors - Cold | 0.078152 | 1 | 0.14286 | CBSA 2014 | 3.1761 | 2012 | 0.6 | SWCR003-02
COM-COMREFRIG-42.12 | Com ¦ EC Motors on Display Cases - Cold ¦ PG&E ¦ Cold | Com ¦ EC Motors on Display Cases - Cold | PG&E ¦ Cold | PG&E | All | Electric | EC motors for display case evaporator fans | Efficient | 0 | Conventional | ComRefrig | Com - Restaurant | Com | RET Only | 0 | 1000 sqft2 of floor space | Each | 15 | DEER:HVAC_Chillers | -308 | -0.037 | 0 | SWCR003-02 | 58.25 | 2020 | 0 | 44.53 | 2020 | 0 | 0 | SWCR003-02 | ComRefrig - Display Case Motors - Cold ¦ PG&E ¦ Cold | ComRefrig - Display Case Motors - Cold | 0.078152 | 1 | 0.2449 | CBSA 2014 | 6.5654 | 2012 | 0.6 | SWCR003-02
COM-COMREFRIG-40.13 | Com ¦ Shaded Pole Motor on Display Cases - Marine ¦ PG&E ¦ Marine | Com ¦ Shaded Pole Motor on Display Cases - Marine | PG&E ¦ Marine | PG&E | All | Electric | Shaded pole motors for display case evaporator fans | Average Existing | 0 | Conventional | ComRefrig | Com - Retail | Com | RET Only | 0 | 1000 sqft2 of floor space | Each | 15 | DEER:HVAC_Chillers | 0 | 0 | 0 | SWCR003-02 | 0 | 2020 | 0 | 0 | 2020 | 0 | 0 | SWCR003-02 | ComRefrig - Display Case Motors - Marine ¦ PG&E ¦ Marine | ComRefrig - Display Case Motors - Marine | 0.12765 | 1 | 0.61224 | CBSA 2014 | 0 | 2012 | 0.6 | SWCR003-02
COM-COMREFRIG-41.13 | Com ¦ Permanent Split Capacitor Motor on Display Cases - Marine ¦ PG&E ¦ Marine | Com ¦ Permanent Split Capacitor Motor on Display Cases - Marine | PG&E ¦ Marine | PG&E | All | Electric | PSC motors for display case evaporator fans | Code | 0 | Conventional | ComRefrig | Com - Retail | Com | RET Only | 0 | 1000 sqft2 of floor space | Each | 15 | DEER:HVAC_Chillers | -146.5 | -0.0179 | 0 | SWCR003-02 | 58.25 | 2020 | 0 | 44.53 | 2020 | 0 | 0 | SWCR003-02 | ComRefrig - Display Case Motors - Marine ¦ PG&E ¦ Marine | ComRefrig - Display Case Motors - Marine | 0.12765 | 1 | 0.14286 | CBSA 2014 | 16.5992 | 2012 | 0.6 | SWCR003-02
COM-COMREFRIG-42.13 | Com ¦ EC Motors on Display Cases - Marine ¦ PG&E ¦ Marine | Com ¦ EC Motors on Display Cases - Marine | PG&E ¦ Marine | PG&E | All | Electric | EC motors for display case evaporator fans | Efficient | 0 | Conventional | ComRefrig | Com - Retail | Com | RET Only | 0 | 1000 sqft2 of floor space | Each | 15 | DEER:HVAC_Chillers | -307.5 | -0.0378 | 0 | SWCR003-02 | 58.25 | 2020 | 0 | 44.53 | 2020 | 0 | 0 | SWCR003-02 | ComRefrig - Display Case Motors - Marine ¦ PG&E ¦ Marine | ComRefrig - Display Case Motors - Marine | 0.12765 | 1 | 0.2449 | CBSA 2014 | 34.8412 | 2012 | 0.6 | SWCR003-02
COM-COMREFRIG-40.14 | Com ¦ Shaded Pole Motor on Display Cases - Hot-Dry ¦ PG&E ¦ Hot-Dry | Com ¦ Shaded Pole Motor on Display Cases - Hot-Dry | PG&E ¦ Hot-Dry | PG&E | All | Electric | Shaded pole motors for display case evaporator fans | Average Existing | 0 | Conventional | ComRefrig | Com - Retail | Com | RET Only | 0 | 1000 sqft2 of floor space | Each | 15 | DEER:HVAC_Chillers | 0 | 0 | 0 | SWCR003-02 | 0 | 2020 | 0 | 0 | 2020 | 0 | 0 | SWCR003-02 | ComRefrig - Display Case Motors - Hot-Dry ¦ PG&E ¦ Hot-Dry | ComRefrig - Display Case Motors - Hot-Dry | 0.12765 | 1 | 0.61224 | CBSA 2014 | 0 | 2012 | 0.6 | SWCR003-02
COM-COMREFRIG-41.14 | Com ¦ Permanent Split Capacitor Motor on Display Cases - Hot-Dry ¦ PG&E ¦ Hot-Dry | Com ¦ Permanent Split Capacitor Motor on Display Cases - Hot-Dry | PG&E ¦ Hot-Dry | PG&E | All | Electric | PSC motors for display case evaporator fans | Code | 0 | Conventional | ComRefrig | Com - Retail | Com | RET Only | 0 | 1000 sqft2 of floor space | Each | 15 | DEER:HVAC_Chillers | -145.5 | -0.0204 | 0 | SWCR003-02 | 58.25 | 2020 | 0 | 44.53 | 2020 | 0 | 0 | SWCR003-02 | ComRefrig - Display Case Motors - Hot-Dry ¦ PG&E ¦ Hot-Dry | ComRefrig - Display Case Motors - Hot-Dry | 0.12765 | 1 | 0.14286 | CBSA 2014 | 16.4858 | 2012 | 0.6 | SWCR003-02
COM-COMREFRIG-42.14 | Com ¦ EC Motors on Display Cases - Hot-Dry ¦ PG&E ¦ Hot-Dry | Com ¦ EC Motors on Display Cases - Hot-Dry | PG&E ¦ Hot-Dry | PG&E | All | Electric | EC motors for display case evaporator fans | Efficient | 0 | Conventional | ComRefrig | Com - Retail | Com | RET Only | 0 | 1000 sqft2 of floor space | Each | 15 | DEER:HVAC_Chillers | -308.5 | -0.04145 | 0 | SWCR003-02 | 58.25 | 2020 | 0 | 44.53 | 2020 | 0 | 0 | SWCR003-02 | ComRefrig - Display Case Motors - Hot-Dry ¦ PG&E ¦ Hot-Dry | ComRefrig - Display Case Motors - Hot-Dry | 0.12765 | 1 | 0.2449 | CBSA 2014 | 34.9545 | 2012 | 0.6 | SWCR003-02
COM-COMREFRIG-40.15 | Com ¦ Shaded Pole Motor on Display Cases - Cold ¦ PG&E ¦ Cold | Com ¦ Shaded Pole Motor on Display Cases - Cold | PG&E ¦ Cold | PG&E | All | Electric | Shaded pole motors for display case evaporator fans | Average Existing | 0 | Conventional | ComRefrig | Com - Retail | Com | RET Only | 0 | 1000 sqft2 of floor space | Each | 15 | DEER:HVAC_Chillers | 0 | 0 | 0 | SWCR003-02 | 0 | 2020 | 0 | 0 | 2020 | 0 | 0 | SWCR003-02 | ComRefrig - Display Case Motors - Cold ¦ PG&E ¦ Cold | ComRefrig - Display Case Motors - Cold | 0.12765 | 1 | 0.61224 | CBSA 2014 | 0 | 2012 | 0.6 | SWCR003-02
COM-COMREFRIG-41.15 | Com ¦ Permanent Split Capacitor Motor on Display Cases - Cold ¦ PG&E ¦ Cold | Com ¦ Permanent Split Capacitor Motor on Display Cases - Cold | PG&E ¦ Cold | PG&E | All | Electric | PSC motors for display case evaporator fans | Code | 0 | Conventional | ComRefrig | Com - Retail | Com | RET Only | 0 | 1000 sqft2 of floor space | Each | 15 | DEER:HVAC_Chillers | -149 | -0.01855 | 0 | SWCR003-02 | 58.25 | 2020 | 0 | 44.53 | 2020 | 0 | 0 | SWCR003-02 | ComRefrig - Display Case Motors - Cold ¦ PG&E ¦ Cold | ComRefrig - Display Case Motors - Cold | 0.12765 | 1 | 0.14286 | CBSA 2014 | 16.8824 | 2012 | 0.6 | SWCR003-02
COM-COMREFRIG-42.15 | Com ¦ EC Motors on Display Cases - Cold ¦ PG&E ¦ Cold | Com ¦ EC Motors on Display Cases - Cold | PG&E ¦ Cold | PG&E | All | Electric | EC motors for display case evaporator fans | Efficient | 0 | Conventional | ComRefrig | Com - Retail | Com | RET Only | 0 | 1000 sqft2 of floor space | Each | 15 | DEER:HVAC_Chillers | -308 | -0.037 | 0 | SWCR003-02 | 58.25 | 2020 | 0 | 44.53 | 2020 | 0 | 0 | SWCR003-02 | ComRefrig - Display Case Motors - Cold ¦ PG&E ¦ Cold | ComRefrig - Display Case Motors - Cold | 0.12765 | 1 | 0.2449 | CBSA 2014 | 34.8979 | 2012 | 0.6 | SWCR003-02
COM-COMREFRIG-40.16 | Com ¦ Shaded Pole Motor on Display Cases - Marine ¦ PG&E ¦ Marine | Com ¦ Shaded Pole Motor on Display Cases - Marine | PG&E ¦ Marine | PG&E | All | Electric | Shaded pole motors for display case evaporator fans | Average Existing | 0 | Conventional | ComRefrig | Com - School | Com | RET Only | 0 | 1000 sqft2 of floor space | Each | 15 | DEER:HVAC_Chillers | 0 | 0 | 0 | SWCR003-02 | 0 | 2020 | 0 | 0 | 2020 | 0 | 0 | SWCR003-02 | ComRefrig - Display Case Motors - Marine ¦ PG&E ¦ Marine | ComRefrig - Display Case Motors - Marine | 0.00076031 | 1 | 0.61224 | CBSA 2014 | 0 | 2012 | 0.6 | SWCR003-02
COM-COMREFRIG-41.16 | Com ¦ Permanent Split Capacitor Motor on Display Cases - Marine ¦ PG&E ¦ Marine | Com ¦ Permanent Split Capacitor Motor on Display Cases - Marine | PG&E ¦ Marine | PG&E | All | Electric | PSC motors for display case evaporator fans | Code | 0 | Conventional | ComRefrig | Com - School | Com | RET Only | 0 | 1000 sqft2 of floor space | Each | 15 | DEER:HVAC_Chillers | -146.5 | -0.0179 | 0 | SWCR003-02 | 58.25 | 2020 | 0 | 44.53 | 2020 | 0 | 0 | SWCR003-02 | ComRefrig - Display Case Motors - Marine ¦ PG&E ¦ Marine | ComRefrig - Display Case Motors - Marine | 0.00076031 | 1 | 0.14286 | CBSA 2014 | 12.6233 | 2012 | 0.6 | SWCR003-02
COM-COMREFRIG-42.16 | Com ¦ EC Motors on Display Cases - Marine ¦ PG&E ¦ Marine | Com ¦ EC Motors on Display Cases - Marine | PG&E ¦ Marine | PG&E | All | Electric | EC motors for display case evaporator fans | Efficient | 0 | Conventional | ComRefrig | Com - School | Com | RET Only | 0 | 1000 sqft2 of floor space | Each | 15 | DEER:HVAC_Chillers | -307.5 | -0.0378 | 0 | SWCR003-02 | 58.25 | 2020 | 0 | 44.53 | 2020 | 0 | 0 | SWCR003-02 | ComRefrig - Display Case Motors - Marine ¦ PG&E ¦ Marine | ComRefrig - Display Case Motors - Marine | 0.00076031 | 1 | 0.2449 | CBSA 2014 | 26.496 | 2012 | 0.6 | SWCR003-02
COM-COMREFRIG-40.17 | Com ¦ Shaded Pole Motor on Display Cases - Hot-Dry ¦ PG&E ¦ Hot-Dry | Com ¦ Shaded Pole Motor on Display Cases - Hot-Dry | PG&E ¦ Hot-Dry | PG&E | All | Electric | Shaded pole motors for display case evaporator fans | Average Existing | 0 | Conventional | ComRefrig | Com - School | Com | RET Only | 0 | 1000 sqft2 of floor space | Each | 15 | DEER:HVAC_Chillers | 0 | 0 | 0 | SWCR003-02 | 0 | 2020 | 0 | 0 | 2020 | 0 | 0 | SWCR003-02 | ComRefrig - Display Case Motors - Hot-Dry ¦ PG&E ¦ Hot-Dry | ComRefrig - Display Case Motors - Hot-Dry | 0.00076031 | 1 | 0.61224 | CBSA 2014 | 0 | 2012 | 0.6 | SWCR003-02
COM-COMREFRIG-41.17 | Com ¦ Permanent Split Capacitor Motor on Display Cases - Hot-Dry ¦ PG&E ¦ Hot-Dry | Com ¦ Permanent Split Capacitor Motor on Display Cases - Hot-Dry | PG&E ¦ Hot-Dry | PG&E | All | Electric | PSC motors for display case evaporator fans | Code | 0 | Conventional | ComRefrig | Com - School | Com | RET Only | 0 | 1000 sqft2 of floor space | Each | 15 | DEER:HVAC_Chillers | -145.5 | -0.0204 | 0 | SWCR003-02 | 58.25 | 2020 | 0 | 44.53 | 2020 | 0 | 0 | SWCR003-02 | ComRefrig - Display Case Motors - Hot-Dry ¦ PG&E ¦ Hot-Dry | ComRefrig - Display Case Motors - Hot-Dry | 0.00076031 | 1 | 0.14286 | CBSA 2014 | 12.5371 | 2012 | 0.6 | SWCR003-02
COM-COMREFRIG-42.17 | Com ¦ EC Motors on Display Cases - Hot-Dry ¦ PG&E ¦ Hot-Dry | Com ¦ EC Motors on Display Cases - Hot-Dry | PG&E ¦ Hot-Dry | PG&E | All | Electric | EC motors for display case evaporator fans | Efficient | 0 | Conventional | ComRefrig | Com - School | Com | RET Only | 0 | 1000 sqft2 of floor space | Each | 15 | DEER:HVAC_Chillers | -308.5 | -0.04145 | 0 | SWCR003-02 | 58.25 | 2020 | 0 | 44.53 | 2020 | 0 | 0 | SWCR003-02 | ComRefrig - Display Case Motors - Hot-Dry ¦ PG&E ¦ Hot-Dry | ComRefrig - Display Case Motors - Hot-Dry | 0.00076031 | 1 | 0.2449 | CBSA 2014 | 26.5822 | 2012 | 0.6 | SWCR003-02
COM-COMREFRIG-40.18 | Com ¦ Shaded Pole Motor on Display Cases - Cold ¦ PG&E ¦ Cold | Com ¦ Shaded Pole Motor on Display Cases - Cold | PG&E ¦ Cold | PG&E | All | Electric | Shaded pole motors for display case evaporator fans | Average Existing | 0 | Conventional | ComRefrig | Com - School | Com | RET Only | 0 | 1000 sqft2 of floor space | Each | 15 | DEER:HVAC_Chillers | 0 | 0 | 0 | SWCR003-02 | 0 | 2020 | 0 | 0 | 2020 | 0 | 0 | SWCR003-02 | ComRefrig - Display Case Motors - Cold ¦ PG&E ¦ Cold | ComRefrig - Display Case Motors - Cold | 0.00076031 | 1 | 0.61224 | CBSA 2014 | 0 | 2012 | 0.6 | SWCR003-02
COM-COMREFRIG-41.18 | Com ¦ Permanent Split Capacitor Motor on Display Cases - Cold ¦ PG&E ¦ Cold | Com ¦ Permanent Split Capacitor Motor on Display Cases - Cold | PG&E ¦ Cold | PG&E | All | Electric | PSC motors for display case evaporator fans | Code | 0 | Conventional | ComRefrig | Com - School | Com | RET Only | 0 | 1000 sqft2 of floor space | Each | 15 | DEER:HVAC_Chillers | -149 | -0.01855 | 0 | SWCR003-02 | 58.25 | 2020 | 0 | 44.53 | 2020 | 0 | 0 | SWCR003-02 | ComRefrig - Display Case Motors - Cold ¦ PG&E ¦ Cold | ComRefrig - Display Case Motors - Cold | 0.00076031 | 1 | 0.14286 | CBSA 2014 | 12.8387 | 2012 | 0.6 | SWCR003-02
COM-COMREFRIG-42.18 | Com ¦ EC Motors on Display Cases - Cold ¦ PG&E ¦ Cold | Com ¦ EC Motors on Display Cases - Cold | PG&E ¦ Cold | PG&E | All | Electric | EC motors for display case evaporator fans | Efficient | 0 | Conventional | ComRefrig | Com - School | Com | RET Only | 0 | 1000 sqft2 of floor space | Each | 15 | DEER:HVAC_Chillers | -308 | -0.037 | 0 | SWCR003-02 | 58.25 | 2020 | 0 | 44.53 | 2020 | 0 | 0 | SWCR003-02 | ComRefrig - Display Case Motors - Cold ¦ PG&E ¦ Cold | ComRefrig - Display Case Motors - Cold | 0.00076031 | 1 | 0.2449 | CBSA 2014 | 26.5391 | 2012 | 0.6 | SWCR003-02
COM-COMREFRIG-40.1 | Com ¦ Shaded Pole Motor on Display Cases - Marine ¦ SCE ¦ Marine | Com ¦ Shaded Pole Motor on Display Cases - Marine | SCE ¦ Marine | SCE | All | Electric | Shaded pole motors for display case evaporator fans | Average Existing | 0 | Conventional | ComRefrig | Com - College | Com | RET Only | 0 | 1000 sqft2 of floor space | Each | 15 | DEER:HVAC_Chillers | 0 | 0 | 0 | SWCR003-02 | 0 | 2020 | 0 | 0 | 2020 | 0 | 0 | SWCR003-02 | ComRefrig - Display Case Motors - Marine ¦ SCE ¦ Marine | ComRefrig - Display Case Motors - Marine | 0.00076031 | 1 | 0.61224 | CBSA 2014 | 0 | 2012 | 0.6 | SWCR003-02
COM-COMREFRIG-41.1 | Com ¦ Permanent Split Capacitor Motor on Display Cases - Marine ¦ SCE ¦ Marine | Com ¦ Permanent Split Capacitor Motor on Display Cases - Marine | SCE ¦ Marine | SCE | All | Electric | PSC motors for display case evaporator fans | Code | 0 | Conventional | ComRefrig | Com - College | Com | RET Only | 0 | 1000 sqft2 of floor space | Each | 15 | DEER:HVAC_Chillers | -150.5 | -0.01955 | 0 | SWCR003-02 | 58.25 | 2020 | 0 | 44.53 | 2020 | 0 | 0 | SWCR003-02 | ComRefrig - Display Case Motors - Marine ¦ SCE ¦ Marine | ComRefrig - Display Case Motors - Marine | 0.00076031 | 1 | 0.14286 | CBSA 2014 | 8.0243 | 2012 | 0.6 | SWCR003-02
COM-COMREFRIG-42.1 | Com ¦ EC Motors on Display Cases - Marine ¦ SCE ¦ Marine | Com ¦ EC Motors on Display Cases - Marine | SCE ¦ Marine | SCE | All | Electric | EC motors for display case evaporator fans | Efficient | 0 | Conventional | ComRefrig | Com - College | Com | RET Only | 0 | 1000 sqft2 of floor space | Each | 15 | DEER:HVAC_Chillers | -314.5 | -0.0368 | 0 | SWCR003-02 | 58.25 | 2020 | 0 | 44.53 | 2020 | 0 | 0 | SWCR003-02 | ComRefrig - Display Case Motors - Marine ¦ SCE ¦ Marine | ComRefrig - Display Case Motors - Marine | 0.00076031 | 1 | 0.2449 | CBSA 2014 | 16.7684 | 2012 | 0.6 | SWCR003-02
COM-COMREFRIG-40.2 | Com ¦ Shaded Pole Motor on Display Cases - Hot-Dry ¦ SCE ¦ Hot-Dry | Com ¦ Shaded Pole Motor on Display Cases - Hot-Dry | SCE ¦ Hot-Dry | SCE | All | Electric | Shaded pole motors for display case evaporator fans | Average Existing | 0 | Conventional | ComRefrig | Com - College | Com | RET Only | 0 | 1000 sqft2 of floor space | Each | 15 | DEER:HVAC_Chillers | 0 | 0 | 0 | SWCR003-02 | 0 | 2020 | 0 | 0 | 2020 | 0 | 0 | SWCR003-02 | ComRefrig - Display Case Motors - Hot-Dry ¦ SCE ¦ Hot-Dry | ComRefrig - Display Case Motors - Hot-Dry | 0.00076031 | 1 | 0.61224 | CBSA 2014 | 0 | 2012 | 0.6 | SWCR003-02
COM-COMREFRIG-41.2 | Com ¦ Permanent Split Capacitor Motor on Display Cases - Hot-Dry ¦ SCE ¦ Hot-Dry | Com ¦ Permanent Split Capacitor Motor on Display Cases - Hot-Dry | SCE ¦ Hot-Dry | SCE | All | Electric | PSC motors for display case evaporator fans | Code | 0 | Conventional | ComRefrig | Com - College | Com | RET Only | 0 | 1000 sqft2 of floor space | Each | 15 | DEER:HVAC_Chillers | -148 | -0.0187 | 0 | SWCR003-02 | 58.25 | 2020 | 0 | 44.53 | 2020 | 0 | 0 | SWCR003-02 | ComRefrig - Display Case Motors - Hot-Dry ¦ SCE ¦ Hot-Dry | ComRefrig - Display Case Motors - Hot-Dry | 0.00076031 | 1 | 0.14286 | CBSA 2014 | 7.891 | 2012 | 0.6 | SWCR003-02
COM-COMREFRIG-42.2 | Com ¦ EC Motors on Display Cases - Hot-Dry ¦ SCE ¦ Hot-Dry | Com ¦ EC Motors on Display Cases - Hot-Dry | SCE ¦ Hot-Dry | SCE | All | Electric | EC motors for display case evaporator fans | Efficient | 0 | Conventional | ComRefrig | Com - College | Com | RET Only | 0 | 1000 sqft2 of floor space | Each | 15 | DEER:HVAC_Chillers | -313 | -0.03695 | 0 | SWCR003-02 | 58.25 | 2020 | 0 | 44.53 | 2020 | 0 | 0 | SWCR003-02 | ComRefrig - Display Case Motors - Hot-Dry ¦ SCE ¦ Hot-Dry | ComRefrig - Display Case Motors - Hot-Dry | 0.00076031 | 1 | 0.2449 | CBSA 2014 | 16.6884 | 2012 | 0.6 | SWCR003-02
COM-COMREFRIG-40.3 | Com ¦ Shaded Pole Motor on Display Cases - Cold ¦ SCE ¦ Cold | Com ¦ Shaded Pole Motor on Display Cases - Cold | SCE ¦ Cold | SCE | All | Electric | Shaded pole motors for display case evaporator fans | Average Existing | 0 | Conventional | ComRefrig | Com - College | Com | RET Only | 0 | 1000 sqft2 of floor space | Each | 15 | DEER:HVAC_Chillers | 0 | 0 | 0 | SWCR003-02 | 0 | 2020 | 0 | 0 | 2020 | 0 | 0 | SWCR003-02 | ComRefrig - Display Case Motors - Cold ¦ SCE ¦ Cold | ComRefrig - Display Case Motors - Cold | 0.00076031 | 1 | 0.61224 | CBSA 2014 | 0 | 2012 | 0.6 | SWCR003-02
COM-COMREFRIG-41.3 | Com ¦ Permanent Split Capacitor Motor on Display Cases - Cold ¦ SCE ¦ Cold | Com ¦ Permanent Split Capacitor Motor on Display Cases - Cold | SCE ¦ Cold | SCE | All | Electric | PSC motors for display case evaporator fans | Code | 0 | Conventional | ComRefrig | Com - College | Com | RET Only | 0 | 1000 sqft2 of floor space | Each | 15 | DEER:HVAC_Chillers | -149 | -0.01855 | 0 | SWCR003-02 | 58.25 | 2020 | 0 | 44.53 | 2020 | 0 | 0 | SWCR003-02 | ComRefrig - Display Case Motors - Cold ¦ SCE ¦ Cold | ComRefrig - Display Case Motors - Cold | 0.00076031 | 1 | 0.14286 | CBSA 2014 | 7.9443 | 2012 | 0.6 | SWCR003-02
COM-COMREFRIG-42.3 | Com ¦ EC Motors on Display Cases - Cold ¦ SCE ¦ Cold | Com ¦ EC Motors on Display Cases - Cold | SCE ¦ Cold | SCE | All | Electric | EC motors for display case evaporator fans | Efficient | 0 | Conventional | ComRefrig | Com - College | Com | RET Only | 0 | 1000 sqft2 of floor space | Each | 15 | DEER:HVAC_Chillers | -308 | -0.037 | 0 | SWCR003-02 | 58.25 | 2020 | 0 | 44.53 | 2020 | 0 | 0 | SWCR003-02 | ComRefrig - Display Case Motors - Cold ¦ SCE ¦ Cold | ComRefrig - Display Case Motors - Cold | 0.00076031 | 1 | 0.2449 | CBSA 2014 | 16.4218 | 2012 | 0.6 | SWCR003-02
COM-COMREFRIG-40.4 | Com ¦ Shaded Pole Motor on Display Cases - Marine ¦ SCE ¦ Marine | Com ¦ Shaded Pole Motor on Display Cases - Marine | SCE ¦ Marine | SCE | All | Electric | Shaded pole motors for display case evaporator fans | Average Existing | 0 | Conventional | ComRefrig | Com - Grocery | Com | RET Only | 0 | 1000 sqft2 of floor space | Each | 15 | DEER:HVAC_Chillers | 0 | 0 | 0 | SWCR003-02 | 0 | 2020 | 0 | 0 | 2020 | 0 | 0 | SWCR003-02 | ComRefrig - Display Case Motors - Marine ¦ SCE ¦ Marine | ComRefrig - Display Case Motors - Marine | 1.0728 | 1 | 0.61224 | CBSA 2014 | 0 | 2012 | 0.6 | SWCR003-02
COM-COMREFRIG-41.4 | Com ¦ Permanent Split Capacitor Motor on Display Cases - Marine ¦ SCE ¦ Marine | Com ¦ Permanent Split Capacitor Motor on Display Cases - Marine | SCE ¦ Marine | SCE | All | Electric | PSC motors for display case evaporator fans | Code | 0 | Conventional | ComRefrig | Com - Grocery | Com | RET Only | 0 | 1000 sqft2 of floor space | Each | 15 | DEER:HVAC_Chillers | -150.5 | -0.01955 | 0 | SWCR003-02 | 58.25 | 2020 | 0 | 44.53 | 2020 | 0 | 0 | SWCR003-02 | ComRefrig - Display Case Motors - Marine ¦ SCE ¦ Marine | ComRefrig - Display Case Motors - Marine | 1.0728 | 1 | 0.14286 | CBSA 2014 | 4.3253 | 2012 | 0.6 | SWCR003-02
COM-COMREFRIG-42.4 | Com ¦ EC Motors on Display Cases - Marine ¦ SCE ¦ Marine | Com ¦ EC Motors on Display Cases - Marine | SCE ¦ Marine | SCE | All | Electric | EC motors for display case evaporator fans | Efficient | 0 | Conventional | ComRefrig | Com - Grocery | Com | RET Only | 0 | 1000 sqft2 of floor space | Each | 15 | DEER:HVAC_Chillers | -314.5 | -0.0368 | 0 | SWCR003-02 | 58.25 | 2020 | 0 | 44.53 | 2020 | 0 | 0 | SWCR003-02 | ComRefrig - Display Case Motors - Marine ¦ SCE ¦ Marine | ComRefrig - Display Case Motors - Marine | 1.0728 | 1 | 0.2449 | CBSA 2014 | 9.0385 | 2012 | 0.6 | SWCR003-02
COM-COMREFRIG-40.5 | Com ¦ Shaded Pole Motor on Display Cases - Hot-Dry ¦ SCE ¦ Hot-Dry | Com ¦ Shaded Pole Motor on Display Cases - Hot-Dry | SCE ¦ Hot-Dry | SCE | All | Electric | Shaded pole motors for display case evaporator fans | Average Existing | 0 | Conventional | ComRefrig | Com - Grocery | Com | RET Only | 0 | 1000 sqft2 of floor space | Each | 15 | DEER:HVAC_Chillers | 0 | 0 | 0 | SWCR003-02 | 0 | 2020 | 0 | 0 | 2020 | 0 | 0 | SWCR003-02 | ComRefrig - Display Case Motors - Hot-Dry ¦ SCE ¦ Hot-Dry | ComRefrig - Display Case Motors - Hot-Dry | 1.0728 | 1 | 0.61224 | CBSA 2014 | 0 | 2012 | 0.6 | SWCR003-02
COM-COMREFRIG-41.5 | Com ¦ Permanent Split Capacitor Motor on Display Cases - Hot-Dry ¦ SCE ¦ Hot-Dry | Com ¦ Permanent Split Capacitor Motor on Display Cases - Hot-Dry | SCE ¦ Hot-Dry | SCE | All | Electric | PSC motors for display case evaporator fans | Code | 0 | Conventional | ComRefrig | Com - Grocery | Com | RET Only | 0 | 1000 sqft2 of floor space | Each | 15 | DEER:HVAC_Chillers | -148 | -0.0187 | 0 | SWCR003-02 | 58.25 | 2020 | 0 | 44.53 | 2020 | 0 | 0 | SWCR003-02 | ComRefrig - Display Case Motors - Hot-Dry ¦ SCE ¦ Hot-Dry | ComRefrig - Display Case Motors - Hot-Dry | 1.0728 | 1 | 0.14286 | CBSA 2014 | 4.2534 | 2012 | 0.6 | SWCR003-02
COM-COMREFRIG-42.5 | Com ¦ EC Motors on Display Cases - Hot-Dry ¦ SCE ¦ Hot-Dry | Com ¦ EC Motors on Display Cases - Hot-Dry | SCE ¦ Hot-Dry | SCE | All | Electric | EC motors for display case evaporator fans | Efficient | 0 | Conventional | ComRefrig | Com - Grocery | Com | RET Only | 0 | 1000 sqft2 of floor space | Each | 15 | DEER:HVAC_Chillers | -313 | -0.03695 | 0 | SWCR003-02 | 58.25 | 2020 | 0 | 44.53 | 2020 | 0 | 0 | SWCR003-02 | ComRefrig - Display Case Motors - Hot-Dry ¦ SCE ¦ Hot-Dry | ComRefrig - Display Case Motors - Hot-Dry | 1.0728 | 1 | 0.2449 | CBSA 2014 | 8.9954 | 2012 | 0.6 | SWCR003-02
COM-COMREFRIG-40.6 | Com ¦ Shaded Pole Motor on Display Cases - Cold ¦ SCE ¦ Cold | Com ¦ Shaded Pole Motor on Display Cases - Cold | SCE ¦ Cold | SCE | All | Electric | Shaded pole motors for display case evaporator fans | Average Existing | 0 | Conventional | ComRefrig | Com - Grocery | Com | RET Only | 0 | 1000 sqft2 of floor space | Each | 15 | DEER:HVAC_Chillers | 0 | 0 | 0 | SWCR003-02 | 0 | 2020 | 0 | 0 | 2020 | 0 | 0 | SWCR003-02 | ComRefrig - Display Case Motors - Cold ¦ SCE ¦ Cold | ComRefrig - Display Case Motors - Cold | 1.0728 | 1 | 0.61224 | CBSA 2014 | 0 | 2012 | 0.6 | SWCR003-02
COM-COMREFRIG-41.6 | Com ¦ Permanent Split Capacitor Motor on Display Cases - Cold ¦ SCE ¦ Cold | Com ¦ Permanent Split Capacitor Motor on Display Cases - Cold | SCE ¦ Cold | SCE | All | Electric | PSC motors for display case evaporator fans | Code | 0 | Conventional | ComRefrig | Com - Grocery | Com | RET Only | 0 | 1000 sqft2 of floor space | Each | 15 | DEER:HVAC_Chillers | -149 | -0.01855 | 0 | SWCR003-02 | 58.25 | 2020 | 0 | 44.53 | 2020 | 0 | 0 | SWCR003-02 | ComRefrig - Display Case Motors - Cold ¦ SCE ¦ Cold | ComRefrig - Display Case Motors - Cold | 1.0728 | 1 | 0.14286 | CBSA 2014 | 4.2821 | 2012 | 0.6 | SWCR003-02
COM-COMREFRIG-42.6 | Com ¦ EC Motors on Display Cases - Cold ¦ SCE ¦ Cold | Com ¦ EC Motors on Display Cases - Cold | SCE ¦ Cold | SCE | All | Electric | EC motors for display case evaporator fans | Efficient | 0 | Conventional | ComRefrig | Com - Grocery | Com | RET Only | 0 | 1000 sqft2 of floor space | Each | 15 | DEER:HVAC_Chillers | -308 | -0.037 | 0 | SWCR003-02 | 58.25 | 2020 | 0 | 44.53 | 2020 | 0 | 0 | SWCR003-02 | ComRefrig - Display Case Motors - Cold ¦ SCE ¦ Cold | ComRefrig - Display Case Motors - Cold | 1.0728 | 1 | 0.2449 | CBSA 2014 | 8.8517 | 2012 | 0.6 | SWCR003-02
COM-COMREFRIG-40.7 | Com ¦ Shaded Pole Motor on Display Cases - Marine ¦ SCE ¦ Marine | Com ¦ Shaded Pole Motor on Display Cases - Marine | SCE ¦ Marine | SCE | All | Electric | Shaded pole motors for display case evaporator fans | Average Existing | 0 | Conventional | ComRefrig | Com - Refrig. Warehouse | Com | RET Only | 0 | 1000 sqft2 of floor space | Each | 15 | DEER:HVAC_Chillers | 0 | 0 | 0 | SWCR003-02 | 0 | 2020 | 0 | 0 | 2020 | 0 | 0 | SWCR003-02 | ComRefrig - Display Case Motors - Marine ¦ SCE ¦ Marine | ComRefrig - Display Case Motors - Marine | 0.0071575 | 1 | 0.61224 | CBSA 2014 | 0 | 2012 | 0.6 | SWCR003-02
COM-COMREFRIG-41.7 | Com ¦ Permanent Split Capacitor Motor on Display Cases - Marine ¦ SCE ¦ Marine | Com ¦ Permanent Split Capacitor Motor on Display Cases - Marine | SCE ¦ Marine | SCE | All | Electric | PSC motors for display case evaporator fans | Code | 0 | Conventional | ComRefrig | Com - Refrig. Warehouse | Com | RET Only | 0 | 1000 sqft2 of floor space | Each | 15 | DEER:HVAC_Chillers | -150.5 | -0.01955 | 0 | SWCR003-02 | 58.25 | 2020 | 0 | 44.53 | 2020 | 0 | 0 | SWCR003-02 | ComRefrig - Display Case Motors - Marine ¦ SCE ¦ Marine | ComRefrig - Display Case Motors - Marine | 0.0071575 | 1 | 0.14286 | CBSA 2014 | 3.1659 | 2012 | 0.6 | SWCR003-02
COM-COMREFRIG-42.7 | Com ¦ EC Motors on Display Cases - Marine ¦ SCE ¦ Marine | Com ¦ EC Motors on Display Cases - Marine | SCE ¦ Marine | SCE | All | Electric | EC motors for display case evaporator fans | Efficient | 0 | Conventional | ComRefrig | Com - Refrig. Warehouse | Com | RET Only | 0 | 1000 sqft2 of floor space | Each | 15 | DEER:HVAC_Chillers | -314.5 | -0.0368 | 0 | SWCR003-02 | 58.25 | 2020 | 0 | 44.53 | 2020 | 0 | 0 | SWCR003-02 | ComRefrig - Display Case Motors - Marine ¦ SCE ¦ Marine | ComRefrig - Display Case Motors - Marine | 0.0071575 | 1 | 0.2449 | CBSA 2014 | 6.6157 | 2012 | 0.6 | SWCR003-02
COM-COMREFRIG-40.8 | Com ¦ Shaded Pole Motor on Display Cases - Hot-Dry ¦ SCE ¦ Hot-Dry | Com ¦ Shaded Pole Motor on Display Cases - Hot-Dry | SCE ¦ Hot-Dry | SCE | All | Electric | Shaded pole motors for display case evaporator fans | Average Existing | 0 | Conventional | ComRefrig | Com - Refrig. Warehouse | Com | RET Only | 0 | 1000 sqft2 of floor space | Each | 15 | DEER:HVAC_Chillers | 0 | 0 | 0 | SWCR003-02 | 0 | 2020 | 0 | 0 | 2020 | 0 | 0 | SWCR003-02 | ComRefrig - Display Case Motors - Hot-Dry ¦ SCE ¦ Hot-Dry | ComRefrig - Display Case Motors - Hot-Dry | 0.0071575 | 1 | 0.61224 | CBSA 2014 | 0 | 2012 | 0.6 | SWCR003-02
COM-COMREFRIG-41.8 | Com ¦ Permanent Split Capacitor Motor on Display Cases - Hot-Dry ¦ SCE ¦ Hot-Dry | Com ¦ Permanent Split Capacitor Motor on Display Cases - Hot-Dry | SCE ¦ Hot-Dry | SCE | All | Electric | PSC motors for display case evaporator fans | Code | 0 | Conventional | ComRefrig | Com - Refrig. Warehouse | Com | RET Only | 0 | 1000 sqft2 of floor space | Each | 15 | DEER:HVAC_Chillers | -148 | -0.0187 | 0 | SWCR003-02 | 58.25 | 2020 | 0 | 44.53 | 2020 | 0 | 0 | SWCR003-02 | ComRefrig - Display Case Motors - Hot-Dry ¦ SCE ¦ Hot-Dry | ComRefrig - Display Case Motors - Hot-Dry | 0.0071575 | 1 | 0.14286 | CBSA 2014 | 3.1133 | 2012 | 0.6 | SWCR003-02
COM-COMREFRIG-42.8 | Com ¦ EC Motors on Display Cases - Hot-Dry ¦ SCE ¦ Hot-Dry | Com ¦ EC Motors on Display Cases - Hot-Dry | SCE ¦ Hot-Dry | SCE | All | Electric | EC motors for display case evaporator fans | Efficient | 0 | Conventional | ComRefrig | Com - Refrig. Warehouse | Com | RET Only | 0 | 1000 sqft2 of floor space | Each | 15 | DEER:HVAC_Chillers | -313 | -0.03695 | 0 | SWCR003-02 | 58.25 | 2020 | 0 | 44.53 | 2020 | 0 | 0 | SWCR003-02 | ComRefrig - Display Case Motors - Hot-Dry ¦ SCE ¦ Hot-Dry | ComRefrig - Display Case Motors - Hot-Dry | 0.0071575 | 1 | 0.2449 | CBSA 2014 | 6.5841 | 2012 | 0.6 | SWCR003-02
COM-COMREFRIG-40.9 | Com ¦ Shaded Pole Motor on Display Cases - Cold ¦ SCE ¦ Cold | Com ¦ Shaded Pole Motor on Display Cases - Cold | SCE ¦ Cold | SCE | All | Electric | Shaded pole motors for display case evaporator fans | Average Existing | 0 | Conventional | ComRefrig | Com - Refrig. Warehouse | Com | RET Only | 0 | 1000 sqft2 of floor space | Each | 15 | DEER:HVAC_Chillers | 0 | 0 | 0 | SWCR003-02 | 0 | 2020 | 0 | 0 | 2020 | 0 | 0 | SWCR003-02 | ComRefrig - Display Case Motors - Cold ¦ SCE ¦ Cold | ComRefrig - Display Case Motors - Cold | 0.0071575 | 1 | 0.61224 | CBSA 2014 | 0 | 2012 | 0.6 | SWCR003-02
COM-COMREFRIG-41.9 | Com ¦ Permanent Split Capacitor Motor on Display Cases - Cold ¦ SCE ¦ Cold | Com ¦ Permanent Split Capacitor Motor on Display Cases - Cold | SCE ¦ Cold | SCE | All | Electric | PSC motors for display case evaporator fans | Code | 0 | Conventional | ComRefrig | Com - Refrig. Warehouse | Com | RET Only | 0 | 1000 sqft2 of floor space | Each | 15 | DEER:HVAC_Chillers | -149 | -0.01855 | 0 | SWCR003-02 | 58.25 | 2020 | 0 | 44.53 | 2020 | 0 | 0 | SWCR003-02 | ComRefrig - Display Case Motors - Cold ¦ SCE ¦ Cold | ComRefrig - Display Case Motors - Cold | 0.0071575 | 1 | 0.14286 | CBSA 2014 | 3.1343 | 2012 | 0.6 | SWCR003-02
COM-COMREFRIG-42.9 | Com ¦ EC Motors on Display Cases - Cold ¦ SCE ¦ Cold | Com ¦ EC Motors on Display Cases - Cold | SCE ¦ Cold | SCE | All | Electric | EC motors for display case evaporator fans | Efficient | 0 | Conventional | ComRefrig | Com - Refrig. Warehouse | Com | RET Only | 0 | 1000 sqft2 of floor space | Each | 15 | DEER:HVAC_Chillers | -308 | -0.037 | 0 | SWCR003-02 | 58.25 | 2020 | 0 | 44.53 | 2020 | 0 | 0 | SWCR003-02 | ComRefrig - Display Case Motors - Cold ¦ SCE ¦ Cold | ComRefrig - Display Case Motors - Cold | 0.0071575 | 1 | 0.2449 | CBSA 2014 | 6.479 | 2012 | 0.6 | SWCR003-02
COM-COMREFRIG-40.10 | Com ¦ Shaded Pole Motor on Display Cases - Marine ¦ SCE ¦ Marine | Com ¦ Shaded Pole Motor on Display Cases - Marine | SCE ¦ Marine | SCE | All | Electric | Shaded pole motors for display case evaporator fans | Average Existing | 0 | Conventional | ComRefrig | Com - Restaurant | Com | RET Only | 0 | 1000 sqft2 of floor space | Each | 15 | DEER:HVAC_Chillers | 0 | 0 | 0 | SWCR003-02 | 0 | 2020 | 0 | 0 | 2020 | 0 | 0 | SWCR003-02 | ComRefrig - Display Case Motors - Marine ¦ SCE ¦ Marine | ComRefrig - Display Case Motors - Marine | 0.078152 | 1 | 0.61224 | CBSA 2014 | 0 | 2012 | 0.6 | SWCR003-02
COM-COMREFRIG-41.10 | Com ¦ Permanent Split Capacitor Motor on Display Cases - Marine ¦ SCE ¦ Marine | Com ¦ Permanent Split Capacitor Motor on Display Cases - Marine | SCE ¦ Marine | SCE | All | Electric | PSC motors for display case evaporator fans | Code | 0 | Conventional | ComRefrig | Com - Restaurant | Com | RET Only | 0 | 1000 sqft2 of floor space | Each | 15 | DEER:HVAC_Chillers | -150.5 | -0.01955 | 0 | SWCR003-02 | 58.25 | 2020 | 0 | 44.53 | 2020 | 0 | 0 | SWCR003-02 | ComRefrig - Display Case Motors - Marine ¦ SCE ¦ Marine | ComRefrig - Display Case Motors - Marine | 0.078152 | 1 | 0.14286 | CBSA 2014 | 3.2081 | 2012 | 0.6 | SWCR003-02
COM-COMREFRIG-42.10 | Com ¦ EC Motors on Display Cases - Marine ¦ SCE ¦ Marine | Com ¦ EC Motors on Display Cases - Marine | SCE ¦ Marine | SCE | All | Electric | EC motors for display case evaporator fans | Efficient | 0 | Conventional | ComRefrig | Com - Restaurant | Com | RET Only | 0 | 1000 sqft2 of floor space | Each | 15 | DEER:HVAC_Chillers | -314.5 | -0.0368 | 0 | SWCR003-02 | 58.25 | 2020 | 0 | 44.53 | 2020 | 0 | 0 | SWCR003-02 | ComRefrig - Display Case Motors - Marine ¦ SCE ¦ Marine | ComRefrig - Display Case Motors - Marine | 0.078152 | 1 | 0.2449 | CBSA 2014 | 6.7039 | 2012 | 0.6 | SWCR003-02
COM-COMREFRIG-40.11 | Com ¦ Shaded Pole Motor on Display Cases - Hot-Dry ¦ SCE ¦ Hot-Dry | Com ¦ Shaded Pole Motor on Display Cases - Hot-Dry | SCE ¦ Hot-Dry | SCE | All | Electric | Shaded pole motors for display case evaporator fans | Average Existing | 0 | Conventional | ComRefrig | Com - Restaurant | Com | RET Only | 0 | 1000 sqft2 of floor space | Each | 15 | DEER:HVAC_Chillers | 0 | 0 | 0 | SWCR003-02 | 0 | 2020 | 0 | 0 | 2020 | 0 | 0 | SWCR003-02 | ComRefrig - Display Case Motors - Hot-Dry ¦ SCE ¦ Hot-Dry | ComRefrig - Display Case Motors - Hot-Dry | 0.078152 | 1 | 0.61224 | CBSA 2014 | 0 | 2012 | 0.6 | SWCR003-02
COM-COMREFRIG-41.11 | Com ¦ Permanent Split Capacitor Motor on Display Cases - Hot-Dry ¦ SCE ¦ Hot-Dry | Com ¦ Permanent Split Capacitor Motor on Display Cases - Hot-Dry | SCE ¦ Hot-Dry | SCE | All | Electric | PSC motors for display case evaporator fans | Code | 0 | Conventional | ComRefrig | Com - Restaurant | Com | RET Only | 0 | 1000 sqft2 of floor space | Each | 15 | DEER:HVAC_Chillers | -148 | -0.0187 | 0 | SWCR003-02 | 58.25 | 2020 | 0 | 44.53 | 2020 | 0 | 0 | SWCR003-02 | ComRefrig - Display Case Motors - Hot-Dry ¦ SCE ¦ Hot-Dry | ComRefrig - Display Case Motors - Hot-Dry | 0.078152 | 1 | 0.14286 | CBSA 2014 | 3.1548 | 2012 | 0.6 | SWCR003-02
COM-COMREFRIG-42.11 | Com ¦ EC Motors on Display Cases - Hot-Dry ¦ SCE ¦ Hot-Dry | Com ¦ EC Motors on Display Cases - Hot-Dry | SCE ¦ Hot-Dry | SCE | All | Electric | EC motors for display case evaporator fans | Efficient | 0 | Conventional | ComRefrig | Com - Restaurant | Com | RET Only | 0 | 1000 sqft2 of floor space | Each | 15 | DEER:HVAC_Chillers | -313 | -0.03695 | 0 | SWCR003-02 | 58.25 | 2020 | 0 | 44.53 | 2020 | 0 | 0 | SWCR003-02 | ComRefrig - Display Case Motors - Hot-Dry ¦ SCE ¦ Hot-Dry | ComRefrig - Display Case Motors - Hot-Dry | 0.078152 | 1 | 0.2449 | CBSA 2014 | 6.672 | 2012 | 0.6 | SWCR003-02
COM-COMREFRIG-40.12 | Com ¦ Shaded Pole Motor on Display Cases - Cold ¦ SCE ¦ Cold | Com ¦ Shaded Pole Motor on Display Cases - Cold | SCE ¦ Cold | SCE | All | Electric | Shaded pole motors for display case evaporator fans | Average Existing | 0 | Conventional | ComRefrig | Com - Restaurant | Com | RET Only | 0 | 1000 sqft2 of floor space | Each | 15 | DEER:HVAC_Chillers | 0 | 0 | 0 | SWCR003-02 | 0 | 2020 | 0 | 0 | 2020 | 0 | 0 | SWCR003-02 | ComRefrig - Display Case Motors - Cold ¦ SCE ¦ Cold | ComRefrig - Display Case Motors - Cold | 0.078152 | 1 | 0.61224 | CBSA 2014 | 0 | 2012 | 0.6 | SWCR003-02
COM-COMREFRIG-41.12 | Com ¦ Permanent Split Capacitor Motor on Display Cases - Cold ¦ SCE ¦ Cold | Com ¦ Permanent Split Capacitor Motor on Display Cases - Cold | SCE ¦ Cold | SCE | All | Electric | PSC motors for display case evaporator fans | Code | 0 | Conventional | ComRefrig | Com - Restaurant | Com | RET Only | 0 | 1000 sqft2 of floor space | Each | 15 | DEER:HVAC_Chillers | -149 | -0.01855 | 0 | SWCR003-02 | 58.25 | 2020 | 0 | 44.53 | 2020 | 0 | 0 | SWCR003-02 | ComRefrig - Display Case Motors - Cold ¦ SCE ¦ Cold | ComRefrig - Display Case Motors - Cold | 0.078152 | 1 | 0.14286 | CBSA 2014 | 3.1761 | 2012 | 0.6 | SWCR003-02
COM-COMREFRIG-42.12 | Com ¦ EC Motors on Display Cases - Cold ¦ SCE ¦ Cold | Com ¦ EC Motors on Display Cases - Cold | SCE ¦ Cold | SCE | All | Electric | EC motors for display case evaporator fans | Efficient | 0 | Conventional | ComRefrig | Com - Restaurant | Com | RET Only | 0 | 1000 sqft2 of floor space | Each | 15 | DEER:HVAC_Chillers | -308 | -0.037 | 0 | SWCR003-02 | 58.25 | 2020 | 0 | 44.53 | 2020 | 0 | 0 | SWCR003-02 | ComRefrig - Display Case Motors - Cold ¦ SCE ¦ Cold | ComRefrig - Display Case Motors - Cold | 0.078152 | 1 | 0.2449 | CBSA 2014 | 6.5654 | 2012 | 0.6 | SWCR003-02
COM-COMREFRIG-40.13 | Com ¦ Shaded Pole Motor on Display Cases - Marine ¦ SCE ¦ Marine | Com ¦ Shaded Pole Motor on Display Cases - Marine | SCE ¦ Marine | SCE | All | Electric | Shaded pole motors for display case evaporator fans | Average Existing | 0 | Conventional | ComRefrig | Com - Retail | Com | RET Only | 0 | 1000 sqft2 of floor space | Each | 15 | DEER:HVAC_Chillers | 0 | 0 | 0 | SWCR003-02 | 0 | 2020 | 0 | 0 | 2020 | 0 | 0 | SWCR003-02 | ComRefrig - Display Case Motors - Marine ¦ SCE ¦ Marine | ComRefrig - Display Case Motors - Marine | 0.12765 | 1 | 0.61224 | CBSA 2014 | 0 | 2012 | 0.6 | SWCR003-02
COM-COMREFRIG-41.13 | Com ¦ Permanent Split Capacitor Motor on Display Cases - Marine ¦ SCE ¦ Marine | Com ¦ Permanent Split Capacitor Motor on Display Cases - Marine | SCE ¦ Marine | SCE | All | Electric | PSC motors for display case evaporator fans | Code | 0 | Conventional | ComRefrig | Com - Retail | Com | RET Only | 0 | 1000 sqft2 of floor space | Each | 15 | DEER:HVAC_Chillers | -150.5 | -0.01955 | 0 | SWCR003-02 | 58.25 | 2020 | 0 | 44.53 | 2020 | 0 | 0 | SWCR003-02 | ComRefrig - Display Case Motors - Marine ¦ SCE ¦ Marine | ComRefrig - Display Case Motors - Marine | 0.12765 | 1 | 0.14286 | CBSA 2014 | 17.0524 | 2012 | 0.6 | SWCR003-02
COM-COMREFRIG-42.13 | Com ¦ EC Motors on Display Cases - Marine ¦ SCE ¦ Marine | Com ¦ EC Motors on Display Cases - Marine | SCE ¦ Marine | SCE | All | Electric | EC motors for display case evaporator fans | Efficient | 0 | Conventional | ComRefrig | Com - Retail | Com | RET Only | 0 | 1000 sqft2 of floor space | Each | 15 | DEER:HVAC_Chillers | -314.5 | -0.0368 | 0 | SWCR003-02 | 58.25 | 2020 | 0 | 44.53 | 2020 | 0 | 0 | SWCR003-02 | ComRefrig - Display Case Motors - Marine ¦ SCE ¦ Marine | ComRefrig - Display Case Motors - Marine | 0.12765 | 1 | 0.2449 | CBSA 2014 | 35.6344 | 2012 | 0.6 | SWCR003-02
COM-COMREFRIG-40.14 | Com ¦ Shaded Pole Motor on Display Cases - Hot-Dry ¦ SCE ¦ Hot-Dry | Com ¦ Shaded Pole Motor on Display Cases - Hot-Dry | SCE ¦ Hot-Dry | SCE | All | Electric | Shaded pole motors for display case evaporator fans | Average Existing | 0 | Conventional | ComRefrig | Com - Retail | Com | RET Only | 0 | 1000 sqft2 of floor space | Each | 15 | DEER:HVAC_Chillers | 0 | 0 | 0 | SWCR003-02 | 0 | 2020 | 0 | 0 | 2020 | 0 | 0 | SWCR003-02 | ComRefrig - Display Case Motors - Hot-Dry ¦ SCE ¦ Hot-Dry | ComRefrig - Display Case Motors - Hot-Dry | 0.12765 | 1 | 0.61224 | CBSA 2014 | 0 | 2012 | 0.6 | SWCR003-02
COM-COMREFRIG-41.14 | Com ¦ Permanent Split Capacitor Motor on Display Cases - Hot-Dry ¦ SCE ¦ Hot-Dry | Com ¦ Permanent Split Capacitor Motor on Display Cases - Hot-Dry | SCE ¦ Hot-Dry | SCE | All | Electric | PSC motors for display case evaporator fans | Code | 0 | Conventional | ComRefrig | Com - Retail | Com | RET Only | 0 | 1000 sqft2 of floor space | Each | 15 | DEER:HVAC_Chillers | -148 | -0.0187 | 0 | SWCR003-02 | 58.25 | 2020 | 0 | 44.53 | 2020 | 0 | 0 | SWCR003-02 | ComRefrig - Display Case Motors - Hot-Dry ¦ SCE ¦ Hot-Dry | ComRefrig - Display Case Motors - Hot-Dry | 0.12765 | 1 | 0.14286 | CBSA 2014 | 16.7691 | 2012 | 0.6 | SWCR003-02
COM-COMREFRIG-42.14 | Com ¦ EC Motors on Display Cases - Hot-Dry ¦ SCE ¦ Hot-Dry | Com ¦ EC Motors on Display Cases - Hot-Dry | SCE ¦ Hot-Dry | SCE | All | Electric | EC motors for display case evaporator fans | Efficient | 0 | Conventional | ComRefrig | Com - Retail | Com | RET Only | 0 | 1000 sqft2 of floor space | Each | 15 | DEER:HVAC_Chillers | -313 | -0.03695 | 0 | SWCR003-02 | 58.25 | 2020 | 0 | 44.53 | 2020 | 0 | 0 | SWCR003-02 | ComRefrig - Display Case Motors - Hot-Dry ¦ SCE ¦ Hot-Dry | ComRefrig - Display Case Motors - Hot-Dry | 0.12765 | 1 | 0.2449 | CBSA 2014 | 35.4644 | 2012 | 0.6 | SWCR003-02
COM-COMREFRIG-40.15 | Com ¦ Shaded Pole Motor on Display Cases - Cold ¦ SCE ¦ Cold | Com ¦ Shaded Pole Motor on Display Cases - Cold | SCE ¦ Cold | SCE | All | Electric | Shaded pole motors for display case evaporator fans | Average Existing | 0 | Conventional | ComRefrig | Com - Retail | Com | RET Only | 0 | 1000 sqft2 of floor space | Each | 15 | DEER:HVAC_Chillers | 0 | 0 | 0 | SWCR003-02 | 0 | 2020 | 0 | 0 | 2020 | 0 | 0 | SWCR003-02 | ComRefrig - Display Case Motors - Cold ¦ SCE ¦ Cold | ComRefrig - Display Case Motors - Cold | 0.12765 | 1 | 0.61224 | CBSA 2014 | 0 | 2012 | 0.6 | SWCR003-02
COM-COMREFRIG-41.15 | Com ¦ Permanent Split Capacitor Motor on Display Cases - Cold ¦ SCE ¦ Cold | Com ¦ Permanent Split Capacitor Motor on Display Cases - Cold | SCE ¦ Cold | SCE | All | Electric | PSC motors for display case evaporator fans | Code | 0 | Conventional | ComRefrig | Com - Retail | Com | RET Only | 0 | 1000 sqft2 of floor space | Each | 15 | DEER:HVAC_Chillers | -149 | -0.01855 | 0 | SWCR003-02 | 58.25 | 2020 | 0 | 44.53 | 2020 | 0 | 0 | SWCR003-02 | ComRefrig - Display Case Motors - Cold ¦ SCE ¦ Cold | ComRefrig - Display Case Motors - Cold | 0.12765 | 1 | 0.14286 | CBSA 2014 | 16.8824 | 2012 | 0.6 | SWCR003-02
COM-COMREFRIG-42.15 | Com ¦ EC Motors on Display Cases - Cold ¦ SCE ¦ Cold | Com ¦ EC Motors on Display Cases - Cold | SCE ¦ Cold | SCE | All | Electric | EC motors for display case evaporator fans | Efficient | 0 | Conventional | ComRefrig | Com - Retail | Com | RET Only | 0 | 1000 sqft2 of floor space | Each | 15 | DEER:HVAC_Chillers | -308 | -0.037 | 0 | SWCR003-02 | 58.25 | 2020 | 0 | 44.53 | 2020 | 0 | 0 | SWCR003-02 | ComRefrig - Display Case Motors - Cold ¦ SCE ¦ Cold | ComRefrig - Display Case Motors - Cold | 0.12765 | 1 | 0.2449 | CBSA 2014 | 34.8979 | 2012 | 0.6 | SWCR003-02
COM-COMREFRIG-40.16 | Com ¦ Shaded Pole Motor on Display Cases - Marine ¦ SCE ¦ Marine | Com ¦ Shaded Pole Motor on Display Cases - Marine | SCE ¦ Marine | SCE | All | Electric | Shaded pole motors for display case evaporator fans | Average Existing | 0 | Conventional | ComRefrig | Com - School | Com | RET Only | 0 | 1000 sqft2 of floor space | Each | 15 | DEER:HVAC_Chillers | 0 | 0 | 0 | SWCR003-02 | 0 | 2020 | 0 | 0 | 2020 | 0 | 0 | SWCR003-02 | ComRefrig - Display Case Motors - Marine ¦ SCE ¦ Marine | ComRefrig - Display Case Motors - Marine | 0.00076031 | 1 | 0.61224 | CBSA 2014 | 0 | 2012 | 0.6 | SWCR003-02
COM-COMREFRIG-41.16 | Com ¦ Permanent Split Capacitor Motor on Display Cases - Marine ¦ SCE ¦ Marine | Com ¦ Permanent Split Capacitor Motor on Display Cases - Marine | SCE ¦ Marine | SCE | All | Electric | PSC motors for display case evaporator fans | Code | 0 | Conventional | ComRefrig | Com - School | Com | RET Only | 0 | 1000 sqft2 of floor space | Each | 15 | DEER:HVAC_Chillers | -150.5 | -0.01955 | 0 | SWCR003-02 | 58.25 | 2020 | 0 | 44.53 | 2020 | 0 | 0 | SWCR003-02 | ComRefrig - Display Case Motors - Marine ¦ SCE ¦ Marine | ComRefrig - Display Case Motors - Marine | 0.00076031 | 1 | 0.14286 | CBSA 2014 | 12.968 | 2012 | 0.6 | SWCR003-02
COM-COMREFRIG-42.16 | Com ¦ EC Motors on Display Cases - Marine ¦ SCE ¦ Marine | Com ¦ EC Motors on Display Cases - Marine | SCE ¦ Marine | SCE | All | Electric | EC motors for display case evaporator fans | Efficient | 0 | Conventional | ComRefrig | Com - School | Com | RET Only | 0 | 1000 sqft2 of floor space | Each | 15 | DEER:HVAC_Chillers | -314.5 | -0.0368 | 0 | SWCR003-02 | 58.25 | 2020 | 0 | 44.53 | 2020 | 0 | 0 | SWCR003-02 | ComRefrig - Display Case Motors - Marine ¦ SCE ¦ Marine | ComRefrig - Display Case Motors - Marine | 0.00076031 | 1 | 0.2449 | CBSA 2014 | 27.0992 | 2012 | 0.6 | SWCR003-02
COM-COMREFRIG-40.17 | Com ¦ Shaded Pole Motor on Display Cases - Hot-Dry ¦ SCE ¦ Hot-Dry | Com ¦ Shaded Pole Motor on Display Cases - Hot-Dry | SCE ¦ Hot-Dry | SCE | All | Electric | Shaded pole motors for display case evaporator fans | Average Existing | 0 | Conventional | ComRefrig | Com - School | Com | RET Only | 0 | 1000 sqft2 of floor space | Each | 15 | DEER:HVAC_Chillers | 0 | 0 | 0 | SWCR003-02 | 0 | 2020 | 0 | 0 | 2020 | 0 | 0 | SWCR003-02 | ComRefrig - Display Case Motors - Hot-Dry ¦ SCE ¦ Hot-Dry | ComRefrig - Display Case Motors - Hot-Dry | 0.00076031 | 1 | 0.61224 | CBSA 2014 | 0 | 2012 | 0.6 | SWCR003-02
COM-COMREFRIG-41.17 | Com ¦ Permanent Split Capacitor Motor on Display Cases - Hot-Dry ¦ SCE ¦ Hot-Dry | Com ¦ Permanent Split Capacitor Motor on Display Cases - Hot-Dry | SCE ¦ Hot-Dry | SCE | All | Electric | PSC motors for display case evaporator fans | Code | 0 | Conventional | ComRefrig | Com - School | Com | RET Only | 0 | 1000 sqft2 of floor space | Each | 15 | DEER:HVAC_Chillers | -148 | -0.0187 | 0 | SWCR003-02 | 58.25 | 2020 | 0 | 44.53 | 2020 | 0 | 0 | SWCR003-02 | ComRefrig - Display Case Motors - Hot-Dry ¦ SCE ¦ Hot-Dry | ComRefrig - Display Case Motors - Hot-Dry | 0.00076031 | 1 | 0.14286 | CBSA 2014 | 12.7526 | 2012 | 0.6 | SWCR003-02
COM-COMREFRIG-42.17 | Com ¦ EC Motors on Display Cases - Hot-Dry ¦ SCE ¦ Hot-Dry | Com ¦ EC Motors on Display Cases - Hot-Dry | SCE ¦ Hot-Dry | SCE | All | Electric | EC motors for display case evaporator fans | Efficient | 0 | Conventional | ComRefrig | Com - School | Com | RET Only | 0 | 1000 sqft2 of floor space | Each | 15 | DEER:HVAC_Chillers | -313 | -0.03695 | 0 | SWCR003-02 | 58.25 | 2020 | 0 | 44.53 | 2020 | 0 | 0 | SWCR003-02 | ComRefrig - Display Case Motors - Hot-Dry ¦ SCE ¦ Hot-Dry | ComRefrig - Display Case Motors - Hot-Dry | 0.00076031 | 1 | 0.2449 | CBSA 2014 | 26.9699 | 2012 | 0.6 | SWCR003-02
COM-COMREFRIG-40.18 | Com ¦ Shaded Pole Motor on Display Cases - Cold ¦ SCE ¦ Cold | Com ¦ Shaded Pole Motor on Display Cases - Cold | SCE ¦ Cold | SCE | All | Electric | Shaded pole motors for display case evaporator fans | Average Existing | 0 | Conventional | ComRefrig | Com - School | Com | RET Only | 0 | 1000 sqft2 of floor space | Each | 15 | DEER:HVAC_Chillers | 0 | 0 | 0 | SWCR003-02 | 0 | 2020 | 0 | 0 | 2020 | 0 | 0 | SWCR003-02 | ComRefrig - Display Case Motors - Cold ¦ SCE ¦ Cold | ComRefrig - Display Case Motors - Cold | 0.00076031 | 1 | 0.61224 | CBSA 2014 | 0 | 2012 | 0.6 | SWCR003-02
COM-COMREFRIG-41.18 | Com ¦ Permanent Split Capacitor Motor on Display Cases - Cold ¦ SCE ¦ Cold | Com ¦ Permanent Split Capacitor Motor on Display Cases - Cold | SCE ¦ Cold | SCE | All | Electric | PSC motors for display case evaporator fans | Code | 0 | Conventional | ComRefrig | Com - School | Com | RET Only | 0 | 1000 sqft2 of floor space | Each | 15 | DEER:HVAC_Chillers | -149 | -0.01855 | 0 | SWCR003-02 | 58.25 | 2020 | 0 | 44.53 | 2020 | 0 | 0 | SWCR003-02 | ComRefrig - Display Case Motors - Cold ¦ SCE ¦ Cold | ComRefrig - Display Case Motors - Cold | 0.00076031 | 1 | 0.14286 | CBSA 2014 | 12.8387 | 2012 | 0.6 | SWCR003-02
COM-COMREFRIG-42.18 | Com ¦ EC Motors on Display Cases - Cold ¦ SCE ¦ Cold | Com ¦ EC Motors on Display Cases - Cold | SCE ¦ Cold | SCE | All | Electric | EC motors for display case evaporator fans | Efficient | 0 | Conventional | ComRefrig | Com - School | Com | RET Only | 0 | 1000 sqft2 of floor space | Each | 15 | DEER:HVAC_Chillers | -308 | -0.037 | 0 | SWCR003-02 | 58.25 | 2020 | 0 | 44.53 | 2020 | 0 | 0 | SWCR003-02 | ComRefrig - Display Case Motors - Cold ¦ SCE ¦ Cold | ComRefrig - Display Case Motors - Cold | 0.00076031 | 1 | 0.2449 | CBSA 2014 | 26.5391 | 2012 | 0.6 | SWCR003-02
COM-COMREFRIG-40.1 | Com ¦ Shaded Pole Motor on Display Cases - Marine ¦ SDG&E ¦ Marine | Com ¦ Shaded Pole Motor on Display Cases - Marine | SDG&E ¦ Marine | SDG&E | All | Electric | Shaded pole motors for display case evaporator fans | Average Existing | 0 | Conventional | ComRefrig | Com - College | Com | RET Only | 0 | 1000 sqft2 of floor space | Each | 15 | DEER:HVAC_Chillers | 0 | 0 | 0 | SWCR003-02 | 0 | 2020 | 0 | 0 | 2020 | 0 | 0 | SWCR003-02 | ComRefrig - Display Case Motors - Marine ¦ SDG&E ¦ Marine | ComRefrig - Display Case Motors - Marine | 0.00076031 | 1 | 0.61224 | CBSA 2014 | 0 | 2012 | 0.6 | SWCR003-02
COM-COMREFRIG-41.1 | Com ¦ Permanent Split Capacitor Motor on Display Cases - Marine ¦ SDG&E ¦ Marine | Com ¦ Permanent Split Capacitor Motor on Display Cases - Marine | SDG&E ¦ Marine | SDG&E | All | Electric | PSC motors for display case evaporator fans | Code | 0 | Conventional | ComRefrig | Com - College | Com | RET Only | 0 | 1000 sqft2 of floor space | Each | 15 | DEER:HVAC_Chillers | -150.5 | -0.01955 | 0 | SWCR003-02 | 58.25 | 2020 | 0 | 44.53 | 2020 | 0 | 0 | SWCR003-02 | ComRefrig - Display Case Motors - Marine ¦ SDG&E ¦ Marine | ComRefrig - Display Case Motors - Marine | 0.00076031 | 1 | 0.14286 | CBSA 2014 | 8.0243 | 2012 | 0.6 | SWCR003-02
COM-COMREFRIG-42.1 | Com ¦ EC Motors on Display Cases - Marine ¦ SDG&E ¦ Marine | Com ¦ EC Motors on Display Cases - Marine | SDG&E ¦ Marine | SDG&E | All | Electric | EC motors for display case evaporator fans | Efficient | 0 | Conventional | ComRefrig | Com - College | Com | RET Only | 0 | 1000 sqft2 of floor space | Each | 15 | DEER:HVAC_Chillers | -314.5 | -0.0368 | 0 | SWCR003-02 | 58.25 | 2020 | 0 | 44.53 | 2020 | 0 | 0 | SWCR003-02 | ComRefrig - Display Case Motors - Marine ¦ SDG&E ¦ Marine | ComRefrig - Display Case Motors - Marine | 0.00076031 | 1 | 0.2449 | CBSA 2014 | 16.7684 | 2012 | 0.6 | SWCR003-02
COM-COMREFRIG-40.2 | Com ¦ Shaded Pole Motor on Display Cases - Hot-Dry ¦ SDG&E ¦ Hot-Dry | Com ¦ Shaded Pole Motor on Display Cases - Hot-Dry | SDG&E ¦ Hot-Dry | SDG&E | All | Electric | Shaded pole motors for display case evaporator fans | Average Existing | 0 | Conventional | ComRefrig | Com - College | Com | RET Only | 0 | 1000 sqft2 of floor space | Each | 15 | DEER:HVAC_Chillers | 0 | 0 | 0 | SWCR003-02 | 0 | 2020 | 0 | 0 | 2020 | 0 | 0 | SWCR003-02 | ComRefrig - Display Case Motors - Hot-Dry ¦ SDG&E ¦ Hot-Dry | ComRefrig - Display Case Motors - Hot-Dry | 0.00076031 | 1 | 0.61224 | CBSA 2014 | 0 | 2012 | 0.6 | SWCR003-02
COM-COMREFRIG-41.2 | Com ¦ Permanent Split Capacitor Motor on Display Cases - Hot-Dry ¦ SDG&E ¦ Hot-Dry | Com ¦ Permanent Split Capacitor Motor on Display Cases - Hot-Dry | SDG&E ¦ Hot-Dry | SDG&E | All | Electric | PSC motors for display case evaporator fans | Code | 0 | Conventional | ComRefrig | Com - College | Com | RET Only | 0 | 1000 sqft2 of floor space | Each | 15 | DEER:HVAC_Chillers | -150.5 | -0.0217 | 0 | SWCR003-02 | 58.25 | 2020 | 0 | 44.53 | 2020 | 0 | 0 | SWCR003-02 | ComRefrig - Display Case Motors - Hot-Dry ¦ SDG&E ¦ Hot-Dry | ComRefrig - Display Case Motors - Hot-Dry | 0.00076031 | 1 | 0.14286 | CBSA 2014 | 8.0243 | 2012 | 0.6 | SWCR003-02
COM-COMREFRIG-42.2 | Com ¦ EC Motors on Display Cases - Hot-Dry ¦ SDG&E ¦ Hot-Dry | Com ¦ EC Motors on Display Cases - Hot-Dry | SDG&E ¦ Hot-Dry | SDG&E | All | Electric | EC motors for display case evaporator fans | Efficient | 0 | Conventional | ComRefrig | Com - College | Com | RET Only | 0 | 1000 sqft2 of floor space | Each | 15 | DEER:HVAC_Chillers | -315.5 | -0.039 | 0 | SWCR003-02 | 58.25 | 2020 | 0 | 44.53 | 2020 | 0 | 0 | SWCR003-02 | ComRefrig - Display Case Motors - Hot-Dry ¦ SDG&E ¦ Hot-Dry | ComRefrig - Display Case Motors - Hot-Dry | 0.00076031 | 1 | 0.2449 | CBSA 2014 | 16.8217 | 2012 | 0.6 | SWCR003-02
COM-COMREFRIG-40.3 | Com ¦ Shaded Pole Motor on Display Cases - Marine ¦ SDG&E ¦ Marine | Com ¦ Shaded Pole Motor on Display Cases - Marine | SDG&E ¦ Marine | SDG&E | All | Electric | Shaded pole motors for display case evaporator fans | Average Existing | 0 | Conventional | ComRefrig | Com - Grocery | Com | RET Only | 0 | 1000 sqft2 of floor space | Each | 15 | DEER:HVAC_Chillers | 0 | 0 | 0 | SWCR003-02 | 0 | 2020 | 0 | 0 | 2020 | 0 | 0 | SWCR003-02 | ComRefrig - Display Case Motors - Marine ¦ SDG&E ¦ Marine | ComRefrig - Display Case Motors - Marine | 1.0728 | 1 | 0.61224 | CBSA 2014 | 0 | 2012 | 0.6 | SWCR003-02
COM-COMREFRIG-41.3 | Com ¦ Permanent Split Capacitor Motor on Display Cases - Marine ¦ SDG&E ¦ Marine | Com ¦ Permanent Split Capacitor Motor on Display Cases - Marine | SDG&E ¦ Marine | SDG&E | All | Electric | PSC motors for display case evaporator fans | Code | 0 | Conventional | ComRefrig | Com - Grocery | Com | RET Only | 0 | 1000 sqft2 of floor space | Each | 15 | DEER:HVAC_Chillers | -150.5 | -0.01955 | 0 | SWCR003-02 | 58.25 | 2020 | 0 | 44.53 | 2020 | 0 | 0 | SWCR003-02 | ComRefrig - Display Case Motors - Marine ¦ SDG&E ¦ Marine | ComRefrig - Display Case Motors - Marine | 1.0728 | 1 | 0.14286 | CBSA 2014 | 4.3253 | 2012 | 0.6 | SWCR003-02
COM-COMREFRIG-42.3 | Com ¦ EC Motors on Display Cases - Marine ¦ SDG&E ¦ Marine | Com ¦ EC Motors on Display Cases - Marine | SDG&E ¦ Marine | SDG&E | All | Electric | EC motors for display case evaporator fans | Efficient | 0 | Conventional | ComRefrig | Com - Grocery | Com | RET Only | 0 | 1000 sqft2 of floor space | Each | 15 | DEER:HVAC_Chillers | -314.5 | -0.0368 | 0 | SWCR003-02 | 58.25 | 2020 | 0 | 44.53 | 2020 | 0 | 0 | SWCR003-02 | ComRefrig - Display Case Motors - Marine ¦ SDG&E ¦ Marine | ComRefrig - Display Case Motors - Marine | 1.0728 | 1 | 0.2449 | CBSA 2014 | 9.0385 | 2012 | 0.6 | SWCR003-02
COM-COMREFRIG-40.4 | Com ¦ Shaded Pole Motor on Display Cases - Hot-Dry ¦ SDG&E ¦ Hot-Dry | Com ¦ Shaded Pole Motor on Display Cases - Hot-Dry | SDG&E ¦ Hot-Dry | SDG&E | All | Electric | Shaded pole motors for display case evaporator fans | Average Existing | 0 | Conventional | ComRefrig | Com - Grocery | Com | RET Only | 0 | 1000 sqft2 of floor space | Each | 15 | DEER:HVAC_Chillers | 0 | 0 | 0 | SWCR003-02 | 0 | 2020 | 0 | 0 | 2020 | 0 | 0 | SWCR003-02 | ComRefrig - Display Case Motors - Hot-Dry ¦ SDG&E ¦ Hot-Dry | ComRefrig - Display Case Motors - Hot-Dry | 1.0728 | 1 | 0.61224 | CBSA 2014 | 0 | 2012 | 0.6 | SWCR003-02
COM-COMREFRIG-41.4 | Com ¦ Permanent Split Capacitor Motor on Display Cases - Hot-Dry ¦ SDG&E ¦ Hot-Dry | Com ¦ Permanent Split Capacitor Motor on Display Cases - Hot-Dry | SDG&E ¦ Hot-Dry | SDG&E | All | Electric | PSC motors for display case evaporator fans | Code | 0 | Conventional | ComRefrig | Com - Grocery | Com | RET Only | 0 | 1000 sqft2 of floor space | Each | 15 | DEER:HVAC_Chillers | -150.5 | -0.0217 | 0 | SWCR003-02 | 58.25 | 2020 | 0 | 44.53 | 2020 | 0 | 0 | SWCR003-02 | ComRefrig - Display Case Motors - Hot-Dry ¦ SDG&E ¦ Hot-Dry | ComRefrig - Display Case Motors - Hot-Dry | 1.0728 | 1 | 0.14286 | CBSA 2014 | 4.3253 | 2012 | 0.6 | SWCR003-02
COM-COMREFRIG-42.4 | Com ¦ EC Motors on Display Cases - Hot-Dry ¦ SDG&E ¦ Hot-Dry | Com ¦ EC Motors on Display Cases - Hot-Dry | SDG&E ¦ Hot-Dry | SDG&E | All | Electric | EC motors for display case evaporator fans | Efficient | 0 | Conventional | ComRefrig | Com - Grocery | Com | RET Only | 0 | 1000 sqft2 of floor space | Each | 15 | DEER:HVAC_Chillers | -315.5 | -0.039 | 0 | SWCR003-02 | 58.25 | 2020 | 0 | 44.53 | 2020 | 0 | 0 | SWCR003-02 | ComRefrig - Display Case Motors - Hot-Dry ¦ SDG&E ¦ Hot-Dry | ComRefrig - Display Case Motors - Hot-Dry | 1.0728 | 1 | 0.2449 | CBSA 2014 | 9.0672 | 2012 | 0.6 | SWCR003-02
COM-COMREFRIG-40.5 | Com ¦ Shaded Pole Motor on Display Cases - Marine ¦ SDG&E ¦ Marine | Com ¦ Shaded Pole Motor on Display Cases - Marine | SDG&E ¦ Marine | SDG&E | All | Electric | Shaded pole motors for display case evaporator fans | Average Existing | 0 | Conventional | ComRefrig | Com - Refrig. Warehouse | Com | RET Only | 0 | 1000 sqft2 of floor space | Each | 15 | DEER:HVAC_Chillers | 0 | 0 | 0 | SWCR003-02 | 0 | 2020 | 0 | 0 | 2020 | 0 | 0 | SWCR003-02 | ComRefrig - Display Case Motors - Marine ¦ SDG&E ¦ Marine | ComRefrig - Display Case Motors - Marine | 0.0071575 | 1 | 0.61224 | CBSA 2014 | 0 | 2012 | 0.6 | SWCR003-02
COM-COMREFRIG-41.5 | Com ¦ Permanent Split Capacitor Motor on Display Cases - Marine ¦ SDG&E ¦ Marine | Com ¦ Permanent Split Capacitor Motor on Display Cases - Marine | SDG&E ¦ Marine | SDG&E | All | Electric | PSC motors for display case evaporator fans | Code | 0 | Conventional | ComRefrig | Com - Refrig. Warehouse | Com | RET Only | 0 | 1000 sqft2 of floor space | Each | 15 | DEER:HVAC_Chillers | -150.5 | -0.01955 | 0 | SWCR003-02 | 58.25 | 2020 | 0 | 44.53 | 2020 | 0 | 0 | SWCR003-02 | ComRefrig - Display Case Motors - Marine ¦ SDG&E ¦ Marine | ComRefrig - Display Case Motors - Marine | 0.0071575 | 1 | 0.14286 | CBSA 2014 | 3.1659 | 2012 | 0.6 | SWCR003-02
COM-COMREFRIG-42.5 | Com ¦ EC Motors on Display Cases - Marine ¦ SDG&E ¦ Marine | Com ¦ EC Motors on Display Cases - Marine | SDG&E ¦ Marine | SDG&E | All | Electric | EC motors for display case evaporator fans | Efficient | 0 | Conventional | ComRefrig | Com - Refrig. Warehouse | Com | RET Only | 0 | 1000 sqft2 of floor space | Each | 15 | DEER:HVAC_Chillers | -314.5 | -0.0368 | 0 | SWCR003-02 | 58.25 | 2020 | 0 | 44.53 | 2020 | 0 | 0 | SWCR003-02 | ComRefrig - Display Case Motors - Marine ¦ SDG&E ¦ Marine | ComRefrig - Display Case Motors - Marine | 0.0071575 | 1 | 0.2449 | CBSA 2014 | 6.6157 | 2012 | 0.6 | SWCR003-02
COM-COMREFRIG-40.6 | Com ¦ Shaded Pole Motor on Display Cases - Hot-Dry ¦ SDG&E ¦ Hot-Dry | Com ¦ Shaded Pole Motor on Display Cases - Hot-Dry | SDG&E ¦ Hot-Dry | SDG&E | All | Electric | Shaded pole motors for display case evaporator fans | Average Existing | 0 | Conventional | ComRefrig | Com - Refrig. Warehouse | Com | RET Only | 0 | 1000 sqft2 of floor space | Each | 15 | DEER:HVAC_Chillers | 0 | 0 | 0 | SWCR003-02 | 0 | 2020 | 0 | 0 | 2020 | 0 | 0 | SWCR003-02 | ComRefrig - Display Case Motors - Hot-Dry ¦ SDG&E ¦ Hot-Dry | ComRefrig - Display Case Motors - Hot-Dry | 0.0071575 | 1 | 0.61224 | CBSA 2014 | 0 | 2012 | 0.6 | SWCR003-02
COM-COMREFRIG-41.6 | Com ¦ Permanent Split Capacitor Motor on Display Cases - Hot-Dry ¦ SDG&E ¦ Hot-Dry | Com ¦ Permanent Split Capacitor Motor on Display Cases - Hot-Dry | SDG&E ¦ Hot-Dry | SDG&E | All | Electric | PSC motors for display case evaporator fans | Code | 0 | Conventional | ComRefrig | Com - Refrig. Warehouse | Com | RET Only | 0 | 1000 sqft2 of floor space | Each | 15 | DEER:HVAC_Chillers | -150.5 | -0.0217 | 0 | SWCR003-02 | 58.25 | 2020 | 0 | 44.53 | 2020 | 0 | 0 | SWCR003-02 | ComRefrig - Display Case Motors - Hot-Dry ¦ SDG&E ¦ Hot-Dry | ComRefrig - Display Case Motors - Hot-Dry | 0.0071575 | 1 | 0.14286 | CBSA 2014 | 3.1659 | 2012 | 0.6 | SWCR003-02
COM-COMREFRIG-42.6 | Com ¦ EC Motors on Display Cases - Hot-Dry ¦ SDG&E ¦ Hot-Dry | Com ¦ EC Motors on Display Cases - Hot-Dry | SDG&E ¦ Hot-Dry | SDG&E | All | Electric | EC motors for display case evaporator fans | Efficient | 0 | Conventional | ComRefrig | Com - Refrig. Warehouse | Com | RET Only | 0 | 1000 sqft2 of floor space | Each | 15 | DEER:HVAC_Chillers | -315.5 | -0.039 | 0 | SWCR003-02 | 58.25 | 2020 | 0 | 44.53 | 2020 | 0 | 0 | SWCR003-02 | ComRefrig - Display Case Motors - Hot-Dry ¦ SDG&E ¦ Hot-Dry | ComRefrig - Display Case Motors - Hot-Dry | 0.0071575 | 1 | 0.2449 | CBSA 2014 | 6.6367 | 2012 | 0.6 | SWCR003-02
COM-COMREFRIG-40.7 | Com ¦ Shaded Pole Motor on Display Cases - Marine ¦ SDG&E ¦ Marine | Com ¦ Shaded Pole Motor on Display Cases - Marine | SDG&E ¦ Marine | SDG&E | All | Electric | Shaded pole motors for display case evaporator fans | Average Existing | 0 | Conventional | ComRefrig | Com - Restaurant | Com | RET Only | 0 | 1000 sqft2 of floor space | Each | 15 | DEER:HVAC_Chillers | 0 | 0 | 0 | SWCR003-02 | 0 | 2020 | 0 | 0 | 2020 | 0 | 0 | SWCR003-02 | ComRefrig - Display Case Motors - Marine ¦ SDG&E ¦ Marine | ComRefrig - Display Case Motors - Marine | 0.078152 | 1 | 0.61224 | CBSA 2014 | 0 | 2012 | 0.6 | SWCR003-02
COM-COMREFRIG-41.7 | Com ¦ Permanent Split Capacitor Motor on Display Cases - Marine ¦ SDG&E ¦ Marine | Com ¦ Permanent Split Capacitor Motor on Display Cases - Marine | SDG&E ¦ Marine | SDG&E | All | Electric | PSC motors for display case evaporator fans | Code | 0 | Conventional | ComRefrig | Com - Restaurant | Com | RET Only | 0 | 1000 sqft2 of floor space | Each | 15 | DEER:HVAC_Chillers | -150.5 | -0.01955 | 0 | SWCR003-02 | 58.25 | 2020 | 0 | 44.53 | 2020 | 0 | 0 | SWCR003-02 | ComRefrig - Display Case Motors - Marine ¦ SDG&E ¦ Marine | ComRefrig - Display Case Motors - Marine | 0.078152 | 1 | 0.14286 | CBSA 2014 | 3.2081 | 2012 | 0.6 | SWCR003-02
COM-COMREFRIG-42.7 | Com ¦ EC Motors on Display Cases - Marine ¦ SDG&E ¦ Marine | Com ¦ EC Motors on Display Cases - Marine | SDG&E ¦ Marine | SDG&E | All | Electric | EC motors for display case evaporator fans | Efficient | 0 | Conventional | ComRefrig | Com - Restaurant | Com | RET Only | 0 | 1000 sqft2 of floor space | Each | 15 | DEER:HVAC_Chillers | -314.5 | -0.0368 | 0 | SWCR003-02 | 58.25 | 2020 | 0 | 44.53 | 2020 | 0 | 0 | SWCR003-02 | ComRefrig - Display Case Motors - Marine ¦ SDG&E ¦ Marine | ComRefrig - Display Case Motors - Marine | 0.078152 | 1 | 0.2449 | CBSA 2014 | 6.7039 | 2012 | 0.6 | SWCR003-02
COM-COMREFRIG-40.8 | Com ¦ Shaded Pole Motor on Display Cases - Hot-Dry ¦ SDG&E ¦ Hot-Dry | Com ¦ Shaded Pole Motor on Display Cases - Hot-Dry | SDG&E ¦ Hot-Dry | SDG&E | All | Electric | Shaded pole motors for display case evaporator fans | Average Existing | 0 | Conventional | ComRefrig | Com - Restaurant | Com | RET Only | 0 | 1000 sqft2 of floor space | Each | 15 | DEER:HVAC_Chillers | 0 | 0 | 0 | SWCR003-02 | 0 | 2020 | 0 | 0 | 2020 | 0 | 0 | SWCR003-02 | ComRefrig - Display Case Motors - Hot-Dry ¦ SDG&E ¦ Hot-Dry | ComRefrig - Display Case Motors - Hot-Dry | 0.078152 | 1 | 0.61224 | CBSA 2014 | 0 | 2012 | 0.6 | SWCR003-02
COM-COMREFRIG-41.8 | Com ¦ Permanent Split Capacitor Motor on Display Cases - Hot-Dry ¦ SDG&E ¦ Hot-Dry | Com ¦ Permanent Split Capacitor Motor on Display Cases - Hot-Dry | SDG&E ¦ Hot-Dry | SDG&E | All | Electric | PSC motors for display case evaporator fans | Code | 0 | Conventional | ComRefrig | Com - Restaurant | Com | RET Only | 0 | 1000 sqft2 of floor space | Each | 15 | DEER:HVAC_Chillers | -150.5 | -0.0217 | 0 | SWCR003-02 | 58.25 | 2020 | 0 | 44.53 | 2020 | 0 | 0 | SWCR003-02 | ComRefrig - Display Case Motors - Hot-Dry ¦ SDG&E ¦ Hot-Dry | ComRefrig - Display Case Motors - Hot-Dry | 0.078152 | 1 | 0.14286 | CBSA 2014 | 3.2081 | 2012 | 0.6 | SWCR003-02
COM-COMREFRIG-42.8 | Com ¦ EC Motors on Display Cases - Hot-Dry ¦ SDG&E ¦ Hot-Dry | Com ¦ EC Motors on Display Cases - Hot-Dry | SDG&E ¦ Hot-Dry | SDG&E | All | Electric | EC motors for display case evaporator fans | Efficient | 0 | Conventional | ComRefrig | Com - Restaurant | Com | RET Only | 0 | 1000 sqft2 of floor space | Each | 15 | DEER:HVAC_Chillers | -315.5 | -0.039 | 0 | SWCR003-02 | 58.25 | 2020 | 0 | 44.53 | 2020 | 0 | 0 | SWCR003-02 | ComRefrig - Display Case Motors - Hot-Dry ¦ SDG&E ¦ Hot-Dry | ComRefrig - Display Case Motors - Hot-Dry | 0.078152 | 1 | 0.2449 | CBSA 2014 | 6.7253 | 2012 | 0.6 | SWCR003-02
COM-COMREFRIG-40.9 | Com ¦ Shaded Pole Motor on Display Cases - Marine ¦ SDG&E ¦ Marine | Com ¦ Shaded Pole Motor on Display Cases - Marine | SDG&E ¦ Marine | SDG&E | All | Electric | Shaded pole motors for display case evaporator fans | Average Existing | 0 | Conventional | ComRefrig | Com - Retail | Com | RET Only | 0 | 1000 sqft2 of floor space | Each | 15 | DEER:HVAC_Chillers | 0 | 0 | 0 | SWCR003-02 | 0 | 2020 | 0 | 0 | 2020 | 0 | 0 | SWCR003-02 | ComRefrig - Display Case Motors - Marine ¦ SDG&E ¦ Marine | ComRefrig - Display Case Motors - Marine | 0.12765 | 1 | 0.61224 | CBSA 2014 | 0 | 2012 | 0.6 | SWCR003-02
COM-COMREFRIG-41.9 | Com ¦ Permanent Split Capacitor Motor on Display Cases - Marine ¦ SDG&E ¦ Marine | Com ¦ Permanent Split Capacitor Motor on Display Cases - Marine | SDG&E ¦ Marine | SDG&E | All | Electric | PSC motors for display case evaporator fans | Code | 0 | Conventional | ComRefrig | Com - Retail | Com | RET Only | 0 | 1000 sqft2 of floor space | Each | 15 | DEER:HVAC_Chillers | -150.5 | -0.01955 | 0 | SWCR003-02 | 58.25 | 2020 | 0 | 44.53 | 2020 | 0 | 0 | SWCR003-02 | ComRefrig - Display Case Motors - Marine ¦ SDG&E ¦ Marine | ComRefrig - Display Case Motors - Marine | 0.12765 | 1 | 0.14286 | CBSA 2014 | 17.0524 | 2012 | 0.6 | SWCR003-02
COM-COMREFRIG-42.9 | Com ¦ EC Motors on Display Cases - Marine ¦ SDG&E ¦ Marine | Com ¦ EC Motors on Display Cases - Marine | SDG&E ¦ Marine | SDG&E | All | Electric | EC motors for display case evaporator fans | Efficient | 0 | Conventional | ComRefrig | Com - Retail | Com | RET Only | 0 | 1000 sqft2 of floor space | Each | 15 | DEER:HVAC_Chillers | -314.5 | -0.0368 | 0 | SWCR003-02 | 58.25 | 2020 | 0 | 44.53 | 2020 | 0 | 0 | SWCR003-02 | ComRefrig - Display Case Motors - Marine ¦ SDG&E ¦ Marine | ComRefrig - Display Case Motors - Marine | 0.12765 | 1 | 0.2449 | CBSA 2014 | 35.6344 | 2012 | 0.6 | SWCR003-02
COM-COMREFRIG-40.10 | Com ¦ Shaded Pole Motor on Display Cases - Hot-Dry ¦ SDG&E ¦ Hot-Dry | Com ¦ Shaded Pole Motor on Display Cases - Hot-Dry | SDG&E ¦ Hot-Dry | SDG&E | All | Electric | Shaded pole motors for display case evaporator fans | Average Existing | 0 | Conventional | ComRefrig | Com - Retail | Com | RET Only | 0 | 1000 sqft2 of floor space | Each | 15 | DEER:HVAC_Chillers | 0 | 0 | 0 | SWCR003-02 | 0 | 2020 | 0 | 0 | 2020 | 0 | 0 | SWCR003-02 | ComRefrig - Display Case Motors - Hot-Dry ¦ SDG&E ¦ Hot-Dry | ComRefrig - Display Case Motors - Hot-Dry | 0.12765 | 1 | 0.61224 | CBSA 2014 | 0 | 2012 | 0.6 | SWCR003-02
COM-COMREFRIG-41.10 | Com ¦ Permanent Split Capacitor Motor on Display Cases - Hot-Dry ¦ SDG&E ¦ Hot-Dry | Com ¦ Permanent Split Capacitor Motor on Display Cases - Hot-Dry | SDG&E ¦ Hot-Dry | SDG&E | All | Electric | PSC motors for display case evaporator fans | Code | 0 | Conventional | ComRefrig | Com - Retail | Com | RET Only | 0 | 1000 sqft2 of floor space | Each | 15 | DEER:HVAC_Chillers | -150.5 | -0.0217 | 0 | SWCR003-02 | 58.25 | 2020 | 0 | 44.53 | 2020 | 0 | 0 | SWCR003-02 | ComRefrig - Display Case Motors - Hot-Dry ¦ SDG&E ¦ Hot-Dry | ComRefrig - Display Case Motors - Hot-Dry | 0.12765 | 1 | 0.14286 | CBSA 2014 | 17.0524 | 2012 | 0.6 | SWCR003-02
COM-COMREFRIG-42.10 | Com ¦ EC Motors on Display Cases - Hot-Dry ¦ SDG&E ¦ Hot-Dry | Com ¦ EC Motors on Display Cases - Hot-Dry | SDG&E ¦ Hot-Dry | SDG&E | All | Electric | EC motors for display case evaporator fans | Efficient | 0 | Conventional | ComRefrig | Com - Retail | Com | RET Only | 0 | 1000 sqft2 of floor space | Each | 15 | DEER:HVAC_Chillers | -315.5 | -0.039 | 0 | SWCR003-02 | 58.25 | 2020 | 0 | 44.53 | 2020 | 0 | 0 | SWCR003-02 | ComRefrig - Display Case Motors - Hot-Dry ¦ SDG&E ¦ Hot-Dry | ComRefrig - Display Case Motors - Hot-Dry | 0.12765 | 1 | 0.2449 | CBSA 2014 | 35.7477 | 2012 | 0.6 | SWCR003-02
COM-COMREFRIG-40.11 | Com ¦ Shaded Pole Motor on Display Cases - Marine ¦ SDG&E ¦ Marine | Com ¦ Shaded Pole Motor on Display Cases - Marine | SDG&E ¦ Marine | SDG&E | All | Electric | Shaded pole motors for display case evaporator fans | Average Existing | 0 | Conventional | ComRefrig | Com - School | Com | RET Only | 0 | 1000 sqft2 of floor space | Each | 15 | DEER:HVAC_Chillers | 0 | 0 | 0 | SWCR003-02 | 0 | 2020 | 0 | 0 | 2020 | 0 | 0 | SWCR003-02 | ComRefrig - Display Case Motors - Marine ¦ SDG&E ¦ Marine | ComRefrig - Display Case Motors - Marine | 0.00076031 | 1 | 0.61224 | CBSA 2014 | 0 | 2012 | 0.6 | SWCR003-02
COM-COMREFRIG-41.11 | Com ¦ Permanent Split Capacitor Motor on Display Cases - Marine ¦ SDG&E ¦ Marine | Com ¦ Permanent Split Capacitor Motor on Display Cases - Marine | SDG&E ¦ Marine | SDG&E | All | Electric | PSC motors for display case evaporator fans | Code | 0 | Conventional | ComRefrig | Com - School | Com | RET Only | 0 | 1000 sqft2 of floor space | Each | 15 | DEER:HVAC_Chillers | -150.5 | -0.01955 | 0 | SWCR003-02 | 58.25 | 2020 | 0 | 44.53 | 2020 | 0 | 0 | SWCR003-02 | ComRefrig - Display Case Motors - Marine ¦ SDG&E ¦ Marine | ComRefrig - Display Case Motors - Marine | 0.00076031 | 1 | 0.14286 | CBSA 2014 | 12.968 | 2012 | 0.6 | SWCR003-02
COM-COMREFRIG-42.11 | Com ¦ EC Motors on Display Cases - Marine ¦ SDG&E ¦ Marine | Com ¦ EC Motors on Display Cases - Marine | SDG&E ¦ Marine | SDG&E | All | Electric | EC motors for display case evaporator fans | Efficient | 0 | Conventional | ComRefrig | Com - School | Com | RET Only | 0 | 1000 sqft2 of floor space | Each | 15 | DEER:HVAC_Chillers | -314.5 | -0.0368 | 0 | SWCR003-02 | 58.25 | 2020 | 0 | 44.53 | 2020 | 0 | 0 | SWCR003-02 | ComRefrig - Display Case Motors - Marine ¦ SDG&E ¦ Marine | ComRefrig - Display Case Motors - Marine | 0.00076031 | 1 | 0.2449 | CBSA 2014 | 27.0992 | 2012 | 0.6 | SWCR003-02
COM-COMREFRIG-40.12 | Com ¦ Shaded Pole Motor on Display Cases - Hot-Dry ¦ SDG&E ¦ Hot-Dry | Com ¦ Shaded Pole Motor on Display Cases - Hot-Dry | SDG&E ¦ Hot-Dry | SDG&E | All | Electric | Shaded pole motors for display case evaporator fans | Average Existing | 0 | Conventional | ComRefrig | Com - School | Com | RET Only | 0 | 1000 sqft2 of floor space | Each | 15 | DEER:HVAC_Chillers | 0 | 0 | 0 | SWCR003-02 | 0 | 2020 | 0 | 0 | 2020 | 0 | 0 | SWCR003-02 | ComRefrig - Display Case Motors - Hot-Dry ¦ SDG&E ¦ Hot-Dry | ComRefrig - Display Case Motors - Hot-Dry | 0.00076031 | 1 | 0.61224 | CBSA 2014 | 0 | 2012 | 0.6 | SWCR003-02
COM-COMREFRIG-41.12 | Com ¦ Permanent Split Capacitor Motor on Display Cases - Hot-Dry ¦ SDG&E ¦ Hot-Dry | Com ¦ Permanent Split Capacitor Motor on Display Cases - Hot-Dry | SDG&E ¦ Hot-Dry | SDG&E | All | Electric | PSC motors for display case evaporator fans | Code | 0 | Conventional | ComRefrig | Com - School | Com | RET Only | 0 | 1000 sqft2 of floor space | Each | 15 | DEER:HVAC_Chillers | -150.5 | -0.0217 | 0 | SWCR003-02 | 58.25 | 2020 | 0 | 44.53 | 2020 | 0 | 0 | SWCR003-02 | ComRefrig - Display Case Motors - Hot-Dry ¦ SDG&E ¦ Hot-Dry | ComRefrig - Display Case Motors - Hot-Dry | 0.00076031 | 1 | 0.14286 | CBSA 2014 | 12.968 | 2012 | 0.6 | SWCR003-02
COM-COMREFRIG-42.12 | Com ¦ EC Motors on Display Cases - Hot-Dry ¦ SDG&E ¦ Hot-Dry | Com ¦ EC Motors on Display Cases - Hot-Dry | SDG&E ¦ Hot-Dry | SDG&E | All | Electric | EC motors for display case evaporator fans | Efficient | 0 | Conventional | ComRefrig | Com - School | Com | RET Only | 0 | 1000 sqft2 of floor space | Each | 15 | DEER:HVAC_Chillers | -315.5 | -0.039 | 0 | SWCR003-02 | 58.25 | 2020 | 0 | 44.53 | 2020 | 0 | 0 | SWCR003-02 | ComRefrig - Display Case Motors - Hot-Dry ¦ SDG&E ¦ Hot-Dry | ComRefrig - Display Case Motors - Hot-Dry | 0.00076031 | 1 | 0.2449 | CBSA 2014 | 27.1853 | 2012 | 0.6 | SWCR003-02
COM-COMREFRIG-50.1 | Com ¦ Open Display Cases (no doors) - Marine ¦ PG&E ¦ Marine | Com ¦ Open Display Cases (no doors) - Marine | PG&E ¦ Marine | PG&E | All | Electric & Gas | Standard Display Case without Doors | Average Existing | 0 | Conventional | ComRefrig | Com - Grocery | Com | RET Only | 0 | 1000 sqft2 of floor space | Length ft. | 12 | DEER:HVAC_Chillers | 0 | 0 | 0 | SWCR021-01 | 963.5 | 2019 | 0 | 278 | 2019 | 0 | 0 | SWCR021-01 | ComRefrig - Add Doors to Open Display Cases - Marine ¦ PG&E ¦ Marine | ComRefrig - Add Doors to Open Display Cases - Marine | 0.51712 | 1 | 1 | CBSA 2014 | 0 | 2012 | 0.6 | SWCR021-01
COM-COMREFRIG-51.1 | Com ¦ Add Doors to Open Display Cases - Marine ¦ PG&E ¦ Marine | Com ¦ Add Doors to Open Display Cases - Marine | PG&E ¦ Marine | PG&E | All | Electric & Gas | New Display Case with Doors | Efficient | 0 | Conventional | ComRefrig | Com - Grocery | Com | RET Only | 0 | 1000 sqft2 of floor space | Length ft. | 12 | DEER:HVAC_Chillers | -1027.72 | -0.122 | -68.341 | SWCR021-01 | 1322 | 2019 | 0 | 278 | 2019 | 0 | 0 | SWCR021-01 | ComRefrig - Add Doors to Open Display Cases - Marine ¦ PG&E ¦ Marine | ComRefrig - Add Doors to Open Display Cases - Marine | 0.51712 | 1 | 0 | CBSA 2014 | 217.4349 | 2012 | 0.6 | SWCR021-01
COM-COMREFRIG-50.2 | Com ¦ Open Display Cases (no doors) - Hot-Dry ¦ PG&E ¦ Hot-Dry | Com ¦ Open Display Cases (no doors) - Hot-Dry | PG&E ¦ Hot-Dry | PG&E | All | Electric & Gas | Standard Display Case without Doors | Average Existing | 0 | Conventional | ComRefrig | Com - Grocery | Com | RET Only | 0 | 1000 sqft2 of floor space | Length ft. | 12 | DEER:HVAC_Chillers | 0 | 0 | 0 | SWCR021-01 | 963.5 | 2019 | 0 | 278 | 2019 | 0 | 0 | SWCR021-01 | ComRefrig - Add Doors to Open Display Cases - Hot-Dry ¦ PG&E ¦ Hot-Dry | ComRefrig - Add Doors to Open Display Cases - Hot-Dry | 0.51712 | 1 | 1 | CBSA 2014 | 0 | 2012 | 0.6 | SWCR021-01
COM-COMREFRIG-51.2 | Com ¦ Add Doors to Open Display Cases - Hot-Dry ¦ PG&E ¦ Hot-Dry | Com ¦ Add Doors to Open Display Cases - Hot-Dry | PG&E ¦ Hot-Dry | PG&E | All | Electric & Gas | New Display Case with Doors | Efficient | 0 | Conventional | ComRefrig | Com - Grocery | Com | RET Only | 0 | 1000 sqft2 of floor space | Length ft. | 12 | DEER:HVAC_Chillers | -1046.645 | -0.14155 | -60.3869 | SWCR021-01 | 1322 | 2019 | 0 | 278 | 2019 | 0 | 0 | SWCR021-01 | ComRefrig - Add Doors to Open Display Cases - Hot-Dry ¦ PG&E ¦ Hot-Dry | ComRefrig - Add Doors to Open Display Cases - Hot-Dry | 0.51712 | 1 | 0 | CBSA 2014 | 196.1096 | 2012 | 0.6 | SWCR021-01
COM-COMREFRIG-50.3 | Com ¦ Open Display Cases (no doors) - Cold ¦ PG&E ¦ Cold | Com ¦ Open Display Cases (no doors) - Cold | PG&E ¦ Cold | PG&E | All | Electric & Gas | Standard Display Case without Doors | Average Existing | 0 | Conventional | ComRefrig | Com - Grocery | Com | RET Only | 0 | 1000 sqft2 of floor space | Length ft. | 12 | DEER:HVAC_Chillers | 0 | 0 | 0 | SWCR021-01 | 963.5 | 2019 | 0 | 278 | 2019 | 0 | 0 | SWCR021-01 | ComRefrig - Add Doors to Open Display Cases - Cold ¦ PG&E ¦ Cold | ComRefrig - Add Doors to Open Display Cases - Cold | 0.51712 | 1 | 1 | CBSA 2014 | 0 | 2012 | 0.6 | SWCR021-01
COM-COMREFRIG-51.3 | Com ¦ Add Doors to Open Display Cases - Cold ¦ PG&E ¦ Cold | Com ¦ Add Doors to Open Display Cases - Cold | PG&E ¦ Cold | PG&E | All | Electric & Gas | New Display Case with Doors | Efficient | 0 | Conventional | ComRefrig | Com - Grocery | Com | RET Only | 0 | 1000 sqft2 of floor space | Length ft. | 12 | DEER:HVAC_Chillers | -920.955 | -0.10835 | -65.4151 | SWCR021-01 | 1322 | 2019 | 0 | 278 | 2019 | 0 | 0 | SWCR021-01 | ComRefrig - Add Doors to Open Display Cases - Cold ¦ PG&E ¦ Cold | ComRefrig - Add Doors to Open Display Cases - Cold | 0.51712 | 1 | 0 | CBSA 2014 | 206.3221 | 2012 | 0.6 | SWCR021-01
COM-COMREFRIG-50.4 | Com ¦ Open Display Cases (no doors) - Marine ¦ PG&E ¦ Marine | Com ¦ Open Display Cases (no doors) - Marine | PG&E ¦ Marine | PG&E | All | Electric & Gas | Standard Display Case without Doors | Average Existing | 0 | Conventional | ComRefrig | Com - Restaurant | Com | RET Only | 0 | 1000 sqft2 of floor space | Length ft. | 12 | DEER:HVAC_Chillers | 0 | 0 | 0 | SWCR021-01 | 963.5 | 2019 | 0 | 278 | 2019 | 0 | 0 | SWCR021-01 | ComRefrig - Add Doors to Open Display Cases - Marine ¦ PG&E ¦ Marine | ComRefrig - Add Doors to Open Display Cases - Marine | 0.043612 | 1 | 1 | CBSA 2014 | 0 | 2012 | 0.6 | SWCR021-01
COM-COMREFRIG-51.4 | Com ¦ Add Doors to Open Display Cases - Marine ¦ PG&E ¦ Marine | Com ¦ Add Doors to Open Display Cases - Marine | PG&E ¦ Marine | PG&E | All | Electric & Gas | New Display Case with Doors | Efficient | 0 | Conventional | ComRefrig | Com - Restaurant | Com | RET Only | 0 | 1000 sqft2 of floor space | Length ft. | 12 | DEER:HVAC_Chillers | -1027.72 | -0.122 | -68.341 | SWCR021-01 | 1322 | 2019 | 0 | 278 | 2019 | 0 | 0 | SWCR021-01 | ComRefrig - Add Doors to Open Display Cases - Marine ¦ PG&E ¦ Marine | ComRefrig - Add Doors to Open Display Cases - Marine | 0.043612 | 1 | 0 | CBSA 2014 | 40.2152 | 2012 | 0.6 | SWCR021-01
COM-COMREFRIG-50.5 | Com ¦ Open Display Cases (no doors) - Hot-Dry ¦ PG&E ¦ Hot-Dry | Com ¦ Open Display Cases (no doors) - Hot-Dry | PG&E ¦ Hot-Dry | PG&E | All | Electric & Gas | Standard Display Case without Doors | Average Existing | 0 | Conventional | ComRefrig | Com - Restaurant | Com | RET Only | 0 | 1000 sqft2 of floor space | Length ft. | 12 | DEER:HVAC_Chillers | 0 | 0 | 0 | SWCR021-01 | 963.5 | 2019 | 0 | 278 | 2019 | 0 | 0 | SWCR021-01 | ComRefrig - Add Doors to Open Display Cases - Hot-Dry ¦ PG&E ¦ Hot-Dry | ComRefrig - Add Doors to Open Display Cases - Hot-Dry | 0.043612 | 1 | 1 | CBSA 2014 | 0 | 2012 | 0.6 | SWCR021-01
COM-COMREFRIG-51.5 | Com ¦ Add Doors to Open Display Cases - Hot-Dry ¦ PG&E ¦ Hot-Dry | Com ¦ Add Doors to Open Display Cases - Hot-Dry | PG&E ¦ Hot-Dry | PG&E | All | Electric & Gas | New Display Case with Doors | Efficient | 0 | Conventional | ComRefrig | Com - Restaurant | Com | RET Only | 0 | 1000 sqft2 of floor space | Length ft. | 12 | DEER:HVAC_Chillers | -1046.645 | -0.14155 | -60.3869 | SWCR021-01 | 1322 | 2019 | 0 | 278 | 2019 | 0 | 0 | SWCR021-01 | ComRefrig - Add Doors to Open Display Cases - Hot-Dry ¦ PG&E ¦ Hot-Dry | ComRefrig - Add Doors to Open Display Cases - Hot-Dry | 0.043612 | 1 | 0 | CBSA 2014 | 38.4878 | 2012 | 0.6 | SWCR021-01
COM-COMREFRIG-50.6 | Com ¦ Open Display Cases (no doors) - Cold ¦ PG&E ¦ Cold | Com ¦ Open Display Cases (no doors) - Cold | PG&E ¦ Cold | PG&E | All | Electric & Gas | Standard Display Case without Doors | Average Existing | 0 | Conventional | ComRefrig | Com - Restaurant | Com | RET Only | 0 | 1000 sqft2 of floor space | Length ft. | 12 | DEER:HVAC_Chillers | 0 | 0 | 0 | SWCR021-01 | 963.5 | 2019 | 0 | 278 | 2019 | 0 | 0 | SWCR021-01 | ComRefrig - Add Doors to Open Display Cases - Cold ¦ PG&E ¦ Cold | ComRefrig - Add Doors to Open Display Cases - Cold | 0.043612 | 1 | 1 | CBSA 2014 | 0 | 2012 | 0.6 | SWCR021-01
COM-COMREFRIG-51.6 | Com ¦ Add Doors to Open Display Cases - Cold ¦ PG&E ¦ Cold | Com ¦ Add Doors to Open Display Cases - Cold | PG&E ¦ Cold | PG&E | All | Electric & Gas | New Display Case with Doors | Efficient | 0 | Conventional | ComRefrig | Com - Restaurant | Com | RET Only | 0 | 1000 sqft2 of floor space | Length ft. | 12 | DEER:HVAC_Chillers | -920.955 | -0.10835 | -65.4151 | SWCR021-01 | 1322 | 2019 | 0 | 278 | 2019 | 0 | 0 | SWCR021-01 | ComRefrig - Add Doors to Open Display Cases - Cold ¦ PG&E ¦ Cold | ComRefrig - Add Doors to Open Display Cases - Cold | 0.043612 | 1 | 0 | CBSA 2014 | 37.1556 | 2012 | 0.6 | SWCR021-01
COM-COMREFRIG-50.7 | Com ¦ Open Display Cases (no doors) - Marine ¦ PG&E ¦ Marine | Com ¦ Open Display Cases (no doors) - Marine | PG&E ¦ Marine | PG&E | All | Electric & Gas | Standard Display Case without Doors | Average Existing | 0 | Conventional | ComRefrig | Com - Retail | Com | RET Only | 0 | 1000 sqft2 of floor space | Length ft. | 12 | DEER:HVAC_Chillers | 0 | 0 | 0 | SWCR021-01 | 963.5 | 2019 | 0 | 278 | 2019 | 0 | 0 | SWCR021-01 | ComRefrig - Add Doors to Open Display Cases - Marine ¦ PG&E ¦ Marine | ComRefrig - Add Doors to Open Display Cases - Marine | 0.14238 | 1 | 1 | CBSA 2014 | 0 | 2012 | 0.6 | SWCR021-01
COM-COMREFRIG-51.7 | Com ¦ Add Doors to Open Display Cases - Marine ¦ PG&E ¦ Marine | Com ¦ Add Doors to Open Display Cases - Marine | PG&E ¦ Marine | PG&E | All | Electric & Gas | New Display Case with Doors | Efficient | 0 | Conventional | ComRefrig | Com - Retail | Com | RET Only | 0 | 1000 sqft2 of floor space | Length ft. | 12 | DEER:HVAC_Chillers | -1027.72 | -0.122 | -68.341 | SWCR021-01 | 1322 | 2019 | 0 | 278 | 2019 | 0 | 0 | SWCR021-01 | ComRefrig - Add Doors to Open Display Cases - Marine ¦ PG&E ¦ Marine | ComRefrig - Add Doors to Open Display Cases - Marine | 0.14238 | 1 | 0 | CBSA 2014 | 12184.3847 | 2012 | 0.6 | SWCR021-01
COM-COMREFRIG-50.8 | Com ¦ Open Display Cases (no doors) - Hot-Dry ¦ PG&E ¦ Hot-Dry | Com ¦ Open Display Cases (no doors) - Hot-Dry | PG&E ¦ Hot-Dry | PG&E | All | Electric & Gas | Standard Display Case without Doors | Average Existing | 0 | Conventional | ComRefrig | Com - Retail | Com | RET Only | 0 | 1000 sqft2 of floor space | Length ft. | 12 | DEER:HVAC_Chillers | 0 | 0 | 0 | SWCR021-01 | 963.5 | 2019 | 0 | 278 | 2019 | 0 | 0 | SWCR021-01 | ComRefrig - Add Doors to Open Display Cases - Hot-Dry ¦ PG&E ¦ Hot-Dry | ComRefrig - Add Doors to Open Display Cases - Hot-Dry | 0.14238 | 1 | 1 | CBSA 2014 | 0 | 2012 | 0.6 | SWCR021-01
COM-COMREFRIG-51.8 | Com ¦ Add Doors to Open Display Cases - Hot-Dry ¦ PG&E ¦ Hot-Dry | Com ¦ Add Doors to Open Display Cases - Hot-Dry | PG&E ¦ Hot-Dry | PG&E | All | Electric & Gas | New Display Case with Doors | Efficient | 0 | Conventional | ComRefrig | Com - Retail | Com | RET Only | 0 | 1000 sqft2 of floor space | Length ft. | 12 | DEER:HVAC_Chillers | -1046.645 | -0.14155 | -60.3869 | SWCR021-01 | 1322 | 2019 | 0 | 278 | 2019 | 0 | 0 | SWCR021-01 | ComRefrig - Add Doors to Open Display Cases - Hot-Dry ¦ PG&E ¦ Hot-Dry | ComRefrig - Add Doors to Open Display Cases - Hot-Dry | 0.14238 | 1 | 0 | CBSA 2014 | 10781.9696 | 2012 | 0.6 | SWCR021-01
COM-COMREFRIG-50.9 | Com ¦ Open Display Cases (no doors) - Cold ¦ PG&E ¦ Cold | Com ¦ Open Display Cases (no doors) - Cold | PG&E ¦ Cold | PG&E | All | Electric & Gas | Standard Display Case without Doors | Average Existing | 0 | Conventional | ComRefrig | Com - Retail | Com | RET Only | 0 | 1000 sqft2 of floor space | Length ft. | 12 | DEER:HVAC_Chillers | 0 | 0 | 0 | SWCR021-01 | 963.5 | 2019 | 0 | 278 | 2019 | 0 | 0 | SWCR021-01 | ComRefrig - Add Doors to Open Display Cases - Cold ¦ PG&E ¦ Cold | ComRefrig - Add Doors to Open Display Cases - Cold | 0.14238 | 1 | 1 | CBSA 2014 | 0 | 2012 | 0.6 | SWCR021-01
COM-COMREFRIG-51.9 | Com ¦ Add Doors to Open Display Cases - Cold ¦ PG&E ¦ Cold | Com ¦ Add Doors to Open Display Cases - Cold | PG&E ¦ Cold | PG&E | All | Electric & Gas | New Display Case with Doors | Efficient | 0 | Conventional | ComRefrig | Com - Retail | Com | RET Only | 0 | 1000 sqft2 of floor space | Length ft. | 12 | DEER:HVAC_Chillers | -920.955 | -0.10835 | -65.4151 | SWCR021-01 | 1322 | 2019 | 0 | 278 | 2019 | 0 | 0 | SWCR021-01 | ComRefrig - Add Doors to Open Display Cases - Cold ¦ PG&E ¦ Cold | ComRefrig - Add Doors to Open Display Cases - Cold | 0.14238 | 1 | 0 | CBSA 2014 | 11655.6289 | 2012 | 0.6 | SWCR021-01
COM-COMREFRIG-50.1 | Com ¦ Open Display Cases (no doors) - Marine ¦ SCE ¦ Marine | Com ¦ Open Display Cases (no doors) - Marine | SCE ¦ Marine | SCE | All | Electric & Gas | Standard Display Case without Doors | Average Existing | 0 | Conventional | ComRefrig | Com - Grocery | Com | RET Only | 0 | 1000 sqft2 of floor space | Length ft. | 12 | DEER:HVAC_Chillers | 0 | 0 | 0 | SWCR021-01 | 963.5 | 2019 | 0 | 278 | 2019 | 0 | 0 | SWCR021-01 | ComRefrig - Add Doors to Open Display Cases - Marine ¦ SCE ¦ Marine | ComRefrig - Add Doors to Open Display Cases - Marine | 0.51712 | 1 | 1 | CBSA 2014 | 0 | 2012 | 0.6 | SWCR021-01
COM-COMREFRIG-51.1 | Com ¦ Add Doors to Open Display Cases - Marine ¦ SCE ¦ Marine | Com ¦ Add Doors to Open Display Cases - Marine | SCE ¦ Marine | SCE | All | Electric & Gas | New Display Case with Doors | Efficient | 0 | Conventional | ComRefrig | Com - Grocery | Com | RET Only | 0 | 1000 sqft2 of floor space | Length ft. | 12 | DEER:HVAC_Chillers | -1111.1 | -0.14245 | -67.2871 | SWCR021-01 | 1322 | 2019 | 0 | 278 | 2019 | 0 | 0 | SWCR021-01 | ComRefrig - Add Doors to Open Display Cases - Marine ¦ SCE ¦ Marine | ComRefrig - Add Doors to Open Display Cases - Marine | 0.51712 | 1 | 0 | CBSA 2014 | 216.9337 | 2012 | 0.6 | SWCR021-01
COM-COMREFRIG-50.2 | Com ¦ Open Display Cases (no doors) - Hot-Dry ¦ SCE ¦ Hot-Dry | Com ¦ Open Display Cases (no doors) - Hot-Dry | SCE ¦ Hot-Dry | SCE | All | Electric & Gas | Standard Display Case without Doors | Average Existing | 0 | Conventional | ComRefrig | Com - Grocery | Com | RET Only | 0 | 1000 sqft2 of floor space | Length ft. | 12 | DEER:HVAC_Chillers | 0 | 0 | 0 | SWCR021-01 | 963.5 | 2019 | 0 | 278 | 2019 | 0 | 0 | SWCR021-01 | ComRefrig - Add Doors to Open Display Cases - Hot-Dry ¦ SCE ¦ Hot-Dry | ComRefrig - Add Doors to Open Display Cases - Hot-Dry | 0.51712 | 1 | 1 | CBSA 2014 | 0 | 2012 | 0.6 | SWCR021-01
COM-COMREFRIG-51.2 | Com ¦ Add Doors to Open Display Cases - Hot-Dry ¦ SCE ¦ Hot-Dry | Com ¦ Add Doors to Open Display Cases - Hot-Dry | SCE ¦ Hot-Dry | SCE | All | Electric & Gas | New Display Case with Doors | Efficient | 0 | Conventional | ComRefrig | Com - Grocery | Com | RET Only | 0 | 1000 sqft2 of floor space | Length ft. | 12 | DEER:HVAC_Chillers | -1063.865 | -0.10305 | -60.4158 | SWCR021-01 | 1322 | 2019 | 0 | 278 | 2019 | 0 | 0 | SWCR021-01 | ComRefrig - Add Doors to Open Display Cases - Hot-Dry ¦ SCE ¦ Hot-Dry | ComRefrig - Add Doors to Open Display Cases - Hot-Dry | 0.51712 | 1 | 0 | CBSA 2014 | 196.6837 | 2012 | 0.6 | SWCR021-01
COM-COMREFRIG-50.3 | Com ¦ Open Display Cases (no doors) - Cold ¦ SCE ¦ Cold | Com ¦ Open Display Cases (no doors) - Cold | SCE ¦ Cold | SCE | All | Electric & Gas | Standard Display Case without Doors | Average Existing | 0 | Conventional | ComRefrig | Com - Grocery | Com | RET Only | 0 | 1000 sqft2 of floor space | Length ft. | 12 | DEER:HVAC_Chillers | 0 | 0 | 0 | SWCR021-01 | 963.5 | 2019 | 0 | 278 | 2019 | 0 | 0 | SWCR021-01 | ComRefrig - Add Doors to Open Display Cases - Cold ¦ SCE ¦ Cold | ComRefrig - Add Doors to Open Display Cases - Cold | 0.51712 | 1 | 1 | CBSA 2014 | 0 | 2012 | 0.6 | SWCR021-01
COM-COMREFRIG-51.3 | Com ¦ Add Doors to Open Display Cases - Cold ¦ SCE ¦ Cold | Com ¦ Add Doors to Open Display Cases - Cold | SCE ¦ Cold | SCE | All | Electric & Gas | New Display Case with Doors | Efficient | 0 | Conventional | ComRefrig | Com - Grocery | Com | RET Only | 0 | 1000 sqft2 of floor space | Length ft. | 12 | DEER:HVAC_Chillers | -920.955 | -0.10835 | -65.4151 | SWCR021-01 | 1322 | 2019 | 0 | 278 | 2019 | 0 | 0 | SWCR021-01 | ComRefrig - Add Doors to Open Display Cases - Cold ¦ SCE ¦ Cold | ComRefrig - Add Doors to Open Display Cases - Cold | 0.51712 | 1 | 0 | CBSA 2014 | 206.3221 | 2012 | 0.6 | SWCR021-01
COM-COMREFRIG-50.4 | Com ¦ Open Display Cases (no doors) - Marine ¦ SCE ¦ Marine | Com ¦ Open Display Cases (no doors) - Marine | SCE ¦ Marine | SCE | All | Electric & Gas | Standard Display Case without Doors | Average Existing | 0 | Conventional | ComRefrig | Com - Restaurant | Com | RET Only | 0 | 1000 sqft2 of floor space | Length ft. | 12 | DEER:HVAC_Chillers | 0 | 0 | 0 | SWCR021-01 | 963.5 | 2019 | 0 | 278 | 2019 | 0 | 0 | SWCR021-01 | ComRefrig - Add Doors to Open Display Cases - Marine ¦ SCE ¦ Marine | ComRefrig - Add Doors to Open Display Cases - Marine | 0.043612 | 1 | 1 | CBSA 2014 | 0 | 2012 | 0.6 | SWCR021-01
COM-COMREFRIG-51.4 | Com ¦ Add Doors to Open Display Cases - Marine ¦ SCE ¦ Marine | Com ¦ Add Doors to Open Display Cases - Marine | SCE ¦ Marine | SCE | All | Electric & Gas | New Display Case with Doors | Efficient | 0 | Conventional | ComRefrig | Com - Restaurant | Com | RET Only | 0 | 1000 sqft2 of floor space | Length ft. | 12 | DEER:HVAC_Chillers | -1111.1 | -0.14245 | -67.2871 | SWCR021-01 | 1322 | 2019 | 0 | 278 | 2019 | 0 | 0 | SWCR021-01 | ComRefrig - Add Doors to Open Display Cases - Marine ¦ SCE ¦ Marine | ComRefrig - Add Doors to Open Display Cases - Marine | 0.043612 | 1 | 0 | CBSA 2014 | 41.7103 | 2012 | 0.6 | SWCR021-01
COM-COMREFRIG-50.5 | Com ¦ Open Display Cases (no doors) - Hot-Dry ¦ SCE ¦ Hot-Dry | Com ¦ Open Display Cases (no doors) - Hot-Dry | SCE ¦ Hot-Dry | SCE | All | Electric & Gas | Standard Display Case without Doors | Average Existing | 0 | Conventional | ComRefrig | Com - Restaurant | Com | RET Only | 0 | 1000 sqft2 of floor space | Length ft. | 12 | DEER:HVAC_Chillers | 0 | 0 | 0 | SWCR021-01 | 963.5 | 2019 | 0 | 278 | 2019 | 0 | 0 | SWCR021-01 | ComRefrig - Add Doors to Open Display Cases - Hot-Dry ¦ SCE ¦ Hot-Dry | ComRefrig - Add Doors to Open Display Cases - Hot-Dry | 0.043612 | 1 | 1 | CBSA 2014 | 0 | 2012 | 0.6 | SWCR021-01
COM-COMREFRIG-51.5 | Com ¦ Add Doors to Open Display Cases - Hot-Dry ¦ SCE ¦ Hot-Dry | Com ¦ Add Doors to Open Display Cases - Hot-Dry | SCE ¦ Hot-Dry | SCE | All | Electric & Gas | New Display Case with Doors | Efficient | 0 | Conventional | ComRefrig | Com - Restaurant | Com | RET Only | 0 | 1000 sqft2 of floor space | Length ft. | 12 | DEER:HVAC_Chillers | -1063.865 | -0.10305 | -60.4158 | SWCR021-01 | 1322 | 2019 | 0 | 278 | 2019 | 0 | 0 | SWCR021-01 | ComRefrig - Add Doors to Open Display Cases - Hot-Dry ¦ SCE ¦ Hot-Dry | ComRefrig - Add Doors to Open Display Cases - Hot-Dry | 0.043612 | 1 | 0 | CBSA 2014 | 38.8626 | 2012 | 0.6 | SWCR021-01
COM-COMREFRIG-50.6 | Com ¦ Open Display Cases (no doors) - Cold ¦ SCE ¦ Cold | Com ¦ Open Display Cases (no doors) - Cold | SCE ¦ Cold | SCE | All | Electric & Gas | Standard Display Case without Doors | Average Existing | 0 | Conventional | ComRefrig | Com - Restaurant | Com | RET Only | 0 | 1000 sqft2 of floor space | Length ft. | 12 | DEER:HVAC_Chillers | 0 | 0 | 0 | SWCR021-01 | 963.5 | 2019 | 0 | 278 | 2019 | 0 | 0 | SWCR021-01 | ComRefrig - Add Doors to Open Display Cases - Cold ¦ SCE ¦ Cold | ComRefrig - Add Doors to Open Display Cases - Cold | 0.043612 | 1 | 1 | CBSA 2014 | 0 | 2012 | 0.6 | SWCR021-01
COM-COMREFRIG-51.6 | Com ¦ Add Doors to Open Display Cases - Cold ¦ SCE ¦ Cold | Com ¦ Add Doors to Open Display Cases - Cold | SCE ¦ Cold | SCE | All | Electric & Gas | New Display Case with Doors | Efficient | 0 | Conventional | ComRefrig | Com - Restaurant | Com | RET Only | 0 | 1000 sqft2 of floor space | Length ft. | 12 | DEER:HVAC_Chillers | -920.955 | -0.10835 | -65.4151 | SWCR021-01 | 1322 | 2019 | 0 | 278 | 2019 | 0 | 0 | SWCR021-01 | ComRefrig - Add Doors to Open Display Cases - Cold ¦ SCE ¦ Cold | ComRefrig - Add Doors to Open Display Cases - Cold | 0.043612 | 1 | 0 | CBSA 2014 | 37.1556 | 2012 | 0.6 | SWCR021-01
COM-COMREFRIG-50.7 | Com ¦ Open Display Cases (no doors) - Marine ¦ SCE ¦ Marine | Com ¦ Open Display Cases (no doors) - Marine | SCE ¦ Marine | SCE | All | Electric & Gas | Standard Display Case without Doors | Average Existing | 0 | Conventional | ComRefrig | Com - Retail | Com | RET Only | 0 | 1000 sqft2 of floor space | Length ft. | 12 | DEER:HVAC_Chillers | 0 | 0 | 0 | SWCR021-01 | 963.5 | 2019 | 0 | 278 | 2019 | 0 | 0 | SWCR021-01 | ComRefrig - Add Doors to Open Display Cases - Marine ¦ SCE ¦ Marine | ComRefrig - Add Doors to Open Display Cases - Marine | 0.14238 | 1 | 1 | CBSA 2014 | 0 | 2012 | 0.6 | SWCR021-01
COM-COMREFRIG-51.7 | Com ¦ Add Doors to Open Display Cases - Marine ¦ SCE ¦ Marine | Com ¦ Add Doors to Open Display Cases - Marine | SCE ¦ Marine | SCE | All | Electric & Gas | New Display Case with Doors | Efficient | 0 | Conventional | ComRefrig | Com - Retail | Com | RET Only | 0 | 1000 sqft2 of floor space | Length ft. | 12 | DEER:HVAC_Chillers | -1111.1 | -0.14245 | -67.2871 | SWCR021-01 | 1322 | 2019 | 0 | 278 | 2019 | 0 | 0 | SWCR021-01 | ComRefrig - Add Doors to Open Display Cases - Marine ¦ SCE ¦ Marine | ComRefrig - Add Doors to Open Display Cases - Marine | 0.14238 | 1 | 0 | CBSA 2014 | 12007.7388 | 2012 | 0.6 | SWCR021-01
COM-COMREFRIG-50.8 | Com ¦ Open Display Cases (no doors) - Hot-Dry ¦ SCE ¦ Hot-Dry | Com ¦ Open Display Cases (no doors) - Hot-Dry | SCE ¦ Hot-Dry | SCE | All | Electric & Gas | Standard Display Case without Doors | Average Existing | 0 | Conventional | ComRefrig | Com - Retail | Com | RET Only | 0 | 1000 sqft2 of floor space | Length ft. | 12 | DEER:HVAC_Chillers | 0 | 0 | 0 | SWCR021-01 | 963.5 | 2019 | 0 | 278 | 2019 | 0 | 0 | SWCR021-01 | ComRefrig - Add Doors to Open Display Cases - Hot-Dry ¦ SCE ¦ Hot-Dry | ComRefrig - Add Doors to Open Display Cases - Hot-Dry | 0.14238 | 1 | 1 | CBSA 2014 | 0 | 2012 | 0.6 | SWCR021-01
COM-COMREFRIG-51.8 | Com ¦ Add Doors to Open Display Cases - Hot-Dry ¦ SCE ¦ Hot-Dry | Com ¦ Add Doors to Open Display Cases - Hot-Dry | SCE ¦ Hot-Dry | SCE | All | Electric & Gas | New Display Case with Doors | Efficient | 0 | Conventional | ComRefrig | Com - Retail | Com | RET Only | 0 | 1000 sqft2 of floor space | Length ft. | 12 | DEER:HVAC_Chillers | -1063.865 | -0.10305 | -60.4158 | SWCR021-01 | 1322 | 2019 | 0 | 278 | 2019 | 0 | 0 | SWCR021-01 | ComRefrig - Add Doors to Open Display Cases - Hot-Dry ¦ SCE ¦ Hot-Dry | ComRefrig - Add Doors to Open Display Cases - Hot-Dry | 0.14238 | 1 | 0 | CBSA 2014 | 10789.0064 | 2012 | 0.6 | SWCR021-01
COM-COMREFRIG-50.9 | Com ¦ Open Display Cases (no doors) - Cold ¦ SCE ¦ Cold | Com ¦ Open Display Cases (no doors) - Cold | SCE ¦ Cold | SCE | All | Electric & Gas | Standard Display Case without Doors | Average Existing | 0 | Conventional | ComRefrig | Com - Retail | Com | RET Only | 0 | 1000 sqft2 of floor space | Length ft. | 12 | DEER:HVAC_Chillers | 0 | 0 | 0 | SWCR021-01 | 963.5 | 2019 | 0 | 278 | 2019 | 0 | 0 | SWCR021-01 | ComRefrig - Add Doors to Open Display Cases - Cold ¦ SCE ¦ Cold | ComRefrig - Add Doors to Open Display Cases - Cold | 0.14238 | 1 | 1 | CBSA 2014 | 0 | 2012 | 0.6 | SWCR021-01
COM-COMREFRIG-51.9 | Com ¦ Add Doors to Open Display Cases - Cold ¦ SCE ¦ Cold | Com ¦ Add Doors to Open Display Cases - Cold | SCE ¦ Cold | SCE | All | Electric & Gas | New Display Case with Doors | Efficient | 0 | Conventional | ComRefrig | Com - Retail | Com | RET Only | 0 | 1000 sqft2 of floor space | Length ft. | 12 | DEER:HVAC_Chillers | -920.955 | -0.10835 | -65.4151 | SWCR021-01 | 1322 | 2019 | 0 | 278 | 2019 | 0 | 0 | SWCR021-01 | ComRefrig - Add Doors to Open Display Cases - Cold ¦ SCE ¦ Cold | ComRefrig - Add Doors to Open Display Cases - Cold | 0.14238 | 1 | 0 | CBSA 2014 | 11655.6289 | 2012 | 0.6 | SWCR021-01
COM-COMREFRIG-50.1 | Com ¦ Open Display Cases (no doors) - Marine ¦ SCG ¦ Marine | Com ¦ Open Display Cases (no doors) - Marine | SCG ¦ Marine | SCG | All | Electric & Gas | Standard Display Case without Doors | Average Existing | 0 | Conventional | ComRefrig | Com - Grocery | Com | RET Only | 0 | 1000 sqft2 of floor space | Length ft. | 12 | DEER:HVAC_Chillers | 0 | 0 | 0 | SWCR021-01 | 963.5 | 2019 | 0 | 278 | 2019 | 0 | 0 | SWCR021-01 | ComRefrig - Add Doors to Open Display Cases - Marine ¦ SCG ¦ Marine | ComRefrig - Add Doors to Open Display Cases - Marine | 0.51712 | 1 | 1 | CBSA 2014 | 0 | 2012 | 0.6 | SWCR021-01
COM-COMREFRIG-51.1 | Com ¦ Add Doors to Open Display Cases - Marine ¦ SCG ¦ Marine | Com ¦ Add Doors to Open Display Cases - Marine | SCG ¦ Marine | SCG | All | Electric & Gas | New Display Case with Doors | Efficient | 0 | Conventional | ComRefrig | Com - Grocery | Com | RET Only | 0 | 1000 sqft2 of floor space | Length ft. | 12 | DEER:HVAC_Chillers | -1111.1 | -0.14245 | -67.2871 | SWCR021-01 | 1322 | 2019 | 0 | 278 | 2019 | 0 | 0 | SWCR021-01 | ComRefrig - Add Doors to Open Display Cases - Marine ¦ SCG ¦ Marine | ComRefrig - Add Doors to Open Display Cases - Marine | 0.51712 | 1 | 0 | CBSA 2014 | 216.9337 | 2012 | 0.6 | SWCR021-01
COM-COMREFRIG-50.2 | Com ¦ Open Display Cases (no doors) - Hot-Dry ¦ SCG ¦ Hot-Dry | Com ¦ Open Display Cases (no doors) - Hot-Dry | SCG ¦ Hot-Dry | SCG | All | Electric & Gas | Standard Display Case without Doors | Average Existing | 0 | Conventional | ComRefrig | Com - Grocery | Com | RET Only | 0 | 1000 sqft2 of floor space | Length ft. | 12 | DEER:HVAC_Chillers | 0 | 0 | 0 | SWCR021-01 | 963.5 | 2019 | 0 | 278 | 2019 | 0 | 0 | SWCR021-01 | ComRefrig - Add Doors to Open Display Cases - Hot-Dry ¦ SCG ¦ Hot-Dry | ComRefrig - Add Doors to Open Display Cases - Hot-Dry | 0.51712 | 1 | 1 | CBSA 2014 | 0 | 2012 | 0.6 | SWCR021-01
COM-COMREFRIG-51.2 | Com ¦ Add Doors to Open Display Cases - Hot-Dry ¦ SCG ¦ Hot-Dry | Com ¦ Add Doors to Open Display Cases - Hot-Dry | SCG ¦ Hot-Dry | SCG | All | Electric & Gas | New Display Case with Doors | Efficient | 0 | Conventional | ComRefrig | Com - Grocery | Com | RET Only | 0 | 1000 sqft2 of floor space | Length ft. | 12 | DEER:HVAC_Chillers | -1063.865 | -0.10305 | -60.4158 | SWCR021-01 | 1322 | 2019 | 0 | 278 | 2019 | 0 | 0 | SWCR021-01 | ComRefrig - Add Doors to Open Display Cases - Hot-Dry ¦ SCG ¦ Hot-Dry | ComRefrig - Add Doors to Open Display Cases - Hot-Dry | 0.51712 | 1 | 0 | CBSA 2014 | 196.6837 | 2012 | 0.6 | SWCR021-01
COM-COMREFRIG-50.3 | Com ¦ Open Display Cases (no doors) - Cold ¦ SCG ¦ Cold | Com ¦ Open Display Cases (no doors) - Cold | SCG ¦ Cold | SCG | All | Electric & Gas | Standard Display Case without Doors | Average Existing | 0 | Conventional | ComRefrig | Com - Grocery | Com | RET Only | 0 | 1000 sqft2 of floor space | Length ft. | 12 | DEER:HVAC_Chillers | 0 | 0 | 0 | SWCR021-01 | 963.5 | 2019 | 0 | 278 | 2019 | 0 | 0 | SWCR021-01 | ComRefrig - Add Doors to Open Display Cases - Cold ¦ SCG ¦ Cold | ComRefrig - Add Doors to Open Display Cases - Cold | 0.51712 | 1 | 1 | CBSA 2014 | 0 | 2012 | 0.6 | SWCR021-01
COM-COMREFRIG-51.3 | Com ¦ Add Doors to Open Display Cases - Cold ¦ SCG ¦ Cold | Com ¦ Add Doors to Open Display Cases - Cold | SCG ¦ Cold | SCG | All | Electric & Gas | New Display Case with Doors | Efficient | 0 | Conventional | ComRefrig | Com - Grocery | Com | RET Only | 0 | 1000 sqft2 of floor space | Length ft. | 12 | DEER:HVAC_Chillers | -920.955 | -0.10835 | -65.4151 | SWCR021-01 | 1322 | 2019 | 0 | 278 | 2019 | 0 | 0 | SWCR021-01 | ComRefrig - Add Doors to Open Display Cases - Cold ¦ SCG ¦ Cold | ComRefrig - Add Doors to Open Display Cases - Cold | 0.51712 | 1 | 0 | CBSA 2014 | 206.3221 | 2012 | 0.6 | SWCR021-01
COM-COMREFRIG-50.4 | Com ¦ Open Display Cases (no doors) - Marine ¦ SCG ¦ Marine | Com ¦ Open Display Cases (no doors) - Marine | SCG ¦ Marine | SCG | All | Electric & Gas | Standard Display Case without Doors | Average Existing | 0 | Conventional | ComRefrig | Com - Restaurant | Com | RET Only | 0 | 1000 sqft2 of floor space | Length ft. | 12 | DEER:HVAC_Chillers | 0 | 0 | 0 | SWCR021-01 | 963.5 | 2019 | 0 | 278 | 2019 | 0 | 0 | SWCR021-01 | ComRefrig - Add Doors to Open Display Cases - Marine ¦ SCG ¦ Marine | ComRefrig - Add Doors to Open Display Cases - Marine | 0.043612 | 1 | 1 | CBSA 2014 | 0 | 2012 | 0.6 | SWCR021-01
COM-COMREFRIG-51.4 | Com ¦ Add Doors to Open Display Cases - Marine ¦ SCG ¦ Marine | Com ¦ Add Doors to Open Display Cases - Marine | SCG ¦ Marine | SCG | All | Electric & Gas | New Display Case with Doors | Efficient | 0 | Conventional | ComRefrig | Com - Restaurant | Com | RET Only | 0 | 1000 sqft2 of floor space | Length ft. | 12 | DEER:HVAC_Chillers | -1111.1 | -0.14245 | -67.2871 | SWCR021-01 | 1322 | 2019 | 0 | 278 | 2019 | 0 | 0 | SWCR021-01 | ComRefrig - Add Doors to Open Display Cases - Marine ¦ SCG ¦ Marine | ComRefrig - Add Doors to Open Display Cases - Marine | 0.043612 | 1 | 0 | CBSA 2014 | 41.7103 | 2012 | 0.6 | SWCR021-01
COM-COMREFRIG-50.5 | Com ¦ Open Display Cases (no doors) - Hot-Dry ¦ SCG ¦ Hot-Dry | Com ¦ Open Display Cases (no doors) - Hot-Dry | SCG ¦ Hot-Dry | SCG | All | Electric & Gas | Standard Display Case without Doors | Average Existing | 0 | Conventional | ComRefrig | Com - Restaurant | Com | RET Only | 0 | 1000 sqft2 of floor space | Length ft. | 12 | DEER:HVAC_Chillers | 0 | 0 | 0 | SWCR021-01 | 963.5 | 2019 | 0 | 278 | 2019 | 0 | 0 | SWCR021-01 | ComRefrig - Add Doors to Open Display Cases - Hot-Dry ¦ SCG ¦ Hot-Dry | ComRefrig - Add Doors to Open Display Cases - Hot-Dry | 0.043612 | 1 | 1 | CBSA 2014 | 0 | 2012 | 0.6 | SWCR021-01
COM-COMREFRIG-51.5 | Com ¦ Add Doors to Open Display Cases - Hot-Dry ¦ SCG ¦ Hot-Dry | Com ¦ Add Doors to Open Display Cases - Hot-Dry | SCG ¦ Hot-Dry | SCG | All | Electric & Gas | New Display Case with Doors | Efficient | 0 | Conventional | ComRefrig | Com - Restaurant | Com | RET Only | 0 | 1000 sqft2 of floor space | Length ft. | 12 | DEER:HVAC_Chillers | -1063.865 | -0.10305 | -60.4158 | SWCR021-01 | 1322 | 2019 | 0 | 278 | 2019 | 0 | 0 | SWCR021-01 | ComRefrig - Add Doors to Open Display Cases - Hot-Dry ¦ SCG ¦ Hot-Dry | ComRefrig - Add Doors to Open Display Cases - Hot-Dry | 0.043612 | 1 | 0 | CBSA 2014 | 38.8626 | 2012 | 0.6 | SWCR021-01
COM-COMREFRIG-50.6 | Com ¦ Open Display Cases (no doors) - Cold ¦ SCG ¦ Cold | Com ¦ Open Display Cases (no doors) - Cold | SCG ¦ Cold | SCG | All | Electric & Gas | Standard Display Case without Doors | Average Existing | 0 | Conventional | ComRefrig | Com - Restaurant | Com | RET Only | 0 | 1000 sqft2 of floor space | Length ft. | 12 | DEER:HVAC_Chillers | 0 | 0 | 0 | SWCR021-01 | 963.5 | 2019 | 0 | 278 | 2019 | 0 | 0 | SWCR021-01 | ComRefrig - Add Doors to Open Display Cases - Cold ¦ SCG ¦ Cold | ComRefrig - Add Doors to Open Display Cases - Cold | 0.043612 | 1 | 1 | CBSA 2014 | 0 | 2012 | 0.6 | SWCR021-01
COM-COMREFRIG-51.6 | Com ¦ Add Doors to Open Display Cases - Cold ¦ SCG ¦ Cold | Com ¦ Add Doors to Open Display Cases - Cold | SCG ¦ Cold | SCG | All | Electric & Gas | New Display Case with Doors | Efficient | 0 | Conventional | ComRefrig | Com - Restaurant | Com | RET Only | 0 | 1000 sqft2 of floor space | Length ft. | 12 | DEER:HVAC_Chillers | -920.955 | -0.10835 | -65.4151 | SWCR021-01 | 1322 | 2019 | 0 | 278 | 2019 | 0 | 0 | SWCR021-01 | ComRefrig - Add Doors to Open Display Cases - Cold ¦ SCG ¦ Cold | ComRefrig - Add Doors to Open Display Cases - Cold | 0.043612 | 1 | 0 | CBSA 2014 | 37.1556 | 2012 | 0.6 | SWCR021-01
COM-COMREFRIG-50.7 | Com ¦ Open Display Cases (no doors) - Marine ¦ SCG ¦ Marine | Com ¦ Open Display Cases (no doors) - Marine | SCG ¦ Marine | SCG | All | Electric & Gas | Standard Display Case without Doors | Average Existing | 0 | Conventional | ComRefrig | Com - Retail | Com | RET Only | 0 | 1000 sqft2 of floor space | Length ft. | 12 | DEER:HVAC_Chillers | 0 | 0 | 0 | SWCR021-01 | 963.5 | 2019 | 0 | 278 | 2019 | 0 | 0 | SWCR021-01 | ComRefrig - Add Doors to Open Display Cases - Marine ¦ SCG ¦ Marine | ComRefrig - Add Doors to Open Display Cases - Marine | 0.14238 | 1 | 1 | CBSA 2014 | 0 | 2012 | 0.6 | SWCR021-01
COM-COMREFRIG-51.7 | Com ¦ Add Doors to Open Display Cases - Marine ¦ SCG ¦ Marine | Com ¦ Add Doors to Open Display Cases - Marine | SCG ¦ Marine | SCG | All | Electric & Gas | New Display Case with Doors | Efficient | 0 | Conventional | ComRefrig | Com - Retail | Com | RET Only | 0 | 1000 sqft2 of floor space | Length ft. | 12 | DEER:HVAC_Chillers | -1111.1 | -0.14245 | -67.2871 | SWCR021-01 | 1322 | 2019 | 0 | 278 | 2019 | 0 | 0 | SWCR021-01 | ComRefrig - Add Doors to Open Display Cases - Marine ¦ SCG ¦ Marine | ComRefrig - Add Doors to Open Display Cases - Marine | 0.14238 | 1 | 0 | CBSA 2014 | 12007.7388 | 2012 | 0.6 | SWCR021-01
COM-COMREFRIG-50.8 | Com ¦ Open Display Cases (no doors) - Hot-Dry ¦ SCG ¦ Hot-Dry | Com ¦ Open Display Cases (no doors) - Hot-Dry | SCG ¦ Hot-Dry | SCG | All | Electric & Gas | Standard Display Case without Doors | Average Existing | 0 | Conventional | ComRefrig | Com - Retail | Com | RET Only | 0 | 1000 sqft2 of floor space | Length ft. | 12 | DEER:HVAC_Chillers | 0 | 0 | 0 | SWCR021-01 | 963.5 | 2019 | 0 | 278 | 2019 | 0 | 0 | SWCR021-01 | ComRefrig - Add Doors to Open Display Cases - Hot-Dry ¦ SCG ¦ Hot-Dry | ComRefrig - Add Doors to Open Display Cases - Hot-Dry | 0.14238 | 1 | 1 | CBSA 2014 | 0 | 2012 | 0.6 | SWCR021-01
COM-COMREFRIG-51.8 | Com ¦ Add Doors to Open Display Cases - Hot-Dry ¦ SCG ¦ Hot-Dry | Com ¦ Add Doors to Open Display Cases - Hot-Dry | SCG ¦ Hot-Dry | SCG | All | Electric & Gas | New Display Case with Doors | Efficient | 0 | Conventional | ComRefrig | Com - Retail | Com | RET Only | 0 | 1000 sqft2 of floor space | Length ft. | 12 | DEER:HVAC_Chillers | -1063.865 | -0.10305 | -60.4158 | SWCR021-01 | 1322 | 2019 | 0 | 278 | 2019 | 0 | 0 | SWCR021-01 | ComRefrig - Add Doors to Open Display Cases - Hot-Dry ¦ SCG ¦ Hot-Dry | ComRefrig - Add Doors to Open Display Cases - Hot-Dry | 0.14238 | 1 | 0 | CBSA 2014 | 10789.0064 | 2012 | 0.6 | SWCR021-01
COM-COMREFRIG-50.9 | Com ¦ Open Display Cases (no doors) - Cold ¦ SCG ¦ Cold | Com ¦ Open Display Cases (no doors) - Cold | SCG ¦ Cold | SCG | All | Electric & Gas | Standard Display Case without Doors | Average Existing | 0 | Conventional | ComRefrig | Com - Retail | Com | RET Only | 0 | 1000 sqft2 of floor space | Length ft. | 12 | DEER:HVAC_Chillers | 0 | 0 | 0 | SWCR021-01 | 963.5 | 2019 | 0 | 278 | 2019 | 0 | 0 | SWCR021-01 | ComRefrig - Add Doors to Open Display Cases - Cold ¦ SCG ¦ Cold | ComRefrig - Add Doors to Open Display Cases - Cold | 0.14238 | 1 | 1 | CBSA 2014 | 0 | 2012 | 0.6 | SWCR021-01
COM-COMREFRIG-51.9 | Com ¦ Add Doors to Open Display Cases - Cold ¦ SCG ¦ Cold | Com ¦ Add Doors to Open Display Cases - Cold | SCG ¦ Cold | SCG | All | Electric & Gas | New Display Case with Doors | Efficient | 0 | Conventional | ComRefrig | Com - Retail | Com | RET Only | 0 | 1000 sqft2 of floor space | Length ft. | 12 | DEER:HVAC_Chillers | -920.955 | -0.10835 | -65.4151 | SWCR021-01 | 1322 | 2019 | 0 | 278 | 2019 | 0 | 0 | SWCR021-01 | ComRefrig - Add Doors to Open Display Cases - Cold ¦ SCG ¦ Cold | ComRefrig - Add Doors to Open Display Cases - Cold | 0.14238 | 1 | 0 | CBSA 2014 | 11655.6289 | 2012 | 0.6 | SWCR021-01
COM-COMREFRIG-50.1 | Com ¦ Open Display Cases (no doors) - Marine ¦ SDG&E ¦ Marine | Com ¦ Open Display Cases (no doors) - Marine | SDG&E ¦ Marine | SDG&E | All | Electric & Gas | Standard Display Case without Doors | Average Existing | 0 | Conventional | ComRefrig | Com - Grocery | Com | RET Only | 0 | 1000 sqft2 of floor space | Length ft. | 12 | DEER:HVAC_Chillers | 0 | 0 | 0 | SWCR021-01 | 963.5 | 2019 | 0 | 278 | 2019 | 0 | 0 | SWCR021-01 | ComRefrig - Add Doors to Open Display Cases - Marine ¦ SDG&E ¦ Marine | ComRefrig - Add Doors to Open Display Cases - Marine | 0.51712 | 1 | 1 | CBSA 2014 | 0 | 2012 | 0.6 | SWCR021-01
COM-COMREFRIG-51.1 | Com ¦ Add Doors to Open Display Cases - Marine ¦ SDG&E ¦ Marine | Com ¦ Add Doors to Open Display Cases - Marine | SDG&E ¦ Marine | SDG&E | All | Electric & Gas | New Display Case with Doors | Efficient | 0 | Conventional | ComRefrig | Com - Grocery | Com | RET Only | 0 | 1000 sqft2 of floor space | Length ft. | 12 | DEER:HVAC_Chillers | -1111.1 | -0.14245 | -67.2871 | SWCR021-01 | 1322 | 2019 | 0 | 278 | 2019 | 0 | 0 | SWCR021-01 | ComRefrig - Add Doors to Open Display Cases - Marine ¦ SDG&E ¦ Marine | ComRefrig - Add Doors to Open Display Cases - Marine | 0.51712 | 1 | 0 | CBSA 2014 | 216.9337 | 2012 | 0.6 | SWCR021-01
COM-COMREFRIG-50.2 | Com ¦ Open Display Cases (no doors) - Hot-Dry ¦ SDG&E ¦ Hot-Dry | Com ¦ Open Display Cases (no doors) - Hot-Dry | SDG&E ¦ Hot-Dry | SDG&E | All | Electric & Gas | Standard Display Case without Doors | Average Existing | 0 | Conventional | ComRefrig | Com - Grocery | Com | RET Only | 0 | 1000 sqft2 of floor space | Length ft. | 12 | DEER:HVAC_Chillers | 0 | 0 | 0 | SWCR021-01 | 963.5 | 2019 | 0 | 278 | 2019 | 0 | 0 | SWCR021-01 | ComRefrig - Add Doors to Open Display Cases - Hot-Dry ¦ SDG&E ¦ Hot-Dry | ComRefrig - Add Doors to Open Display Cases - Hot-Dry | 0.51712 | 1 | 1 | CBSA 2014 | 0 | 2012 | 0.6 | SWCR021-01
COM-COMREFRIG-51.2 | Com ¦ Add Doors to Open Display Cases - Hot-Dry ¦ SDG&E ¦ Hot-Dry | Com ¦ Add Doors to Open Display Cases - Hot-Dry | SDG&E ¦ Hot-Dry | SDG&E | All | Electric & Gas | New Display Case with Doors | Efficient | 0 | Conventional | ComRefrig | Com - Grocery | Com | RET Only | 0 | 1000 sqft2 of floor space | Length ft. | 12 | DEER:HVAC_Chillers | -1106.08 | -0.12855 | -66.5633 | SWCR021-01 | 1322 | 2019 | 0 | 278 | 2019 | 0 | 0 | SWCR021-01 | ComRefrig - Add Doors to Open Display Cases - Hot-Dry ¦ SDG&E ¦ Hot-Dry | ComRefrig - Add Doors to Open Display Cases - Hot-Dry | 0.51712 | 1 | 0 | CBSA 2014 | 214.7994 | 2012 | 0.6 | SWCR021-01
COM-COMREFRIG-50.3 | Com ¦ Open Display Cases (no doors) - Marine ¦ SDG&E ¦ Marine | Com ¦ Open Display Cases (no doors) - Marine | SDG&E ¦ Marine | SDG&E | All | Electric & Gas | Standard Display Case without Doors | Average Existing | 0 | Conventional | ComRefrig | Com - Restaurant | Com | RET Only | 0 | 1000 sqft2 of floor space | Length ft. | 12 | DEER:HVAC_Chillers | 0 | 0 | 0 | SWCR021-01 | 963.5 | 2019 | 0 | 278 | 2019 | 0 | 0 | SWCR021-01 | ComRefrig - Add Doors to Open Display Cases - Marine ¦ SDG&E ¦ Marine | ComRefrig - Add Doors to Open Display Cases - Marine | 0.043612 | 1 | 1 | CBSA 2014 | 0 | 2012 | 0.6 | SWCR021-01
COM-COMREFRIG-51.3 | Com ¦ Add Doors to Open Display Cases - Marine ¦ SDG&E ¦ Marine | Com ¦ Add Doors to Open Display Cases - Marine | SDG&E ¦ Marine | SDG&E | All | Electric & Gas | New Display Case with Doors | Efficient | 0 | Conventional | ComRefrig | Com - Restaurant | Com | RET Only | 0 | 1000 sqft2 of floor space | Length ft. | 12 | DEER:HVAC_Chillers | -1111.1 | -0.14245 | -67.2871 | SWCR021-01 | 1322 | 2019 | 0 | 278 | 2019 | 0 | 0 | SWCR021-01 | ComRefrig - Add Doors to Open Display Cases - Marine ¦ SDG&E ¦ Marine | ComRefrig - Add Doors to Open Display Cases - Marine | 0.043612 | 1 | 0 | CBSA 2014 | 41.7103 | 2012 | 0.6 | SWCR021-01
COM-COMREFRIG-50.4 | Com ¦ Open Display Cases (no doors) - Hot-Dry ¦ SDG&E ¦ Hot-Dry | Com ¦ Open Display Cases (no doors) - Hot-Dry | SDG&E ¦ Hot-Dry | SDG&E | All | Electric & Gas | Standard Display Case without Doors | Average Existing | 0 | Conventional | ComRefrig | Com - Restaurant | Com | RET Only | 0 | 1000 sqft2 of floor space | Length ft. | 12 | DEER:HVAC_Chillers | 0 | 0 | 0 | SWCR021-01 | 963.5 | 2019 | 0 | 278 | 2019 | 0 | 0 | SWCR021-01 | ComRefrig - Add Doors to Open Display Cases - Hot-Dry ¦ SDG&E ¦ Hot-Dry | ComRefrig - Add Doors to Open Display Cases - Hot-Dry | 0.043612 | 1 | 1 | CBSA 2014 | 0 | 2012 | 0.6 | SWCR021-01
COM-COMREFRIG-51.4 | Com ¦ Add Doors to Open Display Cases - Hot-Dry ¦ SDG&E ¦ Hot-Dry | Com ¦ Add Doors to Open Display Cases - Hot-Dry | SDG&E ¦ Hot-Dry | SDG&E | All | Electric & Gas | New Display Case with Doors | Efficient | 0 | Conventional | ComRefrig | Com - Restaurant | Com | RET Only | 0 | 1000 sqft2 of floor space | Length ft. | 12 | DEER:HVAC_Chillers | -1106.08 | -0.12855 | -66.5633 | SWCR021-01 | 1322 | 2019 | 0 | 278 | 2019 | 0 | 0 | SWCR021-01 | ComRefrig - Add Doors to Open Display Cases - Hot-Dry ¦ SDG&E ¦ Hot-Dry | ComRefrig - Add Doors to Open Display Cases - Hot-Dry | 0.043612 | 1 | 0 | CBSA 2014 | 41.4093 | 2012 | 0.6 | SWCR021-01
COM-COMREFRIG-50.5 | Com ¦ Open Display Cases (no doors) - Marine ¦ SDG&E ¦ Marine | Com ¦ Open Display Cases (no doors) - Marine | SDG&E ¦ Marine | SDG&E | All | Electric & Gas | Standard Display Case without Doors | Average Existing | 0 | Conventional | ComRefrig | Com - Retail | Com | RET Only | 0 | 1000 sqft2 of floor space | Length ft. | 12 | DEER:HVAC_Chillers | 0 | 0 | 0 | SWCR021-01 | 963.5 | 2019 | 0 | 278 | 2019 | 0 | 0 | SWCR021-01 | ComRefrig - Add Doors to Open Display Cases - Marine ¦ SDG&E ¦ Marine | ComRefrig - Add Doors to Open Display Cases - Marine | 0.14238 | 1 | 1 | CBSA 2014 | 0 | 2012 | 0.6 | SWCR021-01
COM-COMREFRIG-51.5 | Com ¦ Add Doors to Open Display Cases - Marine ¦ SDG&E ¦ Marine | Com ¦ Add Doors to Open Display Cases - Marine | SDG&E ¦ Marine | SDG&E | All | Electric & Gas | New Display Case with Doors | Efficient | 0 | Conventional | ComRefrig | Com - Retail | Com | RET Only | 0 | 1000 sqft2 of floor space | Length ft. | 12 | DEER:HVAC_Chillers | -1111.1 | -0.14245 | -67.2871 | SWCR021-01 | 1322 | 2019 | 0 | 278 | 2019 | 0 | 0 | SWCR021-01 | ComRefrig - Add Doors to Open Display Cases - Marine ¦ SDG&E ¦ Marine | ComRefrig - Add Doors to Open Display Cases - Marine | 0.14238 | 1 | 0 | CBSA 2014 | 12007.7388 | 2012 | 0.6 | SWCR021-01
COM-COMREFRIG-50.6 | Com ¦ Open Display Cases (no doors) - Hot-Dry ¦ SDG&E ¦ Hot-Dry | Com ¦ Open Display Cases (no doors) - Hot-Dry | SDG&E ¦ Hot-Dry | SDG&E | All | Electric & Gas | Standard Display Case without Doors | Average Existing | 0 | Conventional | ComRefrig | Com - Retail | Com | RET Only | 0 | 1000 sqft2 of floor space | Length ft. | 12 | DEER:HVAC_Chillers | 0 | 0 | 0 | SWCR021-01 | 963.5 | 2019 | 0 | 278 | 2019 | 0 | 0 | SWCR021-01 | ComRefrig - Add Doors to Open Display Cases - Hot-Dry ¦ SDG&E ¦ Hot-Dry | ComRefrig - Add Doors to Open Display Cases - Hot-Dry | 0.14238 | 1 | 1 | CBSA 2014 | 0 | 2012 | 0.6 | SWCR021-01
COM-COMREFRIG-51.6 | Com ¦ Add Doors to Open Display Cases - Hot-Dry ¦ SDG&E ¦ Hot-Dry | Com ¦ Add Doors to Open Display Cases - Hot-Dry | SDG&E ¦ Hot-Dry | SDG&E | All | Electric & Gas | New Display Case with Doors | Efficient | 0 | Conventional | ComRefrig | Com - Retail | Com | RET Only | 0 | 1000 sqft2 of floor space | Length ft. | 12 | DEER:HVAC_Chillers | -1106.08 | -0.12855 | -66.5633 | SWCR021-01 | 1322 | 2019 | 0 | 278 | 2019 | 0 | 0 | SWCR021-01 | ComRefrig - Add Doors to Open Display Cases - Hot-Dry ¦ SDG&E ¦ Hot-Dry | ComRefrig - Add Doors to Open Display Cases - Hot-Dry | 0.14238 | 1 | 0 | CBSA 2014 | 11879.3584 | 2012 | 0.6 | SWCR021-01
COM-COMREFRIG-60.1 | Com ¦ No Walk-in Anti Sweat Heat Controls - Marine ¦ PG&E ¦ Marine | Com ¦ No Walk-in Anti Sweat Heat Controls - Marine | PG&E ¦ Marine | PG&E | All | Electric | Display Case With No anti-sweat water heater Controls | Average Existing | 0 | Conventional | ComRefrig | Com - College | Com | RET Only | 0 | 1000 sqft2 of floor space | Linear Ft. | 12 | DEER:HVAC_Chillers | 0 | 0 | 0 | SWCR001-03 | 0 | 2021 | 0 | 0 | 2021 | 0 | 0 | SWCR001-03 | ComRefrig - Anti Sweat Heat Controls - Marine ¦ PG&E ¦ Marine | ComRefrig - Anti Sweat Heat Controls - Marine | 0.0047519 | 1 | 0.35205 | CBSA 2014 | 0 | 2012 | 0.6 | SWCR001-03
COM-COMREFRIG-61.1 | Com ¦ Walk-in Anti Sweat Heat Controls - Marine ¦ PG&E ¦ Marine | Com ¦ Walk-in Anti Sweat Heat Controls - Marine | PG&E ¦ Marine | PG&E | All | Electric | Display Case With anti-sweat water heater Controls | Efficient | 0 | Conventional | ComRefrig | Com - College | Com | RET Only | 0 | 1000 sqft2 of floor space | Linear Ft. | 12 | DEER:HVAC_Chillers | -390 | 0 | 4.75 | SWCR001-03 | 51.775 | 2021 | 0 | 31.265 | 2021 | 0 | 0 | SWCR001-03 | ComRefrig - Anti Sweat Heat Controls - Marine ¦ PG&E ¦ Marine | ComRefrig - Anti Sweat Heat Controls - Marine | 0.0047519 | 1 | 0.64795 | CBSA 2014 | 16.493 | 2012 | 0.6 | SWCR001-03
COM-COMREFRIG-60.2 | Com ¦ No Walk-in Anti Sweat Heat Controls - Hot-Dry ¦ PG&E ¦ Hot-Dry | Com ¦ No Walk-in Anti Sweat Heat Controls - Hot-Dry | PG&E ¦ Hot-Dry | PG&E | All | Electric | Display Case With No anti-sweat water heater Controls | Average Existing | 0 | Conventional | ComRefrig | Com - College | Com | RET Only | 0 | 1000 sqft2 of floor space | Linear Ft. | 12 | DEER:HVAC_Chillers | 0 | 0 | 0 | SWCR001-03 | 0 | 2021 | 0 | 0 | 2021 | 0 | 0 | SWCR001-03 | ComRefrig - Anti Sweat Heat Controls - Hot-Dry ¦ PG&E ¦ Hot-Dry | ComRefrig - Anti Sweat Heat Controls - Hot-Dry | 0.0047519 | 1 | 0.35205 | CBSA 2014 | 0 | 2012 | 0.6 | SWCR001-03
COM-COMREFRIG-61.2 | Com ¦ Walk-in Anti Sweat Heat Controls - Hot-Dry ¦ PG&E ¦ Hot-Dry | Com ¦ Walk-in Anti Sweat Heat Controls - Hot-Dry | PG&E ¦ Hot-Dry | PG&E | All | Electric | Display Case With anti-sweat water heater Controls | Efficient | 0 | Conventional | ComRefrig | Com - College | Com | RET Only | 0 | 1000 sqft2 of floor space | Linear Ft. | 12 | DEER:HVAC_Chillers | -346.5 | 0 | 2.905 | SWCR001-03 | 51.775 | 2021 | 0 | 31.265 | 2021 | 0 | 0 | SWCR001-03 | ComRefrig - Anti Sweat Heat Controls - Hot-Dry ¦ PG&E ¦ Hot-Dry | ComRefrig - Anti Sweat Heat Controls - Hot-Dry | 0.0047519 | 1 | 0.64795 | CBSA 2014 | 15.8442 | 2012 | 0.6 | SWCR001-03
COM-COMREFRIG-60.3 | Com ¦ No Walk-in Anti Sweat Heat Controls - Cold ¦ PG&E ¦ Cold | Com ¦ No Walk-in Anti Sweat Heat Controls - Cold | PG&E ¦ Cold | PG&E | All | Electric | Display Case With No anti-sweat water heater Controls | Average Existing | 0 | Conventional | ComRefrig | Com - College | Com | RET Only | 0 | 1000 sqft2 of floor space | Linear Ft. | 12 | DEER:HVAC_Chillers | 0 | 0 | 0 | SWCR001-03 | 0 | 2021 | 0 | 0 | 2021 | 0 | 0 | SWCR001-03 | ComRefrig - Anti Sweat Heat Controls - Cold ¦ PG&E ¦ Cold | ComRefrig - Anti Sweat Heat Controls - Cold | 0.0047519 | 1 | 0.35205 | CBSA 2014 | 0 | 2012 | 0.6 | SWCR001-03
COM-COMREFRIG-61.3 | Com ¦ Walk-in Anti Sweat Heat Controls - Cold ¦ PG&E ¦ Cold | Com ¦ Walk-in Anti Sweat Heat Controls - Cold | PG&E ¦ Cold | PG&E | All | Electric | Display Case With anti-sweat water heater Controls | Efficient | 0 | Conventional | ComRefrig | Com - College | Com | RET Only | 0 | 1000 sqft2 of floor space | Linear Ft. | 12 | DEER:HVAC_Chillers | -393.5 | 0 | 4.415 | SWCR001-03 | 51.775 | 2021 | 0 | 31.265 | 2021 | 0 | 0 | SWCR001-03 | ComRefrig - Anti Sweat Heat Controls - Cold ¦ PG&E ¦ Cold | ComRefrig - Anti Sweat Heat Controls - Cold | 0.0047519 | 1 | 0.64795 | CBSA 2014 | 16.9829 | 2012 | 0.6 | SWCR001-03
COM-COMREFRIG-60.4 | Com ¦ No Walk-in Anti Sweat Heat Controls - Marine ¦ PG&E ¦ Marine | Com ¦ No Walk-in Anti Sweat Heat Controls - Marine | PG&E ¦ Marine | PG&E | All | Electric | Display Case With No anti-sweat water heater Controls | Average Existing | 0 | Conventional | ComRefrig | Com - Grocery | Com | RET Only | 0 | 1000 sqft2 of floor space | Linear Ft. | 12 | DEER:HVAC_Chillers | 0 | 0 | 0 | SWCR001-03 | 0 | 2021 | 0 | 0 | 2021 | 0 | 0 | SWCR001-03 | ComRefrig - Anti Sweat Heat Controls - Marine ¦ PG&E ¦ Marine | ComRefrig - Anti Sweat Heat Controls - Marine | 6.7048 | 1 | 0.35205 | CBSA 2014 | 0 | 2012 | 0.6 | SWCR001-03
COM-COMREFRIG-61.4 | Com ¦ Walk-in Anti Sweat Heat Controls - Marine ¦ PG&E ¦ Marine | Com ¦ Walk-in Anti Sweat Heat Controls - Marine | PG&E ¦ Marine | PG&E | All | Electric | Display Case With anti-sweat water heater Controls | Efficient | 0 | Conventional | ComRefrig | Com - Grocery | Com | RET Only | 0 | 1000 sqft2 of floor space | Linear Ft. | 12 | DEER:HVAC_Chillers | -390 | 0 | 4.75 | SWCR001-03 | 51.775 | 2021 | 0 | 31.265 | 2021 | 0 | 0 | SWCR001-03 | ComRefrig - Anti Sweat Heat Controls - Marine ¦ PG&E ¦ Marine | ComRefrig - Anti Sweat Heat Controls - Marine | 6.7048 | 1 | 0.64795 | CBSA 2014 | -1.8515 | 2012 | 0.6 | SWCR001-03
COM-COMREFRIG-60.5 | Com ¦ No Walk-in Anti Sweat Heat Controls - Hot-Dry ¦ PG&E ¦ Hot-Dry | Com ¦ No Walk-in Anti Sweat Heat Controls - Hot-Dry | PG&E ¦ Hot-Dry | PG&E | All | Electric | Display Case With No anti-sweat water heater Controls | Average Existing | 0 | Conventional | ComRefrig | Com - Grocery | Com | RET Only | 0 | 1000 sqft2 of floor space | Linear Ft. | 12 | DEER:HVAC_Chillers | 0 | 0 | 0 | SWCR001-03 | 0 | 2021 | 0 | 0 | 2021 | 0 | 0 | SWCR001-03 | ComRefrig - Anti Sweat Heat Controls - Hot-Dry ¦ PG&E ¦ Hot-Dry | ComRefrig - Anti Sweat Heat Controls - Hot-Dry | 6.7048 | 1 | 0.35205 | CBSA 2014 | 0 | 2012 | 0.6 | SWCR001-03
COM-COMREFRIG-61.5 | Com ¦ Walk-in Anti Sweat Heat Controls - Hot-Dry ¦ PG&E ¦ Hot-Dry | Com ¦ Walk-in Anti Sweat Heat Controls - Hot-Dry | PG&E ¦ Hot-Dry | PG&E | All | Electric | Display Case With anti-sweat water heater Controls | Efficient | 0 | Conventional | ComRefrig | Com - Grocery | Com | RET Only | 0 | 1000 sqft2 of floor space | Linear Ft. | 12 | DEER:HVAC_Chillers | -346.5 | 0 | 2.905 | SWCR001-03 | 51.775 | 2021 | 0 | 31.265 | 2021 | 0 | 0 | SWCR001-03 | ComRefrig - Anti Sweat Heat Controls - Hot-Dry ¦ PG&E ¦ Hot-Dry | ComRefrig - Anti Sweat Heat Controls - Hot-Dry | 6.7048 | 1 | 0.64795 | CBSA 2014 | 1.971 | 2012 | 0.6 | SWCR001-03
COM-COMREFRIG-60.6 | Com ¦ No Walk-in Anti Sweat Heat Controls - Cold ¦ PG&E ¦ Cold | Com ¦ No Walk-in Anti Sweat Heat Controls - Cold | PG&E ¦ Cold | PG&E | All | Electric | Display Case With No anti-sweat water heater Controls | Average Existing | 0 | Conventional | ComRefrig | Com - Grocery | Com | RET Only | 0 | 1000 sqft2 of floor space | Linear Ft. | 12 | DEER:HVAC_Chillers | 0 | 0 | 0 | SWCR001-03 | 0 | 2021 | 0 | 0 | 2021 | 0 | 0 | SWCR001-03 | ComRefrig - Anti Sweat Heat Controls - Cold ¦ PG&E ¦ Cold | ComRefrig - Anti Sweat Heat Controls - Cold | 6.7048 | 1 | 0.35205 | CBSA 2014 | 0 | 2012 | 0.6 | SWCR001-03
COM-COMREFRIG-61.6 | Com ¦ Walk-in Anti Sweat Heat Controls - Cold ¦ PG&E ¦ Cold | Com ¦ Walk-in Anti Sweat Heat Controls - Cold | PG&E ¦ Cold | PG&E | All | Electric | Display Case With anti-sweat water heater Controls | Efficient | 0 | Conventional | ComRefrig | Com - Grocery | Com | RET Only | 0 | 1000 sqft2 of floor space | Linear Ft. | 12 | DEER:HVAC_Chillers | -393.5 | 0 | 4.415 | SWCR001-03 | 51.775 | 2021 | 0 | 31.265 | 2021 | 0 | 0 | SWCR001-03 | ComRefrig - Anti Sweat Heat Controls - Cold ¦ PG&E ¦ Cold | ComRefrig - Anti Sweat Heat Controls - Cold | 6.7048 | 1 | 0.64795 | CBSA 2014 | -0.82985 | 2012 | 0.6 | SWCR001-03
COM-COMREFRIG-60.7 | Com ¦ No Walk-in Anti Sweat Heat Controls - Marine ¦ PG&E ¦ Marine | Com ¦ No Walk-in Anti Sweat Heat Controls - Marine | PG&E ¦ Marine | PG&E | All | Electric | Display Case With No anti-sweat water heater Controls | Average Existing | 0 | Conventional | ComRefrig | Com - Refrig. Warehouse | Com | RET Only | 0 | 1000 sqft2 of floor space | Linear Ft. | 12 | DEER:HVAC_Chillers | 0 | 0 | 0 | SWCR001-03 | 0 | 2021 | 0 | 0 | 2021 | 0 | 0 | SWCR001-03 | ComRefrig - Anti Sweat Heat Controls - Marine ¦ PG&E ¦ Marine | ComRefrig - Anti Sweat Heat Controls - Marine | 0.044734 | 1 | 0.35205 | CBSA 2014 | 0 | 2012 | 0.6 | SWCR001-03
COM-COMREFRIG-61.7 | Com ¦ Walk-in Anti Sweat Heat Controls - Marine ¦ PG&E ¦ Marine | Com ¦ Walk-in Anti Sweat Heat Controls - Marine | PG&E ¦ Marine | PG&E | All | Electric | Display Case With anti-sweat water heater Controls | Efficient | 0 | Conventional | ComRefrig | Com - Refrig. Warehouse | Com | RET Only | 0 | 1000 sqft2 of floor space | Linear Ft. | 12 | DEER:HVAC_Chillers | -390 | 0 | 4.75 | SWCR001-03 | 51.775 | 2021 | 0 | 31.265 | 2021 | 0 | 0 | SWCR001-03 | ComRefrig - Anti Sweat Heat Controls - Marine ¦ PG&E ¦ Marine | ComRefrig - Anti Sweat Heat Controls - Marine | 0.044734 | 1 | 0.64795 | CBSA 2014 | 4.7943 | 2012 | 0.6 | SWCR001-03
COM-COMREFRIG-60.8 | Com ¦ No Walk-in Anti Sweat Heat Controls - Hot-Dry ¦ PG&E ¦ Hot-Dry | Com ¦ No Walk-in Anti Sweat Heat Controls - Hot-Dry | PG&E ¦ Hot-Dry | PG&E | All | Electric | Display Case With No anti-sweat water heater Controls | Average Existing | 0 | Conventional | ComRefrig | Com - Refrig. Warehouse | Com | RET Only | 0 | 1000 sqft2 of floor space | Linear Ft. | 12 | DEER:HVAC_Chillers | 0 | 0 | 0 | SWCR001-03 | 0 | 2021 | 0 | 0 | 2021 | 0 | 0 | SWCR001-03 | ComRefrig - Anti Sweat Heat Controls - Hot-Dry ¦ PG&E ¦ Hot-Dry | ComRefrig - Anti Sweat Heat Controls - Hot-Dry | 0.044734 | 1 | 0.35205 | CBSA 2014 | 0 | 2012 | 0.6 | SWCR001-03
COM-COMREFRIG-61.8 | Com ¦ Walk-in Anti Sweat Heat Controls - Hot-Dry ¦ PG&E ¦ Hot-Dry | Com ¦ Walk-in Anti Sweat Heat Controls - Hot-Dry | PG&E ¦ Hot-Dry | PG&E | All | Electric | Display Case With anti-sweat water heater Controls | Efficient | 0 | Conventional | ComRefrig | Com - Refrig. Warehouse | Com | RET Only | 0 | 1000 sqft2 of floor space | Linear Ft. | 12 | DEER:HVAC_Chillers | -346.5 | 0 | 2.905 | SWCR001-03 | 51.775 | 2021 | 0 | 31.265 | 2021 | 0 | 0 | SWCR001-03 | ComRefrig - Anti Sweat Heat Controls - Hot-Dry ¦ PG&E ¦ Hot-Dry | ComRefrig - Anti Sweat Heat Controls - Hot-Dry | 0.044734 | 1 | 0.64795 | CBSA 2014 | 5.2036 | 2012 | 0.6 | SWCR001-03
COM-COMREFRIG-60.9 | Com ¦ No Walk-in Anti Sweat Heat Controls - Cold ¦ PG&E ¦ Cold | Com ¦ No Walk-in Anti Sweat Heat Controls - Cold | PG&E ¦ Cold | PG&E | All | Electric | Display Case With No anti-sweat water heater Controls | Average Existing | 0 | Conventional | ComRefrig | Com - Refrig. Warehouse | Com | RET Only | 0 | 1000 sqft2 of floor space | Linear Ft. | 12 | DEER:HVAC_Chillers | 0 | 0 | 0 | SWCR001-03 | 0 | 2021 | 0 | 0 | 2021 | 0 | 0 | SWCR001-03 | ComRefrig - Anti Sweat Heat Controls - Cold ¦ PG&E ¦ Cold | ComRefrig - Anti Sweat Heat Controls - Cold | 0.044734 | 1 | 0.35205 | CBSA 2014 | 0 | 2012 | 0.6 | SWCR001-03
COM-COMREFRIG-61.9 | Com ¦ Walk-in Anti Sweat Heat Controls - Cold ¦ PG&E ¦ Cold | Com ¦ Walk-in Anti Sweat Heat Controls - Cold | PG&E ¦ Cold | PG&E | All | Electric | Display Case With anti-sweat water heater Controls | Efficient | 0 | Conventional | ComRefrig | Com - Refrig. Warehouse | Com | RET Only | 0 | 1000 sqft2 of floor space | Linear Ft. | 12 | DEER:HVAC_Chillers | -393.5 | 0 | 4.415 | SWCR001-03 | 51.775 | 2021 | 0 | 31.265 | 2021 | 0 | 0 | SWCR001-03 | ComRefrig - Anti Sweat Heat Controls - Cold ¦ PG&E ¦ Cold | ComRefrig - Anti Sweat Heat Controls - Cold | 0.044734 | 1 | 0.64795 | CBSA 2014 | 5.1084 | 2012 | 0.6 | SWCR001-03
COM-COMREFRIG-60.10 | Com ¦ No Walk-in Anti Sweat Heat Controls - Marine ¦ PG&E ¦ Marine | Com ¦ No Walk-in Anti Sweat Heat Controls - Marine | PG&E ¦ Marine | PG&E | All | Electric | Display Case With No anti-sweat water heater Controls | Average Existing | 0 | Conventional | ComRefrig | Com - Restaurant | Com | RET Only | 0 | 1000 sqft2 of floor space | Linear Ft. | 12 | DEER:HVAC_Chillers | 0 | 0 | 0 | SWCR001-03 | 0 | 2021 | 0 | 0 | 2021 | 0 | 0 | SWCR001-03 | ComRefrig - Anti Sweat Heat Controls - Marine ¦ PG&E ¦ Marine | ComRefrig - Anti Sweat Heat Controls - Marine | 0.48845 | 1 | 0.35205 | CBSA 2014 | 0 | 2012 | 0.6 | SWCR001-03
COM-COMREFRIG-61.10 | Com ¦ Walk-in Anti Sweat Heat Controls - Marine ¦ PG&E ¦ Marine | Com ¦ Walk-in Anti Sweat Heat Controls - Marine | PG&E ¦ Marine | PG&E | All | Electric | Display Case With anti-sweat water heater Controls | Efficient | 0 | Conventional | ComRefrig | Com - Restaurant | Com | RET Only | 0 | 1000 sqft2 of floor space | Linear Ft. | 12 | DEER:HVAC_Chillers | -390 | 0 | 4.75 | SWCR001-03 | 51.775 | 2021 | 0 | 31.265 | 2021 | 0 | 0 | SWCR001-03 | ComRefrig - Anti Sweat Heat Controls - Marine ¦ PG&E ¦ Marine | ComRefrig - Anti Sweat Heat Controls - Marine | 0.48845 | 1 | 0.64795 | CBSA 2014 | 7.0408 | 2012 | 0.6 | SWCR001-03
COM-COMREFRIG-60.11 | Com ¦ No Walk-in Anti Sweat Heat Controls - Hot-Dry ¦ PG&E ¦ Hot-Dry | Com ¦ No Walk-in Anti Sweat Heat Controls - Hot-Dry | PG&E ¦ Hot-Dry | PG&E | All | Electric | Display Case With No anti-sweat water heater Controls | Average Existing | 0 | Conventional | ComRefrig | Com - Restaurant | Com | RET Only | 0 | 1000 sqft2 of floor space | Linear Ft. | 12 | DEER:HVAC_Chillers | 0 | 0 | 0 | SWCR001-03 | 0 | 2021 | 0 | 0 | 2021 | 0 | 0 | SWCR001-03 | ComRefrig - Anti Sweat Heat Controls - Hot-Dry ¦ PG&E ¦ Hot-Dry | ComRefrig - Anti Sweat Heat Controls - Hot-Dry | 0.48845 | 1 | 0.35205 | CBSA 2014 | 0 | 2012 | 0.6 | SWCR001-03
COM-COMREFRIG-61.11 | Com ¦ Walk-in Anti Sweat Heat Controls - Hot-Dry ¦ PG&E ¦ Hot-Dry | Com ¦ Walk-in Anti Sweat Heat Controls - Hot-Dry | PG&E ¦ Hot-Dry | PG&E | All | Electric | Display Case With anti-sweat water heater Controls | Efficient | 0 | Conventional | ComRefrig | Com - Restaurant | Com | RET Only | 0 | 1000 sqft2 of floor space | Linear Ft. | 12 | DEER:HVAC_Chillers | -346.5 | 0 | 2.905 | SWCR001-03 | 51.775 | 2021 | 0 | 31.265 | 2021 | 0 | 0 | SWCR001-03 | ComRefrig - Anti Sweat Heat Controls - Hot-Dry ¦ PG&E ¦ Hot-Dry | ComRefrig - Anti Sweat Heat Controls - Hot-Dry | 0.48845 | 1 | 0.64795 | CBSA 2014 | 6.6078 | 2012 | 0.6 | SWCR001-03
COM-COMREFRIG-60.12 | Com ¦ No Walk-in Anti Sweat Heat Controls - Cold ¦ PG&E ¦ Cold | Com ¦ No Walk-in Anti Sweat Heat Controls - Cold | PG&E ¦ Cold | PG&E | All | Electric | Display Case With No anti-sweat water heater Controls | Average Existing | 0 | Conventional | ComRefrig | Com - Restaurant | Com | RET Only | 0 | 1000 sqft2 of floor space | Linear Ft. | 12 | DEER:HVAC_Chillers | 0 | 0 | 0 | SWCR001-03 | 0 | 2021 | 0 | 0 | 2021 | 0 | 0 | SWCR001-03 | ComRefrig - Anti Sweat Heat Controls - Cold ¦ PG&E ¦ Cold | ComRefrig - Anti Sweat Heat Controls - Cold | 0.48845 | 1 | 0.35205 | CBSA 2014 | 0 | 2012 | 0.6 | SWCR001-03
COM-COMREFRIG-61.12 | Com ¦ Walk-in Anti Sweat Heat Controls - Cold ¦ PG&E ¦ Cold | Com ¦ Walk-in Anti Sweat Heat Controls - Cold | PG&E ¦ Cold | PG&E | All | Electric | Display Case With anti-sweat water heater Controls | Efficient | 0 | Conventional | ComRefrig | Com - Restaurant | Com | RET Only | 0 | 1000 sqft2 of floor space | Linear Ft. | 12 | DEER:HVAC_Chillers | -393.5 | 0 | 4.415 | SWCR001-03 | 51.775 | 2021 | 0 | 31.265 | 2021 | 0 | 0 | SWCR001-03 | ComRefrig - Anti Sweat Heat Controls - Cold ¦ PG&E ¦ Cold | ComRefrig - Anti Sweat Heat Controls - Cold | 0.48845 | 1 | 0.64795 | CBSA 2014 | 7.2052 | 2012 | 0.6 | SWCR001-03
COM-COMREFRIG-60.13 | Com ¦ No Walk-in Anti Sweat Heat Controls - Marine ¦ PG&E ¦ Marine | Com ¦ No Walk-in Anti Sweat Heat Controls - Marine | PG&E ¦ Marine | PG&E | All | Electric | Display Case With No anti-sweat water heater Controls | Average Existing | 0 | Conventional | ComRefrig | Com - Retail | Com | RET Only | 0 | 1000 sqft2 of floor space | Linear Ft. | 12 | DEER:HVAC_Chillers | 0 | 0 | 0 | SWCR001-03 | 0 | 2021 | 0 | 0 | 2021 | 0 | 0 | SWCR001-03 | ComRefrig - Anti Sweat Heat Controls - Marine ¦ PG&E ¦ Marine | ComRefrig - Anti Sweat Heat Controls - Marine | 0.7978 | 1 | 0.35205 | CBSA 2014 | 0 | 2012 | 0.6 | SWCR001-03
COM-COMREFRIG-61.13 | Com ¦ Walk-in Anti Sweat Heat Controls - Marine ¦ PG&E ¦ Marine | Com ¦ Walk-in Anti Sweat Heat Controls - Marine | PG&E ¦ Marine | PG&E | All | Electric | Display Case With anti-sweat water heater Controls | Efficient | 0 | Conventional | ComRefrig | Com - Retail | Com | RET Only | 0 | 1000 sqft2 of floor space | Linear Ft. | 12 | DEER:HVAC_Chillers | -390 | 0 | 4.75 | SWCR001-03 | 51.775 | 2021 | 0 | 31.265 | 2021 | 0 | 0 | SWCR001-03 | ComRefrig - Anti Sweat Heat Controls - Marine ¦ PG&E ¦ Marine | ComRefrig - Anti Sweat Heat Controls - Marine | 0.7978 | 1 | 0.64795 | CBSA 2014 | -794.586 | 2012 | 0.6 | SWCR001-03
COM-COMREFRIG-60.14 | Com ¦ No Walk-in Anti Sweat Heat Controls - Hot-Dry ¦ PG&E ¦ Hot-Dry | Com ¦ No Walk-in Anti Sweat Heat Controls - Hot-Dry | PG&E ¦ Hot-Dry | PG&E | All | Electric | Display Case With No anti-sweat water heater Controls | Average Existing | 0 | Conventional | ComRefrig | Com - Retail | Com | RET Only | 0 | 1000 sqft2 of floor space | Linear Ft. | 12 | DEER:HVAC_Chillers | 0 | 0 | 0 | SWCR001-03 | 0 | 2021 | 0 | 0 | 2021 | 0 | 0 | SWCR001-03 | ComRefrig - Anti Sweat Heat Controls - Hot-Dry ¦ PG&E ¦ Hot-Dry | ComRefrig - Anti Sweat Heat Controls - Hot-Dry | 0.7978 | 1 | 0.35205 | CBSA 2014 | 0 | 2012 | 0.6 | SWCR001-03
COM-COMREFRIG-61.14 | Com ¦ Walk-in Anti Sweat Heat Controls - Hot-Dry ¦ PG&E ¦ Hot-Dry | Com ¦ Walk-in Anti Sweat Heat Controls - Hot-Dry | PG&E ¦ Hot-Dry | PG&E | All | Electric | Display Case With anti-sweat water heater Controls | Efficient | 0 | Conventional | ComRefrig | Com - Retail | Com | RET Only | 0 | 1000 sqft2 of floor space | Linear Ft. | 12 | DEER:HVAC_Chillers | -346.5 | 0 | 2.905 | SWCR001-03 | 51.775 | 2021 | 0 | 31.265 | 2021 | 0 | 0 | SWCR001-03 | ComRefrig - Anti Sweat Heat Controls - Hot-Dry ¦ PG&E ¦ Hot-Dry | ComRefrig - Anti Sweat Heat Controls - Hot-Dry | 0.7978 | 1 | 0.64795 | CBSA 2014 | -473.7169 | 2012 | 0.6 | SWCR001-03
COM-COMREFRIG-60.15 | Com ¦ No Walk-in Anti Sweat Heat Controls - Cold ¦ PG&E ¦ Cold | Com ¦ No Walk-in Anti Sweat Heat Controls - Cold | PG&E ¦ Cold | PG&E | All | Electric | Display Case With No anti-sweat water heater Controls | Average Existing | 0 | Conventional | ComRefrig | Com - Retail | Com | RET Only | 0 | 1000 sqft2 of floor space | Linear Ft. | 12 | DEER:HVAC_Chillers | 0 | 0 | 0 | SWCR001-03 | 0 | 2021 | 0 | 0 | 2021 | 0 | 0 | SWCR001-03 | ComRefrig - Anti Sweat Heat Controls - Cold ¦ PG&E ¦ Cold | ComRefrig - Anti Sweat Heat Controls - Cold | 0.7978 | 1 | 0.35205 | CBSA 2014 | 0 | 2012 | 0.6 | SWCR001-03
COM-COMREFRIG-61.15 | Com ¦ Walk-in Anti Sweat Heat Controls - Cold ¦ PG&E ¦ Cold | Com ¦ Walk-in Anti Sweat Heat Controls - Cold | PG&E ¦ Cold | PG&E | All | Electric | Display Case With anti-sweat water heater Controls | Efficient | 0 | Conventional | ComRefrig | Com - Retail | Com | RET Only | 0 | 1000 sqft2 of floor space | Linear Ft. | 12 | DEER:HVAC_Chillers | -393.5 | 0 | 4.415 | SWCR001-03 | 51.775 | 2021 | 0 | 31.265 | 2021 | 0 | 0 | SWCR001-03 | ComRefrig - Anti Sweat Heat Controls - Cold ¦ PG&E ¦ Cold | ComRefrig - Anti Sweat Heat Controls - Cold | 0.7978 | 1 | 0.64795 | CBSA 2014 | -735.0337 | 2012 | 0.6 | SWCR001-03
COM-COMREFRIG-60.16 | Com ¦ No Walk-in Anti Sweat Heat Controls - Marine ¦ PG&E ¦ Marine | Com ¦ No Walk-in Anti Sweat Heat Controls - Marine | PG&E ¦ Marine | PG&E | All | Electric | Display Case With No anti-sweat water heater Controls | Average Existing | 0 | Conventional | ComRefrig | Com - School | Com | RET Only | 0 | 1000 sqft2 of floor space | Linear Ft. | 12 | DEER:HVAC_Chillers | 0 | 0 | 0 | SWCR001-03 | 0 | 2021 | 0 | 0 | 2021 | 0 | 0 | SWCR001-03 | ComRefrig - Anti Sweat Heat Controls - Marine ¦ PG&E ¦ Marine | ComRefrig - Anti Sweat Heat Controls - Marine | 0.0047519 | 1 | 0.35205 | CBSA 2014 | 0 | 2012 | 0.6 | SWCR001-03
COM-COMREFRIG-61.16 | Com ¦ Walk-in Anti Sweat Heat Controls - Marine ¦ PG&E ¦ Marine | Com ¦ Walk-in Anti Sweat Heat Controls - Marine | PG&E ¦ Marine | PG&E | All | Electric | Display Case With anti-sweat water heater Controls | Efficient | 0 | Conventional | ComRefrig | Com - School | Com | RET Only | 0 | 1000 sqft2 of floor space | Linear Ft. | 12 | DEER:HVAC_Chillers | -390 | 0 | 4.75 | SWCR001-03 | 51.775 | 2021 | 0 | 31.265 | 2021 | 0 | 0 | SWCR001-03 | ComRefrig - Anti Sweat Heat Controls - Marine ¦ PG&E ¦ Marine | ComRefrig - Anti Sweat Heat Controls - Marine | 0.0047519 | 1 | 0.64795 | CBSA 2014 | 27.3653 | 2012 | 0.6 | SWCR001-03
COM-COMREFRIG-60.17 | Com ¦ No Walk-in Anti Sweat Heat Controls - Hot-Dry ¦ PG&E ¦ Hot-Dry | Com ¦ No Walk-in Anti Sweat Heat Controls - Hot-Dry | PG&E ¦ Hot-Dry | PG&E | All | Electric | Display Case With No anti-sweat water heater Controls | Average Existing | 0 | Conventional | ComRefrig | Com - School | Com | RET Only | 0 | 1000 sqft2 of floor space | Linear Ft. | 12 | DEER:HVAC_Chillers | 0 | 0 | 0 | SWCR001-03 | 0 | 2021 | 0 | 0 | 2021 | 0 | 0 | SWCR001-03 | ComRefrig - Anti Sweat Heat Controls - Hot-Dry ¦ PG&E ¦ Hot-Dry | ComRefrig - Anti Sweat Heat Controls - Hot-Dry | 0.0047519 | 1 | 0.35205 | CBSA 2014 | 0 | 2012 | 0.6 | SWCR001-03
COM-COMREFRIG-61.17 | Com ¦ Walk-in Anti Sweat Heat Controls - Hot-Dry ¦ PG&E ¦ Hot-Dry | Com ¦ Walk-in Anti Sweat Heat Controls - Hot-Dry | PG&E ¦ Hot-Dry | PG&E | All | Electric | Display Case With anti-sweat water heater Controls | Efficient | 0 | Conventional | ComRefrig | Com - School | Com | RET Only | 0 | 1000 sqft2 of floor space | Linear Ft. | 12 | DEER:HVAC_Chillers | -346.5 | 0 | 2.905 | SWCR001-03 | 51.775 | 2021 | 0 | 31.265 | 2021 | 0 | 0 | SWCR001-03 | ComRefrig - Anti Sweat Heat Controls - Hot-Dry ¦ PG&E ¦ Hot-Dry | ComRefrig - Anti Sweat Heat Controls - Hot-Dry | 0.0047519 | 1 | 0.64795 | CBSA 2014 | 26.0406 | 2012 | 0.6 | SWCR001-03
COM-COMREFRIG-60.18 | Com ¦ No Walk-in Anti Sweat Heat Controls - Cold ¦ PG&E ¦ Cold | Com ¦ No Walk-in Anti Sweat Heat Controls - Cold | PG&E ¦ Cold | PG&E | All | Electric | Display Case With No anti-sweat water heater Controls | Average Existing | 0 | Conventional | ComRefrig | Com - School | Com | RET Only | 0 | 1000 sqft2 of floor space | Linear Ft. | 12 | DEER:HVAC_Chillers | 0 | 0 | 0 | SWCR001-03 | 0 | 2021 | 0 | 0 | 2021 | 0 | 0 | SWCR001-03 | ComRefrig - Anti Sweat Heat Controls - Cold ¦ PG&E ¦ Cold | ComRefrig - Anti Sweat Heat Controls - Cold | 0.0047519 | 1 | 0.35205 | CBSA 2014 | 0 | 2012 | 0.6 | SWCR001-03
COM-COMREFRIG-61.18 | Com ¦ Walk-in Anti Sweat Heat Controls - Cold ¦ PG&E ¦ Cold | Com ¦ Walk-in Anti Sweat Heat Controls - Cold | PG&E ¦ Cold | PG&E | All | Electric | Display Case With anti-sweat water heater Controls | Efficient | 0 | Conventional | ComRefrig | Com - School | Com | RET Only | 0 | 1000 sqft2 of floor space | Linear Ft. | 12 | DEER:HVAC_Chillers | -393.5 | 0 | 4.415 | SWCR001-03 | 51.775 | 2021 | 0 | 31.265 | 2021 | 0 | 0 | SWCR001-03 | ComRefrig - Anti Sweat Heat Controls - Cold ¦ PG&E ¦ Cold | ComRefrig - Anti Sweat Heat Controls - Cold | 0.0047519 | 1 | 0.64795 | CBSA 2014 | 28.1069 | 2012 | 0.6 | SWCR001-03
COM-COMREFRIG-60.1 | Com ¦ No Walk-in Anti Sweat Heat Controls - Marine ¦ SCE ¦ Marine | Com ¦ No Walk-in Anti Sweat Heat Controls - Marine | SCE ¦ Marine | SCE | All | Electric | Display Case With No anti-sweat water heater Controls | Average Existing | 0 | Conventional | ComRefrig | Com - College | Com | RET Only | 0 | 1000 sqft2 of floor space | Linear Ft. | 12 | DEER:HVAC_Chillers | 0 | 0 | 0 | SWCR001-03 | 0 | 2021 | 0 | 0 | 2021 | 0 | 0 | SWCR001-03 | ComRefrig - Anti Sweat Heat Controls - Marine ¦ SCE ¦ Marine | ComRefrig - Anti Sweat Heat Controls - Marine | 0.0047519 | 1 | 0.35205 | CBSA 2014 | 0 | 2012 | 0.6 | SWCR001-03
COM-COMREFRIG-61.1 | Com ¦ Walk-in Anti Sweat Heat Controls - Marine ¦ SCE ¦ Marine | Com ¦ Walk-in Anti Sweat Heat Controls - Marine | SCE ¦ Marine | SCE | All | Electric | Display Case With anti-sweat water heater Controls | Efficient | 0 | Conventional | ComRefrig | Com - College | Com | RET Only | 0 | 1000 sqft2 of floor space | Linear Ft. | 12 | DEER:HVAC_Chillers | -312 | 0 | 3.66 | SWCR001-03 | 51.775 | 2021 | 0 | 31.265 | 2021 | 0 | 0 | SWCR001-03 | ComRefrig - Anti Sweat Heat Controls - Marine ¦ SCE ¦ Marine | ComRefrig - Anti Sweat Heat Controls - Marine | 0.0047519 | 1 | 0.64795 | CBSA 2014 | 13.3212 | 2012 | 0.6 | SWCR001-03
COM-COMREFRIG-60.2 | Com ¦ No Walk-in Anti Sweat Heat Controls - Hot-Dry ¦ SCE ¦ Hot-Dry | Com ¦ No Walk-in Anti Sweat Heat Controls - Hot-Dry | SCE ¦ Hot-Dry | SCE | All | Electric | Display Case With No anti-sweat water heater Controls | Average Existing | 0 | Conventional | ComRefrig | Com - College | Com | RET Only | 0 | 1000 sqft2 of floor space | Linear Ft. | 12 | DEER:HVAC_Chillers | 0 | 0 | 0 | SWCR001-03 | 0 | 2021 | 0 | 0 | 2021 | 0 | 0 | SWCR001-03 | ComRefrig - Anti Sweat Heat Controls - Hot-Dry ¦ SCE ¦ Hot-Dry | ComRefrig - Anti Sweat Heat Controls - Hot-Dry | 0.0047519 | 1 | 0.35205 | CBSA 2014 | 0 | 2012 | 0.6 | SWCR001-03
COM-COMREFRIG-61.2 | Com ¦ Walk-in Anti Sweat Heat Controls - Hot-Dry ¦ SCE ¦ Hot-Dry | Com ¦ Walk-in Anti Sweat Heat Controls - Hot-Dry | SCE ¦ Hot-Dry | SCE | All | Electric | Display Case With anti-sweat water heater Controls | Efficient | 0 | Conventional | ComRefrig | Com - College | Com | RET Only | 0 | 1000 sqft2 of floor space | Linear Ft. | 12 | DEER:HVAC_Chillers | -305 | 0 | 2.175 | SWCR001-03 | 51.775 | 2021 | 0 | 31.265 | 2021 | 0 | 0 | SWCR001-03 | ComRefrig - Anti Sweat Heat Controls - Hot-Dry ¦ SCE ¦ Hot-Dry | ComRefrig - Anti Sweat Heat Controls - Hot-Dry | 0.0047519 | 1 | 0.64795 | CBSA 2014 | 14.2925 | 2012 | 0.6 | SWCR001-03
COM-COMREFRIG-60.3 | Com ¦ No Walk-in Anti Sweat Heat Controls - Cold ¦ SCE ¦ Cold | Com ¦ No Walk-in Anti Sweat Heat Controls - Cold | SCE ¦ Cold | SCE | All | Electric | Display Case With No anti-sweat water heater Controls | Average Existing | 0 | Conventional | ComRefrig | Com - College | Com | RET Only | 0 | 1000 sqft2 of floor space | Linear Ft. | 12 | DEER:HVAC_Chillers | 0 | 0 | 0 | SWCR001-03 | 0 | 2021 | 0 | 0 | 2021 | 0 | 0 | SWCR001-03 | ComRefrig - Anti Sweat Heat Controls - Cold ¦ SCE ¦ Cold | ComRefrig - Anti Sweat Heat Controls - Cold | 0.0047519 | 1 | 0.35205 | CBSA 2014 | 0 | 2012 | 0.6 | SWCR001-03
COM-COMREFRIG-61.3 | Com ¦ Walk-in Anti Sweat Heat Controls - Cold ¦ SCE ¦ Cold | Com ¦ Walk-in Anti Sweat Heat Controls - Cold | SCE ¦ Cold | SCE | All | Electric | Display Case With anti-sweat water heater Controls | Efficient | 0 | Conventional | ComRefrig | Com - College | Com | RET Only | 0 | 1000 sqft2 of floor space | Linear Ft. | 12 | DEER:HVAC_Chillers | -393.5 | 0 | 4.415 | SWCR001-03 | 51.775 | 2021 | 0 | 31.265 | 2021 | 0 | 0 | SWCR001-03 | ComRefrig - Anti Sweat Heat Controls - Cold ¦ SCE ¦ Cold | ComRefrig - Anti Sweat Heat Controls - Cold | 0.0047519 | 1 | 0.64795 | CBSA 2014 | 16.9829 | 2012 | 0.6 | SWCR001-03
COM-COMREFRIG-60.4 | Com ¦ No Walk-in Anti Sweat Heat Controls - Marine ¦ SCE ¦ Marine | Com ¦ No Walk-in Anti Sweat Heat Controls - Marine | SCE ¦ Marine | SCE | All | Electric | Display Case With No anti-sweat water heater Controls | Average Existing | 0 | Conventional | ComRefrig | Com - Grocery | Com | RET Only | 0 | 1000 sqft2 of floor space | Linear Ft. | 12 | DEER:HVAC_Chillers | 0 | 0 | 0 | SWCR001-03 | 0 | 2021 | 0 | 0 | 2021 | 0 | 0 | SWCR001-03 | ComRefrig - Anti Sweat Heat Controls - Marine ¦ SCE ¦ Marine | ComRefrig - Anti Sweat Heat Controls - Marine | 6.7048 | 1 | 0.35205 | CBSA 2014 | 0 | 2012 | 0.6 | SWCR001-03
COM-COMREFRIG-61.4 | Com ¦ Walk-in Anti Sweat Heat Controls - Marine ¦ SCE ¦ Marine | Com ¦ Walk-in Anti Sweat Heat Controls - Marine | SCE ¦ Marine | SCE | All | Electric | Display Case With anti-sweat water heater Controls | Efficient | 0 | Conventional | ComRefrig | Com - Grocery | Com | RET Only | 0 | 1000 sqft2 of floor space | Linear Ft. | 12 | DEER:HVAC_Chillers | -312 | 0 | 3.66 | SWCR001-03 | 51.775 | 2021 | 0 | 31.265 | 2021 | 0 | 0 | SWCR001-03 | ComRefrig - Anti Sweat Heat Controls - Marine ¦ SCE ¦ Marine | ComRefrig - Anti Sweat Heat Controls - Marine | 6.7048 | 1 | 0.64795 | CBSA 2014 | -1.0963 | 2012 | 0.6 | SWCR001-03
COM-COMREFRIG-60.5 | Com ¦ No Walk-in Anti Sweat Heat Controls - Hot-Dry ¦ SCE ¦ Hot-Dry | Com ¦ No Walk-in Anti Sweat Heat Controls - Hot-Dry | SCE ¦ Hot-Dry | SCE | All | Electric | Display Case With No anti-sweat water heater Controls | Average Existing | 0 | Conventional | ComRefrig | Com - Grocery | Com | RET Only | 0 | 1000 sqft2 of floor space | Linear Ft. | 12 | DEER:HVAC_Chillers | 0 | 0 | 0 | SWCR001-03 | 0 | 2021 | 0 | 0 | 2021 | 0 | 0 | SWCR001-03 | ComRefrig - Anti Sweat Heat Controls - Hot-Dry ¦ SCE ¦ Hot-Dry | ComRefrig - Anti Sweat Heat Controls - Hot-Dry | 6.7048 | 1 | 0.35205 | CBSA 2014 | 0 | 2012 | 0.6 | SWCR001-03
COM-COMREFRIG-61.5 | Com ¦ Walk-in Anti Sweat Heat Controls - Hot-Dry ¦ SCE ¦ Hot-Dry | Com ¦ Walk-in Anti Sweat Heat Controls - Hot-Dry | SCE ¦ Hot-Dry | SCE | All | Electric | Display Case With anti-sweat water heater Controls | Efficient | 0 | Conventional | ComRefrig | Com - Grocery | Com | RET Only | 0 | 1000 sqft2 of floor space | Linear Ft. | 12 | DEER:HVAC_Chillers | -305 | 0 | 2.175 | SWCR001-03 | 51.775 | 2021 | 0 | 31.265 | 2021 | 0 | 0 | SWCR001-03 | ComRefrig - Anti Sweat Heat Controls - Hot-Dry ¦ SCE ¦ Hot-Dry | ComRefrig - Anti Sweat Heat Controls - Hot-Dry | 6.7048 | 1 | 0.64795 | CBSA 2014 | 2.7855 | 2012 | 0.6 | SWCR001-03
COM-COMREFRIG-60.6 | Com ¦ No Walk-in Anti Sweat Heat Controls - Cold ¦ SCE ¦ Cold | Com ¦ No Walk-in Anti Sweat Heat Controls - Cold | SCE ¦ Cold | SCE | All | Electric | Display Case With No anti-sweat water heater Controls | Average Existing | 0 | Conventional | ComRefrig | Com - Grocery | Com | RET Only | 0 | 1000 sqft2 of floor space | Linear Ft. | 12 | DEER:HVAC_Chillers | 0 | 0 | 0 | SWCR001-03 | 0 | 2021 | 0 | 0 | 2021 | 0 | 0 | SWCR001-03 | ComRefrig - Anti Sweat Heat Controls - Cold ¦ SCE ¦ Cold | ComRefrig - Anti Sweat Heat Controls - Cold | 6.7048 | 1 | 0.35205 | CBSA 2014 | 0 | 2012 | 0.6 | SWCR001-03
COM-COMREFRIG-61.6 | Com ¦ Walk-in Anti Sweat Heat Controls - Cold ¦ SCE ¦ Cold | Com ¦ Walk-in Anti Sweat Heat Controls - Cold | SCE ¦ Cold | SCE | All | Electric | Display Case With anti-sweat water heater Controls | Efficient | 0 | Conventional | ComRefrig | Com - Grocery | Com | RET Only | 0 | 1000 sqft2 of floor space | Linear Ft. | 12 | DEER:HVAC_Chillers | -393.5 | 0 | 4.415 | SWCR001-03 | 51.775 | 2021 | 0 | 31.265 | 2021 | 0 | 0 | SWCR001-03 | ComRefrig - Anti Sweat Heat Controls - Cold ¦ SCE ¦ Cold | ComRefrig - Anti Sweat Heat Controls - Cold | 6.7048 | 1 | 0.64795 | CBSA 2014 | -0.82985 | 2012 | 0.6 | SWCR001-03
COM-COMREFRIG-60.7 | Com ¦ No Walk-in Anti Sweat Heat Controls - Marine ¦ SCE ¦ Marine | Com ¦ No Walk-in Anti Sweat Heat Controls - Marine | SCE ¦ Marine | SCE | All | Electric | Display Case With No anti-sweat water heater Controls | Average Existing | 0 | Conventional | ComRefrig | Com - Refrig. Warehouse | Com | RET Only | 0 | 1000 sqft2 of floor space | Linear Ft. | 12 | DEER:HVAC_Chillers | 0 | 0 | 0 | SWCR001-03 | 0 | 2021 | 0 | 0 | 2021 | 0 | 0 | SWCR001-03 | ComRefrig - Anti Sweat Heat Controls - Marine ¦ SCE ¦ Marine | ComRefrig - Anti Sweat Heat Controls - Marine | 0.044734 | 1 | 0.35205 | CBSA 2014 | 0 | 2012 | 0.6 | SWCR001-03
COM-COMREFRIG-61.7 | Com ¦ Walk-in Anti Sweat Heat Controls - Marine ¦ SCE ¦ Marine | Com ¦ Walk-in Anti Sweat Heat Controls - Marine | SCE ¦ Marine | SCE | All | Electric | Display Case With anti-sweat water heater Controls | Efficient | 0 | Conventional | ComRefrig | Com - Refrig. Warehouse | Com | RET Only | 0 | 1000 sqft2 of floor space | Linear Ft. | 12 | DEER:HVAC_Chillers | -312 | 0 | 3.66 | SWCR001-03 | 51.775 | 2021 | 0 | 31.265 | 2021 | 0 | 0 | SWCR001-03 | ComRefrig - Anti Sweat Heat Controls - Marine ¦ SCE ¦ Marine | ComRefrig - Anti Sweat Heat Controls - Marine | 0.044734 | 1 | 0.64795 | CBSA 2014 | 3.9359 | 2012 | 0.6 | SWCR001-03
COM-COMREFRIG-60.8 | Com ¦ No Walk-in Anti Sweat Heat Controls - Hot-Dry ¦ SCE ¦ Hot-Dry | Com ¦ No Walk-in Anti Sweat Heat Controls - Hot-Dry | SCE ¦ Hot-Dry | SCE | All | Electric | Display Case With No anti-sweat water heater Controls | Average Existing | 0 | Conventional | ComRefrig | Com - Refrig. Warehouse | Com | RET Only | 0 | 1000 sqft2 of floor space | Linear Ft. | 12 | DEER:HVAC_Chillers | 0 | 0 | 0 | SWCR001-03 | 0 | 2021 | 0 | 0 | 2021 | 0 | 0 | SWCR001-03 | ComRefrig - Anti Sweat Heat Controls - Hot-Dry ¦ SCE ¦ Hot-Dry | ComRefrig - Anti Sweat Heat Controls - Hot-Dry | 0.044734 | 1 | 0.35205 | CBSA 2014 | 0 | 2012 | 0.6 | SWCR001-03
COM-COMREFRIG-61.8 | Com ¦ Walk-in Anti Sweat Heat Controls - Hot-Dry ¦ SCE ¦ Hot-Dry | Com ¦ Walk-in Anti Sweat Heat Controls - Hot-Dry | SCE ¦ Hot-Dry | SCE | All | Electric | Display Case With anti-sweat water heater Controls | Efficient | 0 | Conventional | ComRefrig | Com - Refrig. Warehouse | Com | RET Only | 0 | 1000 sqft2 of floor space | Linear Ft. | 12 | DEER:HVAC_Chillers | -305 | 0 | 2.175 | SWCR001-03 | 51.775 | 2021 | 0 | 31.265 | 2021 | 0 | 0 | SWCR001-03 | ComRefrig - Anti Sweat Heat Controls - Hot-Dry ¦ SCE ¦ Hot-Dry | ComRefrig - Anti Sweat Heat Controls - Hot-Dry | 0.044734 | 1 | 0.64795 | CBSA 2014 | 4.8546 | 2012 | 0.6 | SWCR001-03
COM-COMREFRIG-60.9 | Com ¦ No Walk-in Anti Sweat Heat Controls - Cold ¦ SCE ¦ Cold | Com ¦ No Walk-in Anti Sweat Heat Controls - Cold | SCE ¦ Cold | SCE | All | Electric | Display Case With No anti-sweat water heater Controls | Average Existing | 0 | Conventional | ComRefrig | Com - Refrig. Warehouse | Com | RET Only | 0 | 1000 sqft2 of floor space | Linear Ft. | 12 | DEER:HVAC_Chillers | 0 | 0 | 0 | SWCR001-03 | 0 | 2021 | 0 | 0 | 2021 | 0 | 0 | SWCR001-03 | ComRefrig - Anti Sweat Heat Controls - Cold ¦ SCE ¦ Cold | ComRefrig - Anti Sweat Heat Controls - Cold | 0.044734 | 1 | 0.35205 | CBSA 2014 | 0 | 2012 | 0.6 | SWCR001-03
COM-COMREFRIG-61.9 | Com ¦ Walk-in Anti Sweat Heat Controls - Cold ¦ SCE ¦ Cold | Com ¦ Walk-in Anti Sweat Heat Controls - Cold | SCE ¦ Cold | SCE | All | Electric | Display Case With anti-sweat water heater Controls | Efficient | 0 | Conventional | ComRefrig | Com - Refrig. Warehouse | Com | RET Only | 0 | 1000 sqft2 of floor space | Linear Ft. | 12 | DEER:HVAC_Chillers | -393.5 | 0 | 4.415 | SWCR001-03 | 51.775 | 2021 | 0 | 31.265 | 2021 | 0 | 0 | SWCR001-03 | ComRefrig - Anti Sweat Heat Controls - Cold ¦ SCE ¦ Cold | ComRefrig - Anti Sweat Heat Controls - Cold | 0.044734 | 1 | 0.64795 | CBSA 2014 | 5.1084 | 2012 | 0.6 | SWCR001-03
COM-COMREFRIG-60.10 | Com ¦ No Walk-in Anti Sweat Heat Controls - Marine ¦ SCE ¦ Marine | Com ¦ No Walk-in Anti Sweat Heat Controls - Marine | SCE ¦ Marine | SCE | All | Electric | Display Case With No anti-sweat water heater Controls | Average Existing | 0 | Conventional | ComRefrig | Com - Restaurant | Com | RET Only | 0 | 1000 sqft2 of floor space | Linear Ft. | 12 | DEER:HVAC_Chillers | 0 | 0 | 0 | SWCR001-03 | 0 | 2021 | 0 | 0 | 2021 | 0 | 0 | SWCR001-03 | ComRefrig - Anti Sweat Heat Controls - Marine ¦ SCE ¦ Marine | ComRefrig - Anti Sweat Heat Controls - Marine | 0.48845 | 1 | 0.35205 | CBSA 2014 | 0 | 2012 | 0.6 | SWCR001-03
COM-COMREFRIG-61.10 | Com ¦ Walk-in Anti Sweat Heat Controls - Marine ¦ SCE ¦ Marine | Com ¦ Walk-in Anti Sweat Heat Controls - Marine | SCE ¦ Marine | SCE | All | Electric | Display Case With anti-sweat water heater Controls | Efficient | 0 | Conventional | ComRefrig | Com - Restaurant | Com | RET Only | 0 | 1000 sqft2 of floor space | Linear Ft. | 12 | DEER:HVAC_Chillers | -312 | 0 | 3.66 | SWCR001-03 | 51.775 | 2021 | 0 | 31.265 | 2021 | 0 | 0 | SWCR001-03 | ComRefrig - Anti Sweat Heat Controls - Marine ¦ SCE ¦ Marine | ComRefrig - Anti Sweat Heat Controls - Marine | 0.48845 | 1 | 0.64795 | CBSA 2014 | 5.6702 | 2012 | 0.6 | SWCR001-03
COM-COMREFRIG-60.11 | Com ¦ No Walk-in Anti Sweat Heat Controls - Hot-Dry ¦ SCE ¦ Hot-Dry | Com ¦ No Walk-in Anti Sweat Heat Controls - Hot-Dry | SCE ¦ Hot-Dry | SCE | All | Electric | Display Case With No anti-sweat water heater Controls | Average Existing | 0 | Conventional | ComRefrig | Com - Restaurant | Com | RET Only | 0 | 1000 sqft2 of floor space | Linear Ft. | 12 | DEER:HVAC_Chillers | 0 | 0 | 0 | SWCR001-03 | 0 | 2021 | 0 | 0 | 2021 | 0 | 0 | SWCR001-03 | ComRefrig - Anti Sweat Heat Controls - Hot-Dry ¦ SCE ¦ Hot-Dry | ComRefrig - Anti Sweat Heat Controls - Hot-Dry | 0.48845 | 1 | 0.35205 | CBSA 2014 | 0 | 2012 | 0.6 | SWCR001-03
COM-COMREFRIG-61.11 | Com ¦ Walk-in Anti Sweat Heat Controls - Hot-Dry ¦ SCE ¦ Hot-Dry | Com ¦ Walk-in Anti Sweat Heat Controls - Hot-Dry | SCE ¦ Hot-Dry | SCE | All | Electric | Display Case With anti-sweat water heater Controls | Efficient | 0 | Conventional | ComRefrig | Com - Restaurant | Com | RET Only | 0 | 1000 sqft2 of floor space | Linear Ft. | 12 | DEER:HVAC_Chillers | -305 | 0 | 2.175 | SWCR001-03 | 51.775 | 2021 | 0 | 31.265 | 2021 | 0 | 0 | SWCR001-03 | ComRefrig - Anti Sweat Heat Controls - Hot-Dry ¦ SCE ¦ Hot-Dry | ComRefrig - Anti Sweat Heat Controls - Hot-Dry | 0.48845 | 1 | 0.64795 | CBSA 2014 | 5.9188 | 2012 | 0.6 | SWCR001-03
COM-COMREFRIG-60.12 | Com ¦ No Walk-in Anti Sweat Heat Controls - Cold ¦ SCE ¦ Cold | Com ¦ No Walk-in Anti Sweat Heat Controls - Cold | SCE ¦ Cold | SCE | All | Electric | Display Case With No anti-sweat water heater Controls | Average Existing | 0 | Conventional | ComRefrig | Com - Restaurant | Com | RET Only | 0 | 1000 sqft2 of floor space | Linear Ft. | 12 | DEER:HVAC_Chillers | 0 | 0 | 0 | SWCR001-03 | 0 | 2021 | 0 | 0 | 2021 | 0 | 0 | SWCR001-03 | ComRefrig - Anti Sweat Heat Controls - Cold ¦ SCE ¦ Cold | ComRefrig - Anti Sweat Heat Controls - Cold | 0.48845 | 1 | 0.35205 | CBSA 2014 | 0 | 2012 | 0.6 | SWCR001-03
COM-COMREFRIG-61.12 | Com ¦ Walk-in Anti Sweat Heat Controls - Cold ¦ SCE ¦ Cold | Com ¦ Walk-in Anti Sweat Heat Controls - Cold | SCE ¦ Cold | SCE | All | Electric | Display Case With anti-sweat water heater Controls | Efficient | 0 | Conventional | ComRefrig | Com - Restaurant | Com | RET Only | 0 | 1000 sqft2 of floor space | Linear Ft. | 12 | DEER:HVAC_Chillers | -393.5 | 0 | 4.415 | SWCR001-03 | 51.775 | 2021 | 0 | 31.265 | 2021 | 0 | 0 | SWCR001-03 | ComRefrig - Anti Sweat Heat Controls - Cold ¦ SCE ¦ Cold | ComRefrig - Anti Sweat Heat Controls - Cold | 0.48845 | 1 | 0.64795 | CBSA 2014 | 7.2052 | 2012 | 0.6 | SWCR001-03
COM-COMREFRIG-60.13 | Com ¦ No Walk-in Anti Sweat Heat Controls - Marine ¦ SCE ¦ Marine | Com ¦ No Walk-in Anti Sweat Heat Controls - Marine | SCE ¦ Marine | SCE | All | Electric | Display Case With No anti-sweat water heater Controls | Average Existing | 0 | Conventional | ComRefrig | Com - Retail | Com | RET Only | 0 | 1000 sqft2 of floor space | Linear Ft. | 12 | DEER:HVAC_Chillers | 0 | 0 | 0 | SWCR001-03 | 0 | 2021 | 0 | 0 | 2021 | 0 | 0 | SWCR001-03 | ComRefrig - Anti Sweat Heat Controls - Marine ¦ SCE ¦ Marine | ComRefrig - Anti Sweat Heat Controls - Marine | 0.7978 | 1 | 0.35205 | CBSA 2014 | 0 | 2012 | 0.6 | SWCR001-03
COM-COMREFRIG-61.13 | Com ¦ Walk-in Anti Sweat Heat Controls - Marine ¦ SCE ¦ Marine | Com ¦ Walk-in Anti Sweat Heat Controls - Marine | SCE ¦ Marine | SCE | All | Electric | Display Case With anti-sweat water heater Controls | Efficient | 0 | Conventional | ComRefrig | Com - Retail | Com | RET Only | 0 | 1000 sqft2 of floor space | Linear Ft. | 12 | DEER:HVAC_Chillers | -312 | 0 | 3.66 | SWCR001-03 | 51.775 | 2021 | 0 | 31.265 | 2021 | 0 | 0 | SWCR001-03 | ComRefrig - Anti Sweat Heat Controls - Marine ¦ SCE ¦ Marine | ComRefrig - Anti Sweat Heat Controls - Marine | 0.7978 | 1 | 0.64795 | CBSA 2014 | -610.947 | 2012 | 0.6 | SWCR001-03
COM-COMREFRIG-60.14 | Com ¦ No Walk-in Anti Sweat Heat Controls - Hot-Dry ¦ SCE ¦ Hot-Dry | Com ¦ No Walk-in Anti Sweat Heat Controls - Hot-Dry | SCE ¦ Hot-Dry | SCE | All | Electric | Display Case With No anti-sweat water heater Controls | Average Existing | 0 | Conventional | ComRefrig | Com - Retail | Com | RET Only | 0 | 1000 sqft2 of floor space | Linear Ft. | 12 | DEER:HVAC_Chillers | 0 | 0 | 0 | SWCR001-03 | 0 | 2021 | 0 | 0 | 2021 | 0 | 0 | SWCR001-03 | ComRefrig - Anti Sweat Heat Controls - Hot-Dry ¦ SCE ¦ Hot-Dry | ComRefrig - Anti Sweat Heat Controls - Hot-Dry | 0.7978 | 1 | 0.35205 | CBSA 2014 | 0 | 2012 | 0.6 | SWCR001-03
COM-COMREFRIG-61.14 | Com ¦ Walk-in Anti Sweat Heat Controls - Hot-Dry ¦ SCE ¦ Hot-Dry | Com ¦ Walk-in Anti Sweat Heat Controls - Hot-Dry | SCE ¦ Hot-Dry | SCE | All | Electric | Display Case With anti-sweat water heater Controls | Efficient | 0 | Conventional | ComRefrig | Com - Retail | Com | RET Only | 0 | 1000 sqft2 of floor space | Linear Ft. | 12 | DEER:HVAC_Chillers | -305 | 0 | 2.175 | SWCR001-03 | 51.775 | 2021 | 0 | 31.265 | 2021 | 0 | 0 | SWCR001-03 | ComRefrig - Anti Sweat Heat Controls - Hot-Dry ¦ SCE ¦ Hot-Dry | ComRefrig - Anti Sweat Heat Controls - Hot-Dry | 0.7978 | 1 | 0.64795 | CBSA 2014 | -349.5126 | 2012 | 0.6 | SWCR001-03
COM-COMREFRIG-60.15 | Com ¦ No Walk-in Anti Sweat Heat Controls - Cold ¦ SCE ¦ Cold | Com ¦ No Walk-in Anti Sweat Heat Controls - Cold | SCE ¦ Cold | SCE | All | Electric | Display Case With No anti-sweat water heater Controls | Average Existing | 0 | Conventional | ComRefrig | Com - Retail | Com | RET Only | 0 | 1000 sqft2 of floor space | Linear Ft. | 12 | DEER:HVAC_Chillers | 0 | 0 | 0 | SWCR001-03 | 0 | 2021 | 0 | 0 | 2021 | 0 | 0 | SWCR001-03 | ComRefrig - Anti Sweat Heat Controls - Cold ¦ SCE ¦ Cold | ComRefrig - Anti Sweat Heat Controls - Cold | 0.7978 | 1 | 0.35205 | CBSA 2014 | 0 | 2012 | 0.6 | SWCR001-03
COM-COMREFRIG-61.15 | Com ¦ Walk-in Anti Sweat Heat Controls - Cold ¦ SCE ¦ Cold | Com ¦ Walk-in Anti Sweat Heat Controls - Cold | SCE ¦ Cold | SCE | All | Electric | Display Case With anti-sweat water heater Controls | Efficient | 0 | Conventional | ComRefrig | Com - Retail | Com | RET Only | 0 | 1000 sqft2 of floor space | Linear Ft. | 12 | DEER:HVAC_Chillers | -393.5 | 0 | 4.415 | SWCR001-03 | 51.775 | 2021 | 0 | 31.265 | 2021 | 0 | 0 | SWCR001-03 | ComRefrig - Anti Sweat Heat Controls - Cold ¦ SCE ¦ Cold | ComRefrig - Anti Sweat Heat Controls - Cold | 0.7978 | 1 | 0.64795 | CBSA 2014 | -735.0337 | 2012 | 0.6 | SWCR001-03
COM-COMREFRIG-60.16 | Com ¦ No Walk-in Anti Sweat Heat Controls - Marine ¦ SCE ¦ Marine | Com ¦ No Walk-in Anti Sweat Heat Controls - Marine | SCE ¦ Marine | SCE | All | Electric | Display Case With No anti-sweat water heater Controls | Average Existing | 0 | Conventional | ComRefrig | Com - School | Com | RET Only | 0 | 1000 sqft2 of floor space | Linear Ft. | 12 | DEER:HVAC_Chillers | 0 | 0 | 0 | SWCR001-03 | 0 | 2021 | 0 | 0 | 2021 | 0 | 0 | SWCR001-03 | ComRefrig - Anti Sweat Heat Controls - Marine ¦ SCE ¦ Marine | ComRefrig - Anti Sweat Heat Controls - Marine | 0.0047519 | 1 | 0.35205 | CBSA 2014 | 0 | 2012 | 0.6 | SWCR001-03
COM-COMREFRIG-61.16 | Com ¦ Walk-in Anti Sweat Heat Controls - Marine ¦ SCE ¦ Marine | Com ¦ Walk-in Anti Sweat Heat Controls - Marine | SCE ¦ Marine | SCE | All | Electric | Display Case With anti-sweat water heater Controls | Efficient | 0 | Conventional | ComRefrig | Com - School | Com | RET Only | 0 | 1000 sqft2 of floor space | Linear Ft. | 12 | DEER:HVAC_Chillers | -312 | 0 | 3.66 | SWCR001-03 | 51.775 | 2021 | 0 | 31.265 | 2021 | 0 | 0 | SWCR001-03 | ComRefrig - Anti Sweat Heat Controls - Marine ¦ SCE ¦ Marine | ComRefrig - Anti Sweat Heat Controls - Marine | 0.0047519 | 1 | 0.64795 | CBSA 2014 | 22.0761 | 2012 | 0.6 | SWCR001-03
COM-COMREFRIG-60.17 | Com ¦ No Walk-in Anti Sweat Heat Controls - Hot-Dry ¦ SCE ¦ Hot-Dry | Com ¦ No Walk-in Anti Sweat Heat Controls - Hot-Dry | SCE ¦ Hot-Dry | SCE | All | Electric | Display Case With No anti-sweat water heater Controls | Average Existing | 0 | Conventional | ComRefrig | Com - School | Com | RET Only | 0 | 1000 sqft2 of floor space | Linear Ft. | 12 | DEER:HVAC_Chillers | 0 | 0 | 0 | SWCR001-03 | 0 | 2021 | 0 | 0 | 2021 | 0 | 0 | SWCR001-03 | ComRefrig - Anti Sweat Heat Controls - Hot-Dry ¦ SCE ¦ Hot-Dry | ComRefrig - Anti Sweat Heat Controls - Hot-Dry | 0.0047519 | 1 | 0.35205 | CBSA 2014 | 0 | 2012 | 0.6 | SWCR001-03
COM-COMREFRIG-61.17 | Com ¦ Walk-in Anti Sweat Heat Controls - Hot-Dry ¦ SCE ¦ Hot-Dry | Com ¦ Walk-in Anti Sweat Heat Controls - Hot-Dry | SCE ¦ Hot-Dry | SCE | All | Electric | Display Case With anti-sweat water heater Controls | Efficient | 0 | Conventional | ComRefrig | Com - School | Com | RET Only | 0 | 1000 sqft2 of floor space | Linear Ft. | 12 | DEER:HVAC_Chillers | -305 | 0 | 2.175 | SWCR001-03 | 51.775 | 2021 | 0 | 31.265 | 2021 | 0 | 0 | SWCR001-03 | ComRefrig - Anti Sweat Heat Controls - Hot-Dry ¦ SCE ¦ Hot-Dry | ComRefrig - Anti Sweat Heat Controls - Hot-Dry | 0.0047519 | 1 | 0.64795 | CBSA 2014 | 23.4236 | 2012 | 0.6 | SWCR001-03
COM-COMREFRIG-60.18 | Com ¦ No Walk-in Anti Sweat Heat Controls - Cold ¦ SCE ¦ Cold | Com ¦ No Walk-in Anti Sweat Heat Controls - Cold | SCE ¦ Cold | SCE | All | Electric | Display Case With No anti-sweat water heater Controls | Average Existing | 0 | Conventional | ComRefrig | Com - School | Com | RET Only | 0 | 1000 sqft2 of floor space | Linear Ft. | 12 | DEER:HVAC_Chillers | 0 | 0 | 0 | SWCR001-03 | 0 | 2021 | 0 | 0 | 2021 | 0 | 0 | SWCR001-03 | ComRefrig - Anti Sweat Heat Controls - Cold ¦ SCE ¦ Cold | ComRefrig - Anti Sweat Heat Controls - Cold | 0.0047519 | 1 | 0.35205 | CBSA 2014 | 0 | 2012 | 0.6 | SWCR001-03
COM-COMREFRIG-61.18 | Com ¦ Walk-in Anti Sweat Heat Controls - Cold ¦ SCE ¦ Cold | Com ¦ Walk-in Anti Sweat Heat Controls - Cold | SCE ¦ Cold | SCE | All | Electric | Display Case With anti-sweat water heater Controls | Efficient | 0 | Conventional | ComRefrig | Com - School | Com | RET Only | 0 | 1000 sqft2 of floor space | Linear Ft. | 12 | DEER:HVAC_Chillers | -393.5 | 0 | 4.415 | SWCR001-03 | 51.775 | 2021 | 0 | 31.265 | 2021 | 0 | 0 | SWCR001-03 | ComRefrig - Anti Sweat Heat Controls - Cold ¦ SCE ¦ Cold | ComRefrig - Anti Sweat Heat Controls - Cold | 0.0047519 | 1 | 0.64795 | CBSA 2014 | 28.1069 | 2012 | 0.6 | SWCR001-03
COM-COMREFRIG-60.1 | Com ¦ No Walk-in Anti Sweat Heat Controls - Marine ¦ SDG&E ¦ Marine | Com ¦ No Walk-in Anti Sweat Heat Controls - Marine | SDG&E ¦ Marine | SDG&E | All | Electric | Display Case With No anti-sweat water heater Controls | Average Existing | 0 | Conventional | ComRefrig | Com - College | Com | RET Only | 0 | 1000 sqft2 of floor space | Linear Ft. | 12 | DEER:HVAC_Chillers | 0 | 0 | 0 | SWCR001-03 | 0 | 2021 | 0 | 0 | 2021 | 0 | 0 | SWCR001-03 | ComRefrig - Anti Sweat Heat Controls - Marine ¦ SDG&E ¦ Marine | ComRefrig - Anti Sweat Heat Controls - Marine | 0.0047519 | 1 | 0.35205 | CBSA 2014 | 0 | 2012 | 0.6 | SWCR001-03
COM-COMREFRIG-61.1 | Com ¦ Walk-in Anti Sweat Heat Controls - Marine ¦ SDG&E ¦ Marine | Com ¦ Walk-in Anti Sweat Heat Controls - Marine | SDG&E ¦ Marine | SDG&E | All | Electric | Display Case With anti-sweat water heater Controls | Efficient | 0 | Conventional | ComRefrig | Com - College | Com | RET Only | 0 | 1000 sqft2 of floor space | Linear Ft. | 12 | DEER:HVAC_Chillers | -312 | 0 | 3.66 | SWCR001-03 | 51.775 | 2021 | 0 | 31.265 | 2021 | 0 | 0 | SWCR001-03 | ComRefrig - Anti Sweat Heat Controls - Marine ¦ SDG&E ¦ Marine | ComRefrig - Anti Sweat Heat Controls - Marine | 0.0047519 | 1 | 0.64795 | CBSA 2014 | 13.3212 | 2012 | 0.6 | SWCR001-03
COM-COMREFRIG-60.2 | Com ¦ No Walk-in Anti Sweat Heat Controls - Hot-Dry ¦ SDG&E ¦ Hot-Dry | Com ¦ No Walk-in Anti Sweat Heat Controls - Hot-Dry | SDG&E ¦ Hot-Dry | SDG&E | All | Electric | Display Case With No anti-sweat water heater Controls | Average Existing | 0 | Conventional | ComRefrig | Com - College | Com | RET Only | 0 | 1000 sqft2 of floor space | Linear Ft. | 12 | DEER:HVAC_Chillers | 0 | 0 | 0 | SWCR001-03 | 0 | 2021 | 0 | 0 | 2021 | 0 | 0 | SWCR001-03 | ComRefrig - Anti Sweat Heat Controls - Hot-Dry ¦ SDG&E ¦ Hot-Dry | ComRefrig - Anti Sweat Heat Controls - Hot-Dry | 0.0047519 | 1 | 0.35205 | CBSA 2014 | 0 | 2012 | 0.6 | SWCR001-03
COM-COMREFRIG-61.2 | Com ¦ Walk-in Anti Sweat Heat Controls - Hot-Dry ¦ SDG&E ¦ Hot-Dry | Com ¦ Walk-in Anti Sweat Heat Controls - Hot-Dry | SDG&E ¦ Hot-Dry | SDG&E | All | Electric | Display Case With anti-sweat water heater Controls | Efficient | 0 | Conventional | ComRefrig | Com - College | Com | RET Only | 0 | 1000 sqft2 of floor space | Linear Ft. | 12 | DEER:HVAC_Chillers | -328.5 | 0 | 3.035 | SWCR001-03 | 51.775 | 2021 | 0 | 31.265 | 2021 | 0 | 0 | SWCR001-03 | ComRefrig - Anti Sweat Heat Controls - Hot-Dry ¦ SDG&E ¦ Hot-Dry | ComRefrig - Anti Sweat Heat Controls - Hot-Dry | 0.0047519 | 1 | 0.64795 | CBSA 2014 | 14.7668 | 2012 | 0.6 | SWCR001-03
COM-COMREFRIG-60.3 | Com ¦ No Walk-in Anti Sweat Heat Controls - Marine ¦ SDG&E ¦ Marine | Com ¦ No Walk-in Anti Sweat Heat Controls - Marine | SDG&E ¦ Marine | SDG&E | All | Electric | Display Case With No anti-sweat water heater Controls | Average Existing | 0 | Conventional | ComRefrig | Com - Grocery | Com | RET Only | 0 | 1000 sqft2 of floor space | Linear Ft. | 12 | DEER:HVAC_Chillers | 0 | 0 | 0 | SWCR001-03 | 0 | 2021 | 0 | 0 | 2021 | 0 | 0 | SWCR001-03 | ComRefrig - Anti Sweat Heat Controls - Marine ¦ SDG&E ¦ Marine | ComRefrig - Anti Sweat Heat Controls - Marine | 6.7048 | 1 | 0.35205 | CBSA 2014 | 0 | 2012 | 0.6 | SWCR001-03
COM-COMREFRIG-61.3 | Com ¦ Walk-in Anti Sweat Heat Controls - Marine ¦ SDG&E ¦ Marine | Com ¦ Walk-in Anti Sweat Heat Controls - Marine | SDG&E ¦ Marine | SDG&E | All | Electric | Display Case With anti-sweat water heater Controls | Efficient | 0 | Conventional | ComRefrig | Com - Grocery | Com | RET Only | 0 | 1000 sqft2 of floor space | Linear Ft. | 12 | DEER:HVAC_Chillers | -312 | 0 | 3.66 | SWCR001-03 | 51.775 | 2021 | 0 | 31.265 | 2021 | 0 | 0 | SWCR001-03 | ComRefrig - Anti Sweat Heat Controls - Marine ¦ SDG&E ¦ Marine | ComRefrig - Anti Sweat Heat Controls - Marine | 6.7048 | 1 | 0.64795 | CBSA 2014 | -1.0963 | 2012 | 0.6 | SWCR001-03
COM-COMREFRIG-60.4 | Com ¦ No Walk-in Anti Sweat Heat Controls - Hot-Dry ¦ SDG&E ¦ Hot-Dry | Com ¦ No Walk-in Anti Sweat Heat Controls - Hot-Dry | SDG&E ¦ Hot-Dry | SDG&E | All | Electric | Display Case With No anti-sweat water heater Controls | Average Existing | 0 | Conventional | ComRefrig | Com - Grocery | Com | RET Only | 0 | 1000 sqft2 of floor space | Linear Ft. | 12 | DEER:HVAC_Chillers | 0 | 0 | 0 | SWCR001-03 | 0 | 2021 | 0 | 0 | 2021 | 0 | 0 | SWCR001-03 | ComRefrig - Anti Sweat Heat Controls - Hot-Dry ¦ SDG&E ¦ Hot-Dry | ComRefrig - Anti Sweat Heat Controls - Hot-Dry | 6.7048 | 1 | 0.35205 | CBSA 2014 | 0 | 2012 | 0.6 | SWCR001-03
COM-COMREFRIG-61.4 | Com ¦ Walk-in Anti Sweat Heat Controls - Hot-Dry ¦ SDG&E ¦ Hot-Dry | Com ¦ Walk-in Anti Sweat Heat Controls - Hot-Dry | SDG&E ¦ Hot-Dry | SDG&E | All | Electric | Display Case With anti-sweat water heater Controls | Efficient | 0 | Conventional | ComRefrig | Com - Grocery | Com | RET Only | 0 | 1000 sqft2 of floor space | Linear Ft. | 12 | DEER:HVAC_Chillers | -328.5 | 0 | 3.035 | SWCR001-03 | 51.775 | 2021 | 0 | 31.265 | 2021 | 0 | 0 | SWCR001-03 | ComRefrig - Anti Sweat Heat Controls - Hot-Dry ¦ SDG&E ¦ Hot-Dry | ComRefrig - Anti Sweat Heat Controls - Hot-Dry | 6.7048 | 1 | 0.64795 | CBSA 2014 | 1.0963 | 2012 | 0.6 | SWCR001-03
COM-COMREFRIG-60.5 | Com ¦ No Walk-in Anti Sweat Heat Controls - Marine ¦ SDG&E ¦ Marine | Com ¦ No Walk-in Anti Sweat Heat Controls - Marine | SDG&E ¦ Marine | SDG&E | All | Electric | Display Case With No anti-sweat water heater Controls | Average Existing | 0 | Conventional | ComRefrig | Com - Refrig. Warehouse | Com | RET Only | 0 | 1000 sqft2 of floor space | Linear Ft. | 12 | DEER:HVAC_Chillers | 0 | 0 | 0 | SWCR001-03 | 0 | 2021 | 0 | 0 | 2021 | 0 | 0 | SWCR001-03 | ComRefrig - Anti Sweat Heat Controls - Marine ¦ SDG&E ¦ Marine | ComRefrig - Anti Sweat Heat Controls - Marine | 0.044734 | 1 | 0.35205 | CBSA 2014 | 0 | 2012 | 0.6 | SWCR001-03
COM-COMREFRIG-61.5 | Com ¦ Walk-in Anti Sweat Heat Controls - Marine ¦ SDG&E ¦ Marine | Com ¦ Walk-in Anti Sweat Heat Controls - Marine | SDG&E ¦ Marine | SDG&E | All | Electric | Display Case With anti-sweat water heater Controls | Efficient | 0 | Conventional | ComRefrig | Com - Refrig. Warehouse | Com | RET Only | 0 | 1000 sqft2 of floor space | Linear Ft. | 12 | DEER:HVAC_Chillers | -312 | 0 | 3.66 | SWCR001-03 | 51.775 | 2021 | 0 | 31.265 | 2021 | 0 | 0 | SWCR001-03 | ComRefrig - Anti Sweat Heat Controls - Marine ¦ SDG&E ¦ Marine | ComRefrig - Anti Sweat Heat Controls - Marine | 0.044734 | 1 | 0.64795 | CBSA 2014 | 3.9359 | 2012 | 0.6 | SWCR001-03
COM-COMREFRIG-60.6 | Com ¦ No Walk-in Anti Sweat Heat Controls - Hot-Dry ¦ SDG&E ¦ Hot-Dry | Com ¦ No Walk-in Anti Sweat Heat Controls - Hot-Dry | SDG&E ¦ Hot-Dry | SDG&E | All | Electric | Display Case With No anti-sweat water heater Controls | Average Existing | 0 | Conventional | ComRefrig | Com - Refrig. Warehouse | Com | RET Only | 0 | 1000 sqft2 of floor space | Linear Ft. | 12 | DEER:HVAC_Chillers | 0 | 0 | 0 | SWCR001-03 | 0 | 2021 | 0 | 0 | 2021 | 0 | 0 | SWCR001-03 | ComRefrig - Anti Sweat Heat Controls - Hot-Dry ¦ SDG&E ¦ Hot-Dry | ComRefrig - Anti Sweat Heat Controls - Hot-Dry | 0.044734 | 1 | 0.35205 | CBSA 2014 | 0 | 2012 | 0.6 | SWCR001-03
COM-COMREFRIG-61.6 | Com ¦ Walk-in Anti Sweat Heat Controls - Hot-Dry ¦ SDG&E ¦ Hot-Dry | Com ¦ Walk-in Anti Sweat Heat Controls - Hot-Dry | SDG&E ¦ Hot-Dry | SDG&E | All | Electric | Display Case With anti-sweat water heater Controls | Efficient | 0 | Conventional | ComRefrig | Com - Refrig. Warehouse | Com | RET Only | 0 | 1000 sqft2 of floor space | Linear Ft. | 12 | DEER:HVAC_Chillers | -328.5 | 0 | 3.035 | SWCR001-03 | 51.775 | 2021 | 0 | 31.265 | 2021 | 0 | 0 | SWCR001-03 | ComRefrig - Anti Sweat Heat Controls - Hot-Dry ¦ SDG&E ¦ Hot-Dry | ComRefrig - Anti Sweat Heat Controls - Hot-Dry | 0.044734 | 1 | 0.64795 | CBSA 2014 | 4.7316 | 2012 | 0.6 | SWCR001-03
COM-COMREFRIG-60.7 | Com ¦ No Walk-in Anti Sweat Heat Controls - Marine ¦ SDG&E ¦ Marine | Com ¦ No Walk-in Anti Sweat Heat Controls - Marine | SDG&E ¦ Marine | SDG&E | All | Electric | Display Case With No anti-sweat water heater Controls | Average Existing | 0 | Conventional | ComRefrig | Com - Restaurant | Com | RET Only | 0 | 1000 sqft2 of floor space | Linear Ft. | 12 | DEER:HVAC_Chillers | 0 | 0 | 0 | SWCR001-03 | 0 | 2021 | 0 | 0 | 2021 | 0 | 0 | SWCR001-03 | ComRefrig - Anti Sweat Heat Controls - Marine ¦ SDG&E ¦ Marine | ComRefrig - Anti Sweat Heat Controls - Marine | 0.48845 | 1 | 0.35205 | CBSA 2014 | 0 | 2012 | 0.6 | SWCR001-03
COM-COMREFRIG-61.7 | Com ¦ Walk-in Anti Sweat Heat Controls - Marine ¦ SDG&E ¦ Marine | Com ¦ Walk-in Anti Sweat Heat Controls - Marine | SDG&E ¦ Marine | SDG&E | All | Electric | Display Case With anti-sweat water heater Controls | Efficient | 0 | Conventional | ComRefrig | Com - Restaurant | Com | RET Only | 0 | 1000 sqft2 of floor space | Linear Ft. | 12 | DEER:HVAC_Chillers | -312 | 0 | 3.66 | SWCR001-03 | 51.775 | 2021 | 0 | 31.265 | 2021 | 0 | 0 | SWCR001-03 | ComRefrig - Anti Sweat Heat Controls - Marine ¦ SDG&E ¦ Marine | ComRefrig - Anti Sweat Heat Controls - Marine | 0.48845 | 1 | 0.64795 | CBSA 2014 | 5.6702 | 2012 | 0.6 | SWCR001-03
COM-COMREFRIG-60.8 | Com ¦ No Walk-in Anti Sweat Heat Controls - Hot-Dry ¦ SDG&E ¦ Hot-Dry | Com ¦ No Walk-in Anti Sweat Heat Controls - Hot-Dry | SDG&E ¦ Hot-Dry | SDG&E | All | Electric | Display Case With No anti-sweat water heater Controls | Average Existing | 0 | Conventional | ComRefrig | Com - Restaurant | Com | RET Only | 0 | 1000 sqft2 of floor space | Linear Ft. | 12 | DEER:HVAC_Chillers | 0 | 0 | 0 | SWCR001-03 | 0 | 2021 | 0 | 0 | 2021 | 0 | 0 | SWCR001-03 | ComRefrig - Anti Sweat Heat Controls - Hot-Dry ¦ SDG&E ¦ Hot-Dry | ComRefrig - Anti Sweat Heat Controls - Hot-Dry | 0.48845 | 1 | 0.35205 | CBSA 2014 | 0 | 2012 | 0.6 | SWCR001-03
COM-COMREFRIG-61.8 | Com ¦ Walk-in Anti Sweat Heat Controls - Hot-Dry ¦ SDG&E ¦ Hot-Dry | Com ¦ Walk-in Anti Sweat Heat Controls - Hot-Dry | SDG&E ¦ Hot-Dry | SDG&E | All | Electric | Display Case With anti-sweat water heater Controls | Efficient | 0 | Conventional | ComRefrig | Com - Restaurant | Com | RET Only | 0 | 1000 sqft2 of floor space | Linear Ft. | 12 | DEER:HVAC_Chillers | -328.5 | 0 | 3.035 | SWCR001-03 | 51.775 | 2021 | 0 | 31.265 | 2021 | 0 | 0 | SWCR001-03 | ComRefrig - Anti Sweat Heat Controls - Hot-Dry ¦ SDG&E ¦ Hot-Dry | ComRefrig - Anti Sweat Heat Controls - Hot-Dry | 0.48845 | 1 | 0.64795 | CBSA 2014 | 6.1893 | 2012 | 0.6 | SWCR001-03
COM-COMREFRIG-60.9 | Com ¦ No Walk-in Anti Sweat Heat Controls - Marine ¦ SDG&E ¦ Marine | Com ¦ No Walk-in Anti Sweat Heat Controls - Marine | SDG&E ¦ Marine | SDG&E | All | Electric | Display Case With No anti-sweat water heater Controls | Average Existing | 0 | Conventional | ComRefrig | Com - Retail | Com | RET Only | 0 | 1000 sqft2 of floor space | Linear Ft. | 12 | DEER:HVAC_Chillers | 0 | 0 | 0 | SWCR001-03 | 0 | 2021 | 0 | 0 | 2021 | 0 | 0 | SWCR001-03 | ComRefrig - Anti Sweat Heat Controls - Marine ¦ SDG&E ¦ Marine | ComRefrig - Anti Sweat Heat Controls - Marine | 0.7978 | 1 | 0.35205 | CBSA 2014 | 0 | 2012 | 0.6 | SWCR001-03
COM-COMREFRIG-61.9 | Com ¦ Walk-in Anti Sweat Heat Controls - Marine ¦ SDG&E ¦ Marine | Com ¦ Walk-in Anti Sweat Heat Controls - Marine | SDG&E ¦ Marine | SDG&E | All | Electric | Display Case With anti-sweat water heater Controls | Efficient | 0 | Conventional | ComRefrig | Com - Retail | Com | RET Only | 0 | 1000 sqft2 of floor space | Linear Ft. | 12 | DEER:HVAC_Chillers | -312 | 0 | 3.66 | SWCR001-03 | 51.775 | 2021 | 0 | 31.265 | 2021 | 0 | 0 | SWCR001-03 | ComRefrig - Anti Sweat Heat Controls - Marine ¦ SDG&E ¦ Marine | ComRefrig - Anti Sweat Heat Controls - Marine | 0.7978 | 1 | 0.64795 | CBSA 2014 | -610.947 | 2012 | 0.6 | SWCR001-03
COM-COMREFRIG-60.10 | Com ¦ No Walk-in Anti Sweat Heat Controls - Hot-Dry ¦ SDG&E ¦ Hot-Dry | Com ¦ No Walk-in Anti Sweat Heat Controls - Hot-Dry | SDG&E ¦ Hot-Dry | SDG&E | All | Electric | Display Case With No anti-sweat water heater Controls | Average Existing | 0 | Conventional | ComRefrig | Com - Retail | Com | RET Only | 0 | 1000 sqft2 of floor space | Linear Ft. | 12 | DEER:HVAC_Chillers | 0 | 0 | 0 | SWCR001-03 | 0 | 2021 | 0 | 0 | 2021 | 0 | 0 | SWCR001-03 | ComRefrig - Anti Sweat Heat Controls - Hot-Dry ¦ SDG&E ¦ Hot-Dry | ComRefrig - Anti Sweat Heat Controls - Hot-Dry | 0.7978 | 1 | 0.35205 | CBSA 2014 | 0 | 2012 | 0.6 | SWCR001-03
COM-COMREFRIG-61.10 | Com ¦ Walk-in Anti Sweat Heat Controls - Hot-Dry ¦ SDG&E ¦ Hot-Dry | Com ¦ Walk-in Anti Sweat Heat Controls - Hot-Dry | SDG&E ¦ Hot-Dry | SDG&E | All | Electric | Display Case With anti-sweat water heater Controls | Efficient | 0 | Conventional | ComRefrig | Com - Retail | Com | RET Only | 0 | 1000 sqft2 of floor space | Linear Ft. | 12 | DEER:HVAC_Chillers | -328.5 | 0 | 3.035 | SWCR001-03 | 51.775 | 2021 | 0 | 31.265 | 2021 | 0 | 0 | SWCR001-03 | ComRefrig - Anti Sweat Heat Controls - Hot-Dry ¦ SDG&E ¦ Hot-Dry | ComRefrig - Anti Sweat Heat Controls - Hot-Dry | 0.7978 | 1 | 0.64795 | CBSA 2014 | -498.7123 | 2012 | 0.6 | SWCR001-03
COM-COMREFRIG-60.11 | Com ¦ No Walk-in Anti Sweat Heat Controls - Marine ¦ SDG&E ¦ Marine | Com ¦ No Walk-in Anti Sweat Heat Controls - Marine | SDG&E ¦ Marine | SDG&E | All | Electric | Display Case With No anti-sweat water heater Controls | Average Existing | 0 | Conventional | ComRefrig | Com - School | Com | RET Only | 0 | 1000 sqft2 of floor space | Linear Ft. | 12 | DEER:HVAC_Chillers | 0 | 0 | 0 | SWCR001-03 | 0 | 2021 | 0 | 0 | 2021 | 0 | 0 | SWCR001-03 | ComRefrig - Anti Sweat Heat Controls - Marine ¦ SDG&E ¦ Marine | ComRefrig - Anti Sweat Heat Controls - Marine | 0.0047519 | 1 | 0.35205 | CBSA 2014 | 0 | 2012 | 0.6 | SWCR001-03
COM-COMREFRIG-61.11 | Com ¦ Walk-in Anti Sweat Heat Controls - Marine ¦ SDG&E ¦ Marine | Com ¦ Walk-in Anti Sweat Heat Controls - Marine | SDG&E ¦ Marine | SDG&E | All | Electric | Display Case With anti-sweat water heater Controls | Efficient | 0 | Conventional | ComRefrig | Com - School | Com | RET Only | 0 | 1000 sqft2 of floor space | Linear Ft. | 12 | DEER:HVAC_Chillers | -312 | 0 | 3.66 | SWCR001-03 | 51.775 | 2021 | 0 | 31.265 | 2021 | 0 | 0 | SWCR001-03 | ComRefrig - Anti Sweat Heat Controls - Marine ¦ SDG&E ¦ Marine | ComRefrig - Anti Sweat Heat Controls - Marine | 0.0047519 | 1 | 0.64795 | CBSA 2014 | 22.0761 | 2012 | 0.6 | SWCR001-03
COM-COMREFRIG-60.12 | Com ¦ No Walk-in Anti Sweat Heat Controls - Hot-Dry ¦ SDG&E ¦ Hot-Dry | Com ¦ No Walk-in Anti Sweat Heat Controls - Hot-Dry | SDG&E ¦ Hot-Dry | SDG&E | All | Electric | Display Case With No anti-sweat water heater Controls | Average Existing | 0 | Conventional | ComRefrig | Com - School | Com | RET Only | 0 | 1000 sqft2 of floor space | Linear Ft. | 12 | DEER:HVAC_Chillers | 0 | 0 | 0 | SWCR001-03 | 0 | 2021 | 0 | 0 | 2021 | 0 | 0 | SWCR001-03 | ComRefrig - Anti Sweat Heat Controls - Hot-Dry ¦ SDG&E ¦ Hot-Dry | ComRefrig - Anti Sweat Heat Controls - Hot-Dry | 0.0047519 | 1 | 0.35205 | CBSA 2014 | 0 | 2012 | 0.6 | SWCR001-03
COM-COMREFRIG-61.12 | Com ¦ Walk-in Anti Sweat Heat Controls - Hot-Dry ¦ SDG&E ¦ Hot-Dry | Com ¦ Walk-in Anti Sweat Heat Controls - Hot-Dry | SDG&E ¦ Hot-Dry | SDG&E | All | Electric | Display Case With anti-sweat water heater Controls | Efficient | 0 | Conventional | ComRefrig | Com - School | Com | RET Only | 0 | 1000 sqft2 of floor space | Linear Ft. | 12 | DEER:HVAC_Chillers | -328.5 | 0 | 3.035 | SWCR001-03 | 51.775 | 2021 | 0 | 31.265 | 2021 | 0 | 0 | SWCR001-03 | ComRefrig - Anti Sweat Heat Controls - Hot-Dry ¦ SDG&E ¦ Hot-Dry | ComRefrig - Anti Sweat Heat Controls - Hot-Dry | 0.0047519 | 1 | 0.64795 | CBSA 2014 | 24.3188 | 2012 | 0.6 | SWCR001-03
COM-COMREFRIG-70.1 | Com ¦ Average Existing Refrigeration Compressor - Marine ¦ PG&E ¦ Marine | Com ¦ Average Existing Refrigeration Compressor - Marine | PG&E ¦ Marine | PG&E | All | Electric | Single Compressor, Air-Cooled Cond | Average Existing | 0 | Conventional | ComRefrig | Com - College | Com | RET Only | 0 | 1000 sqft2 of floor space | Cap-Tons | 15 | DEER:HVAC_Chillers | 0 | 0 | 0 | SWCR012-02 | 2826.84 | 2021 | 0 | 1445.72 | 2021 | 0 | 0 | SWCR012-02 | ComRefrig - Compressor Retrofit - Marine ¦ PG&E ¦ Marine | ComRefrig - Compressor Retrofit - Marine | 0.0012323 | 1 | 0.666 | CBSA 2014 | 0 | 2012 | 0.6 | SWCR012-02
COM-COMREFRIG-71.1 | Com ¦ Efficient Refrigeration Compressor - Marine ¦ PG&E ¦ Marine | Com ¦ Efficient Refrigeration Compressor - Marine | PG&E ¦ Marine | PG&E | All | Electric | Multiplex Compressor, Air-cooled, CZ03 | Efficient | 0 | Conventional | ComRefrig | Com - College | Com | RET Only | 0 | 1000 sqft2 of floor space | Cap-Tons | 15 | DEER:HVAC_Chillers | -269 | -0.0557 | 0.0652 | SWCR012-02 | 3454.84 | 2021 | 0 | 1445.72 | 2021 | 0 | 0 | SWCR012-02 | ComRefrig - Compressor Retrofit - Marine ¦ PG&E ¦ Marine | ComRefrig - Compressor Retrofit - Marine | 0.0012323 | 1 | 0.334 | CBSA 2014 | 14.2834 | 2012 | 0.6 | SWCR012-02
COM-COMREFRIG-70.2 | Com ¦ Average Existing Refrigeration Compressor - Hot-Dry ¦ PG&E ¦ Hot-Dry | Com ¦ Average Existing Refrigeration Compressor - Hot-Dry | PG&E ¦ Hot-Dry | PG&E | All | Electric | Single Compressor, Air-Cooled Cond | Average Existing | 0 | Conventional | ComRefrig | Com - College | Com | RET Only | 0 | 1000 sqft2 of floor space | Cap-Tons | 15 | DEER:HVAC_Chillers | 0 | 0 | 0 | SWCR012-02 | 2826.84 | 2021 | 0 | 1445.72 | 2021 | 0 | 0 | SWCR012-02 | ComRefrig - Compressor Retrofit - Hot-Dry ¦ PG&E ¦ Hot-Dry | ComRefrig - Compressor Retrofit - Hot-Dry | 0.0012323 | 1 | 0.666 | CBSA 2014 | 0 | 2012 | 0.6 | SWCR012-02
COM-COMREFRIG-71.2 | Com ¦ Efficient Refrigeration Compressor - Hot-Dry ¦ PG&E ¦ Hot-Dry | Com ¦ Efficient Refrigeration Compressor - Hot-Dry | PG&E ¦ Hot-Dry | PG&E | All | Electric | Multiplex Compressor, Air-cooled, CZ03 | Efficient | 0 | Conventional | ComRefrig | Com - College | Com | RET Only | 0 | 1000 sqft2 of floor space | Cap-Tons | 15 | DEER:HVAC_Chillers | -363 | -0.109 | 0.0587 | SWCR012-02 | 3454.84 | 2021 | 0 | 1445.72 | 2021 | 0 | 0 | SWCR012-02 | ComRefrig - Compressor Retrofit - Hot-Dry ¦ PG&E ¦ Hot-Dry | ComRefrig - Compressor Retrofit - Hot-Dry | 0.0012323 | 1 | 0.334 | CBSA 2014 | 19.3011 | 2012 | 0.6 | SWCR012-02
COM-COMREFRIG-70.3 | Com ¦ Average Existing Refrigeration Compressor - Cold ¦ PG&E ¦ Cold | Com ¦ Average Existing Refrigeration Compressor - Cold | PG&E ¦ Cold | PG&E | All | Electric | Single Compressor, Air-Cooled Cond | Average Existing | 0 | Conventional | ComRefrig | Com - College | Com | RET Only | 0 | 1000 sqft2 of floor space | Cap-Tons | 15 | DEER:HVAC_Chillers | 0 | 0 | 0 | SWCR012-02 | 2826.84 | 2021 | 0 | 1445.72 | 2021 | 0 | 0 | SWCR012-02 | ComRefrig - Compressor Retrofit - Cold ¦ PG&E ¦ Cold | ComRefrig - Compressor Retrofit - Cold | 0.0012323 | 1 | 0.666 | CBSA 2014 | 0 | 2012 | 0.6 | SWCR012-02
COM-COMREFRIG-71.3 | Com ¦ Efficient Refrigeration Compressor - Cold ¦ PG&E ¦ Cold | Com ¦ Efficient Refrigeration Compressor - Cold | PG&E ¦ Cold | PG&E | All | Electric | Multiplex Compressor, Air-cooled, CZ03 | Efficient | 0 | Conventional | ComRefrig | Com - College | Com | RET Only | 0 | 1000 sqft2 of floor space | Cap-Tons | 15 | DEER:HVAC_Chillers | -360 | -0.071 | 0.0452 | SWCR012-02 | 3454.84 | 2021 | 0 | 1445.72 | 2021 | 0 | 0 | SWCR012-02 | ComRefrig - Compressor Retrofit - Cold ¦ PG&E ¦ Cold | ComRefrig - Compressor Retrofit - Cold | 0.0012323 | 1 | 0.334 | CBSA 2014 | 19.1534 | 2012 | 0.6 | SWCR012-02
COM-COMREFRIG-70.4 | Com ¦ Average Existing Refrigeration Compressor - Marine ¦ PG&E ¦ Marine | Com ¦ Average Existing Refrigeration Compressor - Marine | PG&E ¦ Marine | PG&E | All | Electric | Single Compressor, Air-Cooled Cond | Average Existing | 0 | Conventional | ComRefrig | Com - Grocery | Com | RET Only | 0 | 1000 sqft2 of floor space | Cap-Tons | 15 | DEER:HVAC_Chillers | 0 | 0 | 0 | SWCR012-02 | 2826.84 | 2021 | 0 | 1445.72 | 2021 | 0 | 0 | SWCR012-02 | ComRefrig - Compressor Retrofit - Marine ¦ PG&E ¦ Marine | ComRefrig - Compressor Retrofit - Marine | 0.29565 | 1 | 0.6 | CBSA 2014 | 0 | 2012 | 0.6 | SWCR012-02
COM-COMREFRIG-71.4 | Com ¦ Efficient Refrigeration Compressor - Marine ¦ PG&E ¦ Marine | Com ¦ Efficient Refrigeration Compressor - Marine | PG&E ¦ Marine | PG&E | All | Electric | Multiplex Compressor, Air-cooled, CZ03 | Efficient | 0 | Conventional | ComRefrig | Com - Grocery | Com | RET Only | 0 | 1000 sqft2 of floor space | Cap-Tons | 15 | DEER:HVAC_Chillers | -269 | -0.0557 | 0.0652 | SWCR012-02 | 3454.84 | 2021 | 0 | 1445.72 | 2021 | 0 | 0 | SWCR012-02 | ComRefrig - Compressor Retrofit - Marine ¦ PG&E ¦ Marine | ComRefrig - Compressor Retrofit - Marine | 0.29565 | 1 | 0.4 | CBSA 2014 | 7.5516 | 2012 | 0.6 | SWCR012-02
COM-COMREFRIG-70.5 | Com ¦ Average Existing Refrigeration Compressor - Hot-Dry ¦ PG&E ¦ Hot-Dry | Com ¦ Average Existing Refrigeration Compressor - Hot-Dry | PG&E ¦ Hot-Dry | PG&E | All | Electric | Single Compressor, Air-Cooled Cond | Average Existing | 0 | Conventional | ComRefrig | Com - Grocery | Com | RET Only | 0 | 1000 sqft2 of floor space | Cap-Tons | 15 | DEER:HVAC_Chillers | 0 | 0 | 0 | SWCR012-02 | 2826.84 | 2021 | 0 | 1445.72 | 2021 | 0 | 0 | SWCR012-02 | ComRefrig - Compressor Retrofit - Hot-Dry ¦ PG&E ¦ Hot-Dry | ComRefrig - Compressor Retrofit - Hot-Dry | 0.29565 | 1 | 0.6 | CBSA 2014 | 0 | 2012 | 0.6 | SWCR012-02
COM-COMREFRIG-71.5 | Com ¦ Efficient Refrigeration Compressor - Hot-Dry ¦ PG&E ¦ Hot-Dry | Com ¦ Efficient Refrigeration Compressor - Hot-Dry | PG&E ¦ Hot-Dry | PG&E | All | Electric | Multiplex Compressor, Air-cooled, CZ03 | Efficient | 0 | Conventional | ComRefrig | Com - Grocery | Com | RET Only | 0 | 1000 sqft2 of floor space | Cap-Tons | 15 | DEER:HVAC_Chillers | -363 | -0.109 | 0.0587 | SWCR012-02 | 3454.84 | 2021 | 0 | 1445.72 | 2021 | 0 | 0 | SWCR012-02 | ComRefrig - Compressor Retrofit - Hot-Dry ¦ PG&E ¦ Hot-Dry | ComRefrig - Compressor Retrofit - Hot-Dry | 0.29565 | 1 | 0.4 | CBSA 2014 | 10.271 | 2012 | 0.6 | SWCR012-02
COM-COMREFRIG-70.6 | Com ¦ Average Existing Refrigeration Compressor - Cold ¦ PG&E ¦ Cold | Com ¦ Average Existing Refrigeration Compressor - Cold | PG&E ¦ Cold | PG&E | All | Electric | Single Compressor, Air-Cooled Cond | Average Existing | 0 | Conventional | ComRefrig | Com - Grocery | Com | RET Only | 0 | 1000 sqft2 of floor space | Cap-Tons | 15 | DEER:HVAC_Chillers | 0 | 0 | 0 | SWCR012-02 | 2826.84 | 2021 | 0 | 1445.72 | 2021 | 0 | 0 | SWCR012-02 | ComRefrig - Compressor Retrofit - Cold ¦ PG&E ¦ Cold | ComRefrig - Compressor Retrofit - Cold | 0.29565 | 1 | 0.6 | CBSA 2014 | 0 | 2012 | 0.6 | SWCR012-02
COM-COMREFRIG-71.6 | Com ¦ Efficient Refrigeration Compressor - Cold ¦ PG&E ¦ Cold | Com ¦ Efficient Refrigeration Compressor - Cold | PG&E ¦ Cold | PG&E | All | Electric | Multiplex Compressor, Air-cooled, CZ03 | Efficient | 0 | Conventional | ComRefrig | Com - Grocery | Com | RET Only | 0 | 1000 sqft2 of floor space | Cap-Tons | 15 | DEER:HVAC_Chillers | -360 | -0.071 | 0.0452 | SWCR012-02 | 3454.84 | 2021 | 0 | 1445.72 | 2021 | 0 | 0 | SWCR012-02 | ComRefrig - Compressor Retrofit - Cold ¦ PG&E ¦ Cold | ComRefrig - Compressor Retrofit - Cold | 0.29565 | 1 | 0.4 | CBSA 2014 | 10.2219 | 2012 | 0.6 | SWCR012-02
COM-COMREFRIG-70.7 | Com ¦ Average Existing Refrigeration Compressor - Marine ¦ PG&E ¦ Marine | Com ¦ Average Existing Refrigeration Compressor - Marine | PG&E ¦ Marine | PG&E | All | Electric | Single Compressor, Air-Cooled Cond | Average Existing | 0 | Conventional | ComRefrig | Com - Refrig. Warehouse | Com | RET Only | 0 | 1000 sqft2 of floor space | Cap-Tons | 15 | DEER:HVAC_Chillers | 0 | 0 | 0 | SWCR012-02 | 2826.84 | 2021 | 0 | 1445.72 | 2021 | 0 | 0 | SWCR012-02 | ComRefrig - Compressor Retrofit - Marine ¦ PG&E ¦ Marine | ComRefrig - Compressor Retrofit - Marine | 0.14015 | 1 | 0.666 | CBSA 2014 | 0 | 2012 | 0.6 | SWCR012-02
COM-COMREFRIG-71.7 | Com ¦ Efficient Refrigeration Compressor - Marine ¦ PG&E ¦ Marine | Com ¦ Efficient Refrigeration Compressor - Marine | PG&E ¦ Marine | PG&E | All | Electric | Multiplex Compressor, Air-cooled, CZ03 | Efficient | 0 | Conventional | ComRefrig | Com - Refrig. Warehouse | Com | RET Only | 0 | 1000 sqft2 of floor space | Cap-Tons | 15 | DEER:HVAC_Chillers | -269 | -0.0557 | 0.0652 | SWCR012-02 | 3454.84 | 2021 | 0 | 1445.72 | 2021 | 0 | 0 | SWCR012-02 | ComRefrig - Compressor Retrofit - Marine ¦ PG&E ¦ Marine | ComRefrig - Compressor Retrofit - Marine | 0.14015 | 1 | 0.334 | CBSA 2014 | 5.6118 | 2012 | 0.6 | SWCR012-02
COM-COMREFRIG-70.8 | Com ¦ Average Existing Refrigeration Compressor - Hot-Dry ¦ PG&E ¦ Hot-Dry | Com ¦ Average Existing Refrigeration Compressor - Hot-Dry | PG&E ¦ Hot-Dry | PG&E | All | Electric | Single Compressor, Air-Cooled Cond | Average Existing | 0 | Conventional | ComRefrig | Com - Refrig. Warehouse | Com | RET Only | 0 | 1000 sqft2 of floor space | Cap-Tons | 15 | DEER:HVAC_Chillers | 0 | 0 | 0 | SWCR012-02 | 2826.84 | 2021 | 0 | 1445.72 | 2021 | 0 | 0 | SWCR012-02 | ComRefrig - Compressor Retrofit - Hot-Dry ¦ PG&E ¦ Hot-Dry | ComRefrig - Compressor Retrofit - Hot-Dry | 0.14015 | 1 | 0.666 | CBSA 2014 | 0 | 2012 | 0.6 | SWCR012-02
COM-COMREFRIG-71.8 | Com ¦ Efficient Refrigeration Compressor - Hot-Dry ¦ PG&E ¦ Hot-Dry | Com ¦ Efficient Refrigeration Compressor - Hot-Dry | PG&E ¦ Hot-Dry | PG&E | All | Electric | Multiplex Compressor, Air-cooled, CZ03 | Efficient | 0 | Conventional | ComRefrig | Com - Refrig. Warehouse | Com | RET Only | 0 | 1000 sqft2 of floor space | Cap-Tons | 15 | DEER:HVAC_Chillers | -363 | -0.109 | 0.0587 | SWCR012-02 | 3454.84 | 2021 | 0 | 1445.72 | 2021 | 0 | 0 | SWCR012-02 | ComRefrig - Compressor Retrofit - Hot-Dry ¦ PG&E ¦ Hot-Dry | ComRefrig - Compressor Retrofit - Hot-Dry | 0.14015 | 1 | 0.334 | CBSA 2014 | 7.5938 | 2012 | 0.6 | SWCR012-02
COM-COMREFRIG-70.9 | Com ¦ Average Existing Refrigeration Compressor - Cold ¦ PG&E ¦ Cold | Com ¦ Average Existing Refrigeration Compressor - Cold | PG&E ¦ Cold | PG&E | All | Electric | Single Compressor, Air-Cooled Cond | Average Existing | 0 | Conventional | ComRefrig | Com - Refrig. Warehouse | Com | RET Only | 0 | 1000 sqft2 of floor space | Cap-Tons | 15 | DEER:HVAC_Chillers | 0 | 0 | 0 | SWCR012-02 | 2826.84 | 2021 | 0 | 1445.72 | 2021 | 0 | 0 | SWCR012-02 | ComRefrig - Compressor Retrofit - Cold ¦ PG&E ¦ Cold | ComRefrig - Compressor Retrofit - Cold | 0.14015 | 1 | 0.666 | CBSA 2014 | 0 | 2012 | 0.6 | SWCR012-02
COM-COMREFRIG-71.9 | Com ¦ Efficient Refrigeration Compressor - Cold ¦ PG&E ¦ Cold | Com ¦ Efficient Refrigeration Compressor - Cold | PG&E ¦ Cold | PG&E | All | Electric | Multiplex Compressor, Air-cooled, CZ03 | Efficient | 0 | Conventional | ComRefrig | Com - Refrig. Warehouse | Com | RET Only | 0 | 1000 sqft2 of floor space | Cap-Tons | 15 | DEER:HVAC_Chillers | -360 | -0.071 | 0.0452 | SWCR012-02 | 3454.84 | 2021 | 0 | 1445.72 | 2021 | 0 | 0 | SWCR012-02 | ComRefrig - Compressor Retrofit - Cold ¦ PG&E ¦ Cold | ComRefrig - Compressor Retrofit - Cold | 0.14015 | 1 | 0.334 | CBSA 2014 | 7.5404 | 2012 | 0.6 | SWCR012-02
COM-COMREFRIG-70.10 | Com ¦ Average Existing Refrigeration Compressor - Marine ¦ PG&E ¦ Marine | Com ¦ Average Existing Refrigeration Compressor - Marine | PG&E ¦ Marine | PG&E | All | Electric | Single Compressor, Air-Cooled Cond | Average Existing | 0 | Conventional | ComRefrig | Com - Restaurant | Com | RET Only | 0 | 1000 sqft2 of floor space | Cap-Tons | 15 | DEER:HVAC_Chillers | 0 | 0 | 0 | SWCR012-02 | 2826.84 | 2021 | 0 | 1445.72 | 2021 | 0 | 0 | SWCR012-02 | ComRefrig - Compressor Retrofit - Marine ¦ PG&E ¦ Marine | ComRefrig - Compressor Retrofit - Marine | 0.045926 | 1 | 0.666 | CBSA 2014 | 0 | 2012 | 0.6 | SWCR012-02
COM-COMREFRIG-71.10 | Com ¦ Efficient Refrigeration Compressor - Marine ¦ PG&E ¦ Marine | Com ¦ Efficient Refrigeration Compressor - Marine | PG&E ¦ Marine | PG&E | All | Electric | Multiplex Compressor, Air-cooled, CZ03 | Efficient | 0 | Conventional | ComRefrig | Com - Restaurant | Com | RET Only | 0 | 1000 sqft2 of floor space | Cap-Tons | 15 | DEER:HVAC_Chillers | -269 | -0.0557 | 0.0652 | SWCR012-02 | 3454.84 | 2021 | 0 | 1445.72 | 2021 | 0 | 0 | SWCR012-02 | ComRefrig - Compressor Retrofit - Marine ¦ PG&E ¦ Marine | ComRefrig - Compressor Retrofit - Marine | 0.045926 | 1 | 0.334 | CBSA 2014 | 5.7166 | 2012 | 0.6 | SWCR012-02
COM-COMREFRIG-70.11 | Com ¦ Average Existing Refrigeration Compressor - Hot-Dry ¦ PG&E ¦ Hot-Dry | Com ¦ Average Existing Refrigeration Compressor - Hot-Dry | PG&E ¦ Hot-Dry | PG&E | All | Electric | Single Compressor, Air-Cooled Cond | Average Existing | 0 | Conventional | ComRefrig | Com - Restaurant | Com | RET Only | 0 | 1000 sqft2 of floor space | Cap-Tons | 15 | DEER:HVAC_Chillers | 0 | 0 | 0 | SWCR012-02 | 2826.84 | 2021 | 0 | 1445.72 | 2021 | 0 | 0 | SWCR012-02 | ComRefrig - Compressor Retrofit - Hot-Dry ¦ PG&E ¦ Hot-Dry | ComRefrig - Compressor Retrofit - Hot-Dry | 0.045926 | 1 | 0.666 | CBSA 2014 | 0 | 2012 | 0.6 | SWCR012-02
COM-COMREFRIG-71.11 | Com ¦ Efficient Refrigeration Compressor - Hot-Dry ¦ PG&E ¦ Hot-Dry | Com ¦ Efficient Refrigeration Compressor - Hot-Dry | PG&E ¦ Hot-Dry | PG&E | All | Electric | Multiplex Compressor, Air-cooled, CZ03 | Efficient | 0 | Conventional | ComRefrig | Com - Restaurant | Com | RET Only | 0 | 1000 sqft2 of floor space | Cap-Tons | 15 | DEER:HVAC_Chillers | -363 | -0.109 | 0.0587 | SWCR012-02 | 3454.84 | 2021 | 0 | 1445.72 | 2021 | 0 | 0 | SWCR012-02 | ComRefrig - Compressor Retrofit - Hot-Dry ¦ PG&E ¦ Hot-Dry | ComRefrig - Compressor Retrofit - Hot-Dry | 0.045926 | 1 | 0.334 | CBSA 2014 | 7.722 | 2012 | 0.6 | SWCR012-02
COM-COMREFRIG-70.12 | Com ¦ Average Existing Refrigeration Compressor - Cold ¦ PG&E ¦ Cold | Com ¦ Average Existing Refrigeration Compressor - Cold | PG&E ¦ Cold | PG&E | All | Electric | Single Compressor, Air-Cooled Cond | Average Existing | 0 | Conventional | ComRefrig | Com - Restaurant | Com | RET Only | 0 | 1000 sqft2 of floor space | Cap-Tons | 15 | DEER:HVAC_Chillers | 0 | 0 | 0 | SWCR012-02 | 2826.84 | 2021 | 0 | 1445.72 | 2021 | 0 | 0 | SWCR012-02 | ComRefrig - Compressor Retrofit - Cold ¦ PG&E ¦ Cold | ComRefrig - Compressor Retrofit - Cold | 0.045926 | 1 | 0.666 | CBSA 2014 | 0 | 2012 | 0.6 | SWCR012-02
COM-COMREFRIG-71.12 | Com ¦ Efficient Refrigeration Compressor - Cold ¦ PG&E ¦ Cold | Com ¦ Efficient Refrigeration Compressor - Cold | PG&E ¦ Cold | PG&E | All | Electric | Multiplex Compressor, Air-cooled, CZ03 | Efficient | 0 | Conventional | ComRefrig | Com - Restaurant | Com | RET Only | 0 | 1000 sqft2 of floor space | Cap-Tons | 15 | DEER:HVAC_Chillers | -360 | -0.071 | 0.0452 | SWCR012-02 | 3454.84 | 2021 | 0 | 1445.72 | 2021 | 0 | 0 | SWCR012-02 | ComRefrig - Compressor Retrofit - Cold ¦ PG&E ¦ Cold | ComRefrig - Compressor Retrofit - Cold | 0.045926 | 1 | 0.334 | CBSA 2014 | 7.6617 | 2012 | 0.6 | SWCR012-02
COM-COMREFRIG-70.13 | Com ¦ Average Existing Refrigeration Compressor - Marine ¦ PG&E ¦ Marine | Com ¦ Average Existing Refrigeration Compressor - Marine | PG&E ¦ Marine | PG&E | All | Electric | Single Compressor, Air-Cooled Cond | Average Existing | 0 | Conventional | ComRefrig | Com - Retail | Com | RET Only | 0 | 1000 sqft2 of floor space | Cap-Tons | 15 | DEER:HVAC_Chillers | 0 | 0 | 0 | SWCR012-02 | 2826.84 | 2021 | 0 | 1445.72 | 2021 | 0 | 0 | SWCR012-02 | ComRefrig - Compressor Retrofit - Marine ¦ PG&E ¦ Marine | ComRefrig - Compressor Retrofit - Marine | 0.028244 | 1 | 0.666 | CBSA 2014 | 0 | 2012 | 0.6 | SWCR012-02
COM-COMREFRIG-71.13 | Com ¦ Efficient Refrigeration Compressor - Marine ¦ PG&E ¦ Marine | Com ¦ Efficient Refrigeration Compressor - Marine | PG&E ¦ Marine | PG&E | All | Electric | Multiplex Compressor, Air-cooled, CZ03 | Efficient | 0 | Conventional | ComRefrig | Com - Retail | Com | RET Only | 0 | 1000 sqft2 of floor space | Cap-Tons | 15 | DEER:HVAC_Chillers | -269 | -0.0557 | 0.0652 | SWCR012-02 | 3454.84 | 2021 | 0 | 1445.72 | 2021 | 0 | 0 | SWCR012-02 | ComRefrig - Compressor Retrofit - Marine ¦ PG&E ¦ Marine | ComRefrig - Compressor Retrofit - Marine | 0.028244 | 1 | 0.334 | CBSA 2014 | 18.9657 | 2012 | 0.6 | SWCR012-02
COM-COMREFRIG-70.14 | Com ¦ Average Existing Refrigeration Compressor - Hot-Dry ¦ PG&E ¦ Hot-Dry | Com ¦ Average Existing Refrigeration Compressor - Hot-Dry | PG&E ¦ Hot-Dry | PG&E | All | Electric | Single Compressor, Air-Cooled Cond | Average Existing | 0 | Conventional | ComRefrig | Com - Retail | Com | RET Only | 0 | 1000 sqft2 of floor space | Cap-Tons | 15 | DEER:HVAC_Chillers | 0 | 0 | 0 | SWCR012-02 | 2826.84 | 2021 | 0 | 1445.72 | 2021 | 0 | 0 | SWCR012-02 | ComRefrig - Compressor Retrofit - Hot-Dry ¦ PG&E ¦ Hot-Dry | ComRefrig - Compressor Retrofit - Hot-Dry | 0.028244 | 1 | 0.666 | CBSA 2014 | 0 | 2012 | 0.6 | SWCR012-02
COM-COMREFRIG-71.14 | Com ¦ Efficient Refrigeration Compressor - Hot-Dry ¦ PG&E ¦ Hot-Dry | Com ¦ Efficient Refrigeration Compressor - Hot-Dry | PG&E ¦ Hot-Dry | PG&E | All | Electric | Multiplex Compressor, Air-cooled, CZ03 | Efficient | 0 | Conventional | ComRefrig | Com - Retail | Com | RET Only | 0 | 1000 sqft2 of floor space | Cap-Tons | 15 | DEER:HVAC_Chillers | -363 | -0.109 | 0.0587 | SWCR012-02 | 3454.84 | 2021 | 0 | 1445.72 | 2021 | 0 | 0 | SWCR012-02 | ComRefrig - Compressor Retrofit - Hot-Dry ¦ PG&E ¦ Hot-Dry | ComRefrig - Compressor Retrofit - Hot-Dry | 0.028244 | 1 | 0.334 | CBSA 2014 | 30.7641 | 2012 | 0.6 | SWCR012-02
COM-COMREFRIG-70.15 | Com ¦ Average Existing Refrigeration Compressor - Cold ¦ PG&E ¦ Cold | Com ¦ Average Existing Refrigeration Compressor - Cold | PG&E ¦ Cold | PG&E | All | Electric | Single Compressor, Air-Cooled Cond | Average Existing | 0 | Conventional | ComRefrig | Com - Retail | Com | RET Only | 0 | 1000 sqft2 of floor space | Cap-Tons | 15 | DEER:HVAC_Chillers | 0 | 0 | 0 | SWCR012-02 | 2826.84 | 2021 | 0 | 1445.72 | 2021 | 0 | 0 | SWCR012-02 | ComRefrig - Compressor Retrofit - Cold ¦ PG&E ¦ Cold | ComRefrig - Compressor Retrofit - Cold | 0.028244 | 1 | 0.666 | CBSA 2014 | 0 | 2012 | 0.6 | SWCR012-02
COM-COMREFRIG-71.15 | Com ¦ Efficient Refrigeration Compressor - Cold ¦ PG&E ¦ Cold | Com ¦ Efficient Refrigeration Compressor - Cold | PG&E ¦ Cold | PG&E | All | Electric | Multiplex Compressor, Air-cooled, CZ03 | Efficient | 0 | Conventional | ComRefrig | Com - Retail | Com | RET Only | 0 | 1000 sqft2 of floor space | Cap-Tons | 15 | DEER:HVAC_Chillers | -360 | -0.071 | 0.0452 | SWCR012-02 | 3454.84 | 2021 | 0 | 1445.72 | 2021 | 0 | 0 | SWCR012-02 | ComRefrig - Compressor Retrofit - Cold ¦ PG&E ¦ Cold | ComRefrig - Compressor Retrofit - Cold | 0.028244 | 1 | 0.334 | CBSA 2014 | 32.8081 | 2012 | 0.6 | SWCR012-02
COM-COMREFRIG-70.16 | Com ¦ Average Existing Refrigeration Compressor - Marine ¦ PG&E ¦ Marine | Com ¦ Average Existing Refrigeration Compressor - Marine | PG&E ¦ Marine | PG&E | All | Electric | Single Compressor, Air-Cooled Cond | Average Existing | 0 | Conventional | ComRefrig | Com - School | Com | RET Only | 0 | 1000 sqft2 of floor space | Cap-Tons | 15 | DEER:HVAC_Chillers | 0 | 0 | 0 | SWCR012-02 | 2826.84 | 2021 | 0 | 1445.72 | 2021 | 0 | 0 | SWCR012-02 | ComRefrig - Compressor Retrofit - Marine ¦ PG&E ¦ Marine | ComRefrig - Compressor Retrofit - Marine | 0.0012323 | 1 | 0.666 | CBSA 2014 | 0 | 2012 | 0.6 | SWCR012-02
COM-COMREFRIG-71.16 | Com ¦ Efficient Refrigeration Compressor - Marine ¦ PG&E ¦ Marine | Com ¦ Efficient Refrigeration Compressor - Marine | PG&E ¦ Marine | PG&E | All | Electric | Multiplex Compressor, Air-cooled, CZ03 | Efficient | 0 | Conventional | ComRefrig | Com - School | Com | RET Only | 0 | 1000 sqft2 of floor space | Cap-Tons | 15 | DEER:HVAC_Chillers | -269 | -0.0557 | 0.0652 | SWCR012-02 | 3454.84 | 2021 | 0 | 1445.72 | 2021 | 0 | 0 | SWCR012-02 | ComRefrig - Compressor Retrofit - Marine ¦ PG&E ¦ Marine | ComRefrig - Compressor Retrofit - Marine | 0.0012323 | 1 | 0.334 | CBSA 2014 | 23.093 | 2012 | 0.6 | SWCR012-02
COM-COMREFRIG-70.17 | Com ¦ Average Existing Refrigeration Compressor - Hot-Dry ¦ PG&E ¦ Hot-Dry | Com ¦ Average Existing Refrigeration Compressor - Hot-Dry | PG&E ¦ Hot-Dry | PG&E | All | Electric | Single Compressor, Air-Cooled Cond | Average Existing | 0 | Conventional | ComRefrig | Com - School | Com | RET Only | 0 | 1000 sqft2 of floor space | Cap-Tons | 15 | DEER:HVAC_Chillers | 0 | 0 | 0 | SWCR012-02 | 2826.84 | 2021 | 0 | 1445.72 | 2021 | 0 | 0 | SWCR012-02 | ComRefrig - Compressor Retrofit - Hot-Dry ¦ PG&E ¦ Hot-Dry | ComRefrig - Compressor Retrofit - Hot-Dry | 0.0012323 | 1 | 0.666 | CBSA 2014 | 0 | 2012 | 0.6 | SWCR012-02
COM-COMREFRIG-71.17 | Com ¦ Efficient Refrigeration Compressor - Hot-Dry ¦ PG&E ¦ Hot-Dry | Com ¦ Efficient Refrigeration Compressor - Hot-Dry | PG&E ¦ Hot-Dry | PG&E | All | Electric | Multiplex Compressor, Air-cooled, CZ03 | Efficient | 0 | Conventional | ComRefrig | Com - School | Com | RET Only | 0 | 1000 sqft2 of floor space | Cap-Tons | 15 | DEER:HVAC_Chillers | -363 | -0.109 | 0.0587 | SWCR012-02 | 3454.84 | 2021 | 0 | 1445.72 | 2021 | 0 | 0 | SWCR012-02 | ComRefrig - Compressor Retrofit - Hot-Dry ¦ PG&E ¦ Hot-Dry | ComRefrig - Compressor Retrofit - Hot-Dry | 0.0012323 | 1 | 0.334 | CBSA 2014 | 31.2011 | 2012 | 0.6 | SWCR012-02
COM-COMREFRIG-70.18 | Com ¦ Average Existing Refrigeration Compressor - Cold ¦ PG&E ¦ Cold | Com ¦ Average Existing Refrigeration Compressor - Cold | PG&E ¦ Cold | PG&E | All | Electric | Single Compressor, Air-Cooled Cond | Average Existing | 0 | Conventional | ComRefrig | Com - School | Com | RET Only | 0 | 1000 sqft2 of floor space | Cap-Tons | 15 | DEER:HVAC_Chillers | 0 | 0 | 0 | SWCR012-02 | 2826.84 | 2021 | 0 | 1445.72 | 2021 | 0 | 0 | SWCR012-02 | ComRefrig - Compressor Retrofit - Cold ¦ PG&E ¦ Cold | ComRefrig - Compressor Retrofit - Cold | 0.0012323 | 1 | 0.666 | CBSA 2014 | 0 | 2012 | 0.6 | SWCR012-02
COM-COMREFRIG-71.18 | Com ¦ Efficient Refrigeration Compressor - Cold ¦ PG&E ¦ Cold | Com ¦ Efficient Refrigeration Compressor - Cold | PG&E ¦ Cold | PG&E | All | Electric | Multiplex Compressor, Air-cooled, CZ03 | Efficient | 0 | Conventional | ComRefrig | Com - School | Com | RET Only | 0 | 1000 sqft2 of floor space | Cap-Tons | 15 | DEER:HVAC_Chillers | -360 | -0.071 | 0.0452 | SWCR012-02 | 3454.84 | 2021 | 0 | 1445.72 | 2021 | 0 | 0 | SWCR012-02 | ComRefrig - Compressor Retrofit - Cold ¦ PG&E ¦ Cold | ComRefrig - Compressor Retrofit - Cold | 0.0012323 | 1 | 0.334 | CBSA 2014 | 30.9603 | 2012 | 0.6 | SWCR012-02
COM-COMREFRIG-70.1 | Com ¦ Average Existing Refrigeration Compressor - Marine ¦ SCE ¦ Marine | Com ¦ Average Existing Refrigeration Compressor - Marine | SCE ¦ Marine | SCE | All | Electric | Single Compressor, Air-Cooled Cond | Average Existing | 0 | Conventional | ComRefrig | Com - College | Com | RET Only | 0 | 1000 sqft2 of floor space | Cap-Tons | 15 | DEER:HVAC_Chillers | 0 | 0 | 0 | SWCR012-02 | 2826.84 | 2021 | 0 | 1445.72 | 2021 | 0 | 0 | SWCR012-02 | ComRefrig - Compressor Retrofit - Marine ¦ SCE ¦ Marine | ComRefrig - Compressor Retrofit - Marine | 0.0012323 | 1 | 0.666 | CBSA 2014 | 0 | 2012 | 0.6 | SWCR012-02
COM-COMREFRIG-71.1 | Com ¦ Efficient Refrigeration Compressor - Marine ¦ SCE ¦ Marine | Com ¦ Efficient Refrigeration Compressor - Marine | SCE ¦ Marine | SCE | All | Electric | Multiplex Compressor, Air-cooled, CZ03 | Efficient | 0 | Conventional | ComRefrig | Com - College | Com | RET Only | 0 | 1000 sqft2 of floor space | Cap-Tons | 15 | DEER:HVAC_Chillers | -298 | -0.066 | 0.0901 | SWCR012-02 | 3454.84 | 2021 | 0 | 1445.72 | 2021 | 0 | 0 | SWCR012-02 | ComRefrig - Compressor Retrofit - Marine ¦ SCE ¦ Marine | ComRefrig - Compressor Retrofit - Marine | 0.0012323 | 1 | 0.334 | CBSA 2014 | 15.807 | 2012 | 0.6 | SWCR012-02
COM-COMREFRIG-70.2 | Com ¦ Average Existing Refrigeration Compressor - Hot-Dry ¦ SCE ¦ Hot-Dry | Com ¦ Average Existing Refrigeration Compressor - Hot-Dry | SCE ¦ Hot-Dry | SCE | All | Electric | Single Compressor, Air-Cooled Cond | Average Existing | 0 | Conventional | ComRefrig | Com - College | Com | RET Only | 0 | 1000 sqft2 of floor space | Cap-Tons | 15 | DEER:HVAC_Chillers | 0 | 0 | 0 | SWCR012-02 | 2826.84 | 2021 | 0 | 1445.72 | 2021 | 0 | 0 | SWCR012-02 | ComRefrig - Compressor Retrofit - Hot-Dry ¦ SCE ¦ Hot-Dry | ComRefrig - Compressor Retrofit - Hot-Dry | 0.0012323 | 1 | 0.666 | CBSA 2014 | 0 | 2012 | 0.6 | SWCR012-02
COM-COMREFRIG-71.2 | Com ¦ Efficient Refrigeration Compressor - Hot-Dry ¦ SCE ¦ Hot-Dry | Com ¦ Efficient Refrigeration Compressor - Hot-Dry | SCE ¦ Hot-Dry | SCE | All | Electric | Multiplex Compressor, Air-cooled, CZ03 | Efficient | 0 | Conventional | ComRefrig | Com - College | Com | RET Only | 0 | 1000 sqft2 of floor space | Cap-Tons | 15 | DEER:HVAC_Chillers | -380 | -0.0985 | 0.0603 | SWCR012-02 | 3454.84 | 2021 | 0 | 1445.72 | 2021 | 0 | 0 | SWCR012-02 | ComRefrig - Compressor Retrofit - Hot-Dry ¦ SCE ¦ Hot-Dry | ComRefrig - Compressor Retrofit - Hot-Dry | 0.0012323 | 1 | 0.334 | CBSA 2014 | 20.2061 | 2012 | 0.6 | SWCR012-02
COM-COMREFRIG-70.3 | Com ¦ Average Existing Refrigeration Compressor - Cold ¦ SCE ¦ Cold | Com ¦ Average Existing Refrigeration Compressor - Cold | SCE ¦ Cold | SCE | All | Electric | Single Compressor, Air-Cooled Cond | Average Existing | 0 | Conventional | ComRefrig | Com - College | Com | RET Only | 0 | 1000 sqft2 of floor space | Cap-Tons | 15 | DEER:HVAC_Chillers | 0 | 0 | 0 | SWCR012-02 | 2826.84 | 2021 | 0 | 1445.72 | 2021 | 0 | 0 | SWCR012-02 | ComRefrig - Compressor Retrofit - Cold ¦ SCE ¦ Cold | ComRefrig - Compressor Retrofit - Cold | 0.0012323 | 1 | 0.666 | CBSA 2014 | 0 | 2012 | 0.6 | SWCR012-02
COM-COMREFRIG-71.3 | Com ¦ Efficient Refrigeration Compressor - Cold ¦ SCE ¦ Cold | Com ¦ Efficient Refrigeration Compressor - Cold | SCE ¦ Cold | SCE | All | Electric | Multiplex Compressor, Air-cooled, CZ03 | Efficient | 0 | Conventional | ComRefrig | Com - College | Com | RET Only | 0 | 1000 sqft2 of floor space | Cap-Tons | 15 | DEER:HVAC_Chillers | -360 | -0.071 | 0.0452 | SWCR012-02 | 3454.84 | 2021 | 0 | 1445.72 | 2021 | 0 | 0 | SWCR012-02 | ComRefrig - Compressor Retrofit - Cold ¦ SCE ¦ Cold | ComRefrig - Compressor Retrofit - Cold | 0.0012323 | 1 | 0.334 | CBSA 2014 | 19.1534 | 2012 | 0.6 | SWCR012-02
COM-COMREFRIG-70.4 | Com ¦ Average Existing Refrigeration Compressor - Marine ¦ SCE ¦ Marine | Com ¦ Average Existing Refrigeration Compressor - Marine | SCE ¦ Marine | SCE | All | Electric | Single Compressor, Air-Cooled Cond | Average Existing | 0 | Conventional | ComRefrig | Com - Grocery | Com | RET Only | 0 | 1000 sqft2 of floor space | Cap-Tons | 15 | DEER:HVAC_Chillers | 0 | 0 | 0 | SWCR012-02 | 2826.84 | 2021 | 0 | 1445.72 | 2021 | 0 | 0 | SWCR012-02 | ComRefrig - Compressor Retrofit - Marine ¦ SCE ¦ Marine | ComRefrig - Compressor Retrofit - Marine | 0.29565 | 1 | 0.6 | CBSA 2014 | 0 | 2012 | 0.6 | SWCR012-02
COM-COMREFRIG-71.4 | Com ¦ Efficient Refrigeration Compressor - Marine ¦ SCE ¦ Marine | Com ¦ Efficient Refrigeration Compressor - Marine | SCE ¦ Marine | SCE | All | Electric | Multiplex Compressor, Air-cooled, CZ03 | Efficient | 0 | Conventional | ComRefrig | Com - Grocery | Com | RET Only | 0 | 1000 sqft2 of floor space | Cap-Tons | 15 | DEER:HVAC_Chillers | -298 | -0.066 | 0.0901 | SWCR012-02 | 3454.84 | 2021 | 0 | 1445.72 | 2021 | 0 | 0 | SWCR012-02 | ComRefrig - Compressor Retrofit - Marine ¦ SCE ¦ Marine | ComRefrig - Compressor Retrofit - Marine | 0.29565 | 1 | 0.4 | CBSA 2014 | 8.3166 | 2012 | 0.6 | SWCR012-02
COM-COMREFRIG-70.5 | Com ¦ Average Existing Refrigeration Compressor - Hot-Dry ¦ SCE ¦ Hot-Dry | Com ¦ Average Existing Refrigeration Compressor - Hot-Dry | SCE ¦ Hot-Dry | SCE | All | Electric | Single Compressor, Air-Cooled Cond | Average Existing | 0 | Conventional | ComRefrig | Com - Grocery | Com | RET Only | 0 | 1000 sqft2 of floor space | Cap-Tons | 15 | DEER:HVAC_Chillers | 0 | 0 | 0 | SWCR012-02 | 2826.84 | 2021 | 0 | 1445.72 | 2021 | 0 | 0 | SWCR012-02 | ComRefrig - Compressor Retrofit - Hot-Dry ¦ SCE ¦ Hot-Dry | ComRefrig - Compressor Retrofit - Hot-Dry | 0.29565 | 1 | 0.6 | CBSA 2014 | 0 | 2012 | 0.6 | SWCR012-02
COM-COMREFRIG-71.5 | Com ¦ Efficient Refrigeration Compressor - Hot-Dry ¦ SCE ¦ Hot-Dry | Com ¦ Efficient Refrigeration Compressor - Hot-Dry | SCE ¦ Hot-Dry | SCE | All | Electric | Multiplex Compressor, Air-cooled, CZ03 | Efficient | 0 | Conventional | ComRefrig | Com - Grocery | Com | RET Only | 0 | 1000 sqft2 of floor space | Cap-Tons | 15 | DEER:HVAC_Chillers | -380 | -0.0985 | 0.0603 | SWCR012-02 | 3454.84 | 2021 | 0 | 1445.72 | 2021 | 0 | 0 | SWCR012-02 | ComRefrig - Compressor Retrofit - Hot-Dry ¦ SCE ¦ Hot-Dry | ComRefrig - Compressor Retrofit - Hot-Dry | 0.29565 | 1 | 0.4 | CBSA 2014 | 10.7551 | 2012 | 0.6 | SWCR012-02
COM-COMREFRIG-70.6 | Com ¦ Average Existing Refrigeration Compressor - Cold ¦ SCE ¦ Cold | Com ¦ Average Existing Refrigeration Compressor - Cold | SCE ¦ Cold | SCE | All | Electric | Single Compressor, Air-Cooled Cond | Average Existing | 0 | Conventional | ComRefrig | Com - Grocery | Com | RET Only | 0 | 1000 sqft2 of floor space | Cap-Tons | 15 | DEER:HVAC_Chillers | 0 | 0 | 0 | SWCR012-02 | 2826.84 | 2021 | 0 | 1445.72 | 2021 | 0 | 0 | SWCR012-02 | ComRefrig - Compressor Retrofit - Cold ¦ SCE ¦ Cold | ComRefrig - Compressor Retrofit - Cold | 0.29565 | 1 | 0.6 | CBSA 2014 | 0 | 2012 | 0.6 | SWCR012-02
COM-COMREFRIG-71.6 | Com ¦ Efficient Refrigeration Compressor - Cold ¦ SCE ¦ Cold | Com ¦ Efficient Refrigeration Compressor - Cold | SCE ¦ Cold | SCE | All | Electric | Multiplex Compressor, Air-cooled, CZ03 | Efficient | 0 | Conventional | ComRefrig | Com - Grocery | Com | RET Only | 0 | 1000 sqft2 of floor space | Cap-Tons | 15 | DEER:HVAC_Chillers | -360 | -0.071 | 0.0452 | SWCR012-02 | 3454.84 | 2021 | 0 | 1445.72 | 2021 | 0 | 0 | SWCR012-02 | ComRefrig - Compressor Retrofit - Cold ¦ SCE ¦ Cold | ComRefrig - Compressor Retrofit - Cold | 0.29565 | 1 | 0.4 | CBSA 2014 | 10.2219 | 2012 | 0.6 | SWCR012-02
COM-COMREFRIG-70.7 | Com ¦ Average Existing Refrigeration Compressor - Marine ¦ SCE ¦ Marine | Com ¦ Average Existing Refrigeration Compressor - Marine | SCE ¦ Marine | SCE | All | Electric | Single Compressor, Air-Cooled Cond | Average Existing | 0 | Conventional | ComRefrig | Com - Refrig. Warehouse | Com | RET Only | 0 | 1000 sqft2 of floor space | Cap-Tons | 15 | DEER:HVAC_Chillers | 0 | 0 | 0 | SWCR012-02 | 2826.84 | 2021 | 0 | 1445.72 | 2021 | 0 | 0 | SWCR012-02 | ComRefrig - Compressor Retrofit - Marine ¦ SCE ¦ Marine | ComRefrig - Compressor Retrofit - Marine | 0.14015 | 1 | 0.666 | CBSA 2014 | 0 | 2012 | 0.6 | SWCR012-02
COM-COMREFRIG-71.7 | Com ¦ Efficient Refrigeration Compressor - Marine ¦ SCE ¦ Marine | Com ¦ Efficient Refrigeration Compressor - Marine | SCE ¦ Marine | SCE | All | Electric | Multiplex Compressor, Air-cooled, CZ03 | Efficient | 0 | Conventional | ComRefrig | Com - Refrig. Warehouse | Com | RET Only | 0 | 1000 sqft2 of floor space | Cap-Tons | 15 | DEER:HVAC_Chillers | -298 | -0.066 | 0.0901 | SWCR012-02 | 3454.84 | 2021 | 0 | 1445.72 | 2021 | 0 | 0 | SWCR012-02 | ComRefrig - Compressor Retrofit - Marine ¦ SCE ¦ Marine | ComRefrig - Compressor Retrofit - Marine | 0.14015 | 1 | 0.334 | CBSA 2014 | 6.2039 | 2012 | 0.6 | SWCR012-02
COM-COMREFRIG-70.8 | Com ¦ Average Existing Refrigeration Compressor - Hot-Dry ¦ SCE ¦ Hot-Dry | Com ¦ Average Existing Refrigeration Compressor - Hot-Dry | SCE ¦ Hot-Dry | SCE | All | Electric | Single Compressor, Air-Cooled Cond | Average Existing | 0 | Conventional | ComRefrig | Com - Refrig. Warehouse | Com | RET Only | 0 | 1000 sqft2 of floor space | Cap-Tons | 15 | DEER:HVAC_Chillers | 0 | 0 | 0 | SWCR012-02 | 2826.84 | 2021 | 0 | 1445.72 | 2021 | 0 | 0 | SWCR012-02 | ComRefrig - Compressor Retrofit - Hot-Dry ¦ SCE ¦ Hot-Dry | ComRefrig - Compressor Retrofit - Hot-Dry | 0.14015 | 1 | 0.666 | CBSA 2014 | 0 | 2012 | 0.6 | SWCR012-02
COM-COMREFRIG-71.8 | Com ¦ Efficient Refrigeration Compressor - Hot-Dry ¦ SCE ¦ Hot-Dry | Com ¦ Efficient Refrigeration Compressor - Hot-Dry | SCE ¦ Hot-Dry | SCE | All | Electric | Multiplex Compressor, Air-cooled, CZ03 | Efficient | 0 | Conventional | ComRefrig | Com - Refrig. Warehouse | Com | RET Only | 0 | 1000 sqft2 of floor space | Cap-Tons | 15 | DEER:HVAC_Chillers | -380 | -0.0985 | 0.0603 | SWCR012-02 | 3454.84 | 2021 | 0 | 1445.72 | 2021 | 0 | 0 | SWCR012-02 | ComRefrig - Compressor Retrofit - Hot-Dry ¦ SCE ¦ Hot-Dry | ComRefrig - Compressor Retrofit - Hot-Dry | 0.14015 | 1 | 0.334 | CBSA 2014 | 7.9503 | 2012 | 0.6 | SWCR012-02
COM-COMREFRIG-70.9 | Com ¦ Average Existing Refrigeration Compressor - Cold ¦ SCE ¦ Cold | Com ¦ Average Existing Refrigeration Compressor - Cold | SCE ¦ Cold | SCE | All | Electric | Single Compressor, Air-Cooled Cond | Average Existing | 0 | Conventional | ComRefrig | Com - Refrig. Warehouse | Com | RET Only | 0 | 1000 sqft2 of floor space | Cap-Tons | 15 | DEER:HVAC_Chillers | 0 | 0 | 0 | SWCR012-02 | 2826.84 | 2021 | 0 | 1445.72 | 2021 | 0 | 0 | SWCR012-02 | ComRefrig - Compressor Retrofit - Cold ¦ SCE ¦ Cold | ComRefrig - Compressor Retrofit - Cold | 0.14015 | 1 | 0.666 | CBSA 2014 | 0 | 2012 | 0.6 | SWCR012-02
COM-COMREFRIG-71.9 | Com ¦ Efficient Refrigeration Compressor - Cold ¦ SCE ¦ Cold | Com ¦ Efficient Refrigeration Compressor - Cold | SCE ¦ Cold | SCE | All | Electric | Multiplex Compressor, Air-cooled, CZ03 | Efficient | 0 | Conventional | ComRefrig | Com - Refrig. Warehouse | Com | RET Only | 0 | 1000 sqft2 of floor space | Cap-Tons | 15 | DEER:HVAC_Chillers | -360 | -0.071 | 0.0452 | SWCR012-02 | 3454.84 | 2021 | 0 | 1445.72 | 2021 | 0 | 0 | SWCR012-02 | ComRefrig - Compressor Retrofit - Cold ¦ SCE ¦ Cold | ComRefrig - Compressor Retrofit - Cold | 0.14015 | 1 | 0.334 | CBSA 2014 | 7.5404 | 2012 | 0.6 | SWCR012-02
COM-COMREFRIG-70.10 | Com ¦ Average Existing Refrigeration Compressor - Marine ¦ SCE ¦ Marine | Com ¦ Average Existing Refrigeration Compressor - Marine | SCE ¦ Marine | SCE | All | Electric | Single Compressor, Air-Cooled Cond | Average Existing | 0 | Conventional | ComRefrig | Com - Restaurant | Com | RET Only | 0 | 1000 sqft2 of floor space | Cap-Tons | 15 | DEER:HVAC_Chillers | 0 | 0 | 0 | SWCR012-02 | 2826.84 | 2021 | 0 | 1445.72 | 2021 | 0 | 0 | SWCR012-02 | ComRefrig - Compressor Retrofit - Marine ¦ SCE ¦ Marine | ComRefrig - Compressor Retrofit - Marine | 0.045926 | 1 | 0.666 | CBSA 2014 | 0 | 2012 | 0.6 | SWCR012-02
COM-COMREFRIG-71.10 | Com ¦ Efficient Refrigeration Compressor - Marine ¦ SCE ¦ Marine | Com ¦ Efficient Refrigeration Compressor - Marine | SCE ¦ Marine | SCE | All | Electric | Multiplex Compressor, Air-cooled, CZ03 | Efficient | 0 | Conventional | ComRefrig | Com - Restaurant | Com | RET Only | 0 | 1000 sqft2 of floor space | Cap-Tons | 15 | DEER:HVAC_Chillers | -298 | -0.066 | 0.0901 | SWCR012-02 | 3454.84 | 2021 | 0 | 1445.72 | 2021 | 0 | 0 | SWCR012-02 | ComRefrig - Compressor Retrofit - Marine ¦ SCE ¦ Marine | ComRefrig - Compressor Retrofit - Marine | 0.045926 | 1 | 0.334 | CBSA 2014 | 6.3281 | 2012 | 0.6 | SWCR012-02
COM-COMREFRIG-70.11 | Com ¦ Average Existing Refrigeration Compressor - Hot-Dry ¦ SCE ¦ Hot-Dry | Com ¦ Average Existing Refrigeration Compressor - Hot-Dry | SCE ¦ Hot-Dry | SCE | All | Electric | Single Compressor, Air-Cooled Cond | Average Existing | 0 | Conventional | ComRefrig | Com - Restaurant | Com | RET Only | 0 | 1000 sqft2 of floor space | Cap-Tons | 15 | DEER:HVAC_Chillers | 0 | 0 | 0 | SWCR012-02 | 2826.84 | 2021 | 0 | 1445.72 | 2021 | 0 | 0 | SWCR012-02 | ComRefrig - Compressor Retrofit - Hot-Dry ¦ SCE ¦ Hot-Dry | ComRefrig - Compressor Retrofit - Hot-Dry | 0.045926 | 1 | 0.666 | CBSA 2014 | 0 | 2012 | 0.6 | SWCR012-02
COM-COMREFRIG-71.11 | Com ¦ Efficient Refrigeration Compressor - Hot-Dry ¦ SCE ¦ Hot-Dry | Com ¦ Efficient Refrigeration Compressor - Hot-Dry | SCE ¦ Hot-Dry | SCE | All | Electric | Multiplex Compressor, Air-cooled, CZ03 | Efficient | 0 | Conventional | ComRefrig | Com - Restaurant | Com | RET Only | 0 | 1000 sqft2 of floor space | Cap-Tons | 15 | DEER:HVAC_Chillers | -380 | -0.0985 | 0.0603 | SWCR012-02 | 3454.84 | 2021 | 0 | 1445.72 | 2021 | 0 | 0 | SWCR012-02 | ComRefrig - Compressor Retrofit - Hot-Dry ¦ SCE ¦ Hot-Dry | ComRefrig - Compressor Retrofit - Hot-Dry | 0.045926 | 1 | 0.334 | CBSA 2014 | 8.084 | 2012 | 0.6 | SWCR012-02
COM-COMREFRIG-70.12 | Com ¦ Average Existing Refrigeration Compressor - Cold ¦ SCE ¦ Cold | Com ¦ Average Existing Refrigeration Compressor - Cold | SCE ¦ Cold | SCE | All | Electric | Single Compressor, Air-Cooled Cond | Average Existing | 0 | Conventional | ComRefrig | Com - Restaurant | Com | RET Only | 0 | 1000 sqft2 of floor space | Cap-Tons | 15 | DEER:HVAC_Chillers | 0 | 0 | 0 | SWCR012-02 | 2826.84 | 2021 | 0 | 1445.72 | 2021 | 0 | 0 | SWCR012-02 | ComRefrig - Compressor Retrofit - Cold ¦ SCE ¦ Cold | ComRefrig - Compressor Retrofit - Cold | 0.045926 | 1 | 0.666 | CBSA 2014 | 0 | 2012 | 0.6 | SWCR012-02
COM-COMREFRIG-71.12 | Com ¦ Efficient Refrigeration Compressor - Cold ¦ SCE ¦ Cold | Com ¦ Efficient Refrigeration Compressor - Cold | SCE ¦ Cold | SCE | All | Electric | Multiplex Compressor, Air-cooled, CZ03 | Efficient | 0 | Conventional | ComRefrig | Com - Restaurant | Com | RET Only | 0 | 1000 sqft2 of floor space | Cap-Tons | 15 | DEER:HVAC_Chillers | -360 | -0.071 | 0.0452 | SWCR012-02 | 3454.84 | 2021 | 0 | 1445.72 | 2021 | 0 | 0 | SWCR012-02 | ComRefrig - Compressor Retrofit - Cold ¦ SCE ¦ Cold | ComRefrig - Compressor Retrofit - Cold | 0.045926 | 1 | 0.334 | CBSA 2014 | 7.6617 | 2012 | 0.6 | SWCR012-02
COM-COMREFRIG-70.13 | Com ¦ Average Existing Refrigeration Compressor - Marine ¦ SCE ¦ Marine | Com ¦ Average Existing Refrigeration Compressor - Marine | SCE ¦ Marine | SCE | All | Electric | Single Compressor, Air-Cooled Cond | Average Existing | 0 | Conventional | ComRefrig | Com - Retail | Com | RET Only | 0 | 1000 sqft2 of floor space | Cap-Tons | 15 | DEER:HVAC_Chillers | 0 | 0 | 0 | SWCR012-02 | 2826.84 | 2021 | 0 | 1445.72 | 2021 | 0 | 0 | SWCR012-02 | ComRefrig - Compressor Retrofit - Marine ¦ SCE ¦ Marine | ComRefrig - Compressor Retrofit - Marine | 0.028244 | 1 | 0.666 | CBSA 2014 | 0 | 2012 | 0.6 | SWCR012-02
COM-COMREFRIG-71.13 | Com ¦ Efficient Refrigeration Compressor - Marine ¦ SCE ¦ Marine | Com ¦ Efficient Refrigeration Compressor - Marine | SCE ¦ Marine | SCE | All | Electric | Multiplex Compressor, Air-cooled, CZ03 | Efficient | 0 | Conventional | ComRefrig | Com - Retail | Com | RET Only | 0 | 1000 sqft2 of floor space | Cap-Tons | 15 | DEER:HVAC_Chillers | -298 | -0.066 | 0.0901 | SWCR012-02 | 3454.84 | 2021 | 0 | 1445.72 | 2021 | 0 | 0 | SWCR012-02 | ComRefrig - Compressor Retrofit - Marine ¦ SCE ¦ Marine | ComRefrig - Compressor Retrofit - Marine | 0.028244 | 1 | 0.334 | CBSA 2014 | 17.8546 | 2012 | 0.6 | SWCR012-02
COM-COMREFRIG-70.14 | Com ¦ Average Existing Refrigeration Compressor - Hot-Dry ¦ SCE ¦ Hot-Dry | Com ¦ Average Existing Refrigeration Compressor - Hot-Dry | SCE ¦ Hot-Dry | SCE | All | Electric | Single Compressor, Air-Cooled Cond | Average Existing | 0 | Conventional | ComRefrig | Com - Retail | Com | RET Only | 0 | 1000 sqft2 of floor space | Cap-Tons | 15 | DEER:HVAC_Chillers | 0 | 0 | 0 | SWCR012-02 | 2826.84 | 2021 | 0 | 1445.72 | 2021 | 0 | 0 | SWCR012-02 | ComRefrig - Compressor Retrofit - Hot-Dry ¦ SCE ¦ Hot-Dry | ComRefrig - Compressor Retrofit - Hot-Dry | 0.028244 | 1 | 0.666 | CBSA 2014 | 0 | 2012 | 0.6 | SWCR012-02
COM-COMREFRIG-71.14 | Com ¦ Efficient Refrigeration Compressor - Hot-Dry ¦ SCE ¦ Hot-Dry | Com ¦ Efficient Refrigeration Compressor - Hot-Dry | SCE ¦ Hot-Dry | SCE | All | Electric | Multiplex Compressor, Air-cooled, CZ03 | Efficient | 0 | Conventional | ComRefrig | Com - Retail | Com | RET Only | 0 | 1000 sqft2 of floor space | Cap-Tons | 15 | DEER:HVAC_Chillers | -380 | -0.0985 | 0.0603 | SWCR012-02 | 3454.84 | 2021 | 0 | 1445.72 | 2021 | 0 | 0 | SWCR012-02 | ComRefrig - Compressor Retrofit - Hot-Dry ¦ SCE ¦ Hot-Dry | ComRefrig - Compressor Retrofit - Hot-Dry | 0.028244 | 1 | 0.334 | CBSA 2014 | 32.4078 | 2012 | 0.6 | SWCR012-02
COM-COMREFRIG-70.15 | Com ¦ Average Existing Refrigeration Compressor - Cold ¦ SCE ¦ Cold | Com ¦ Average Existing Refrigeration Compressor - Cold | SCE ¦ Cold | SCE | All | Electric | Single Compressor, Air-Cooled Cond | Average Existing | 0 | Conventional | ComRefrig | Com - Retail | Com | RET Only | 0 | 1000 sqft2 of floor space | Cap-Tons | 15 | DEER:HVAC_Chillers | 0 | 0 | 0 | SWCR012-02 | 2826.84 | 2021 | 0 | 1445.72 | 2021 | 0 | 0 | SWCR012-02 | ComRefrig - Compressor Retrofit - Cold ¦ SCE ¦ Cold | ComRefrig - Compressor Retrofit - Cold | 0.028244 | 1 | 0.666 | CBSA 2014 | 0 | 2012 | 0.6 | SWCR012-02
COM-COMREFRIG-71.15 | Com ¦ Efficient Refrigeration Compressor - Cold ¦ SCE ¦ Cold | Com ¦ Efficient Refrigeration Compressor - Cold | SCE ¦ Cold | SCE | All | Electric | Multiplex Compressor, Air-cooled, CZ03 | Efficient | 0 | Conventional | ComRefrig | Com - Retail | Com | RET Only | 0 | 1000 sqft2 of floor space | Cap-Tons | 15 | DEER:HVAC_Chillers | -360 | -0.071 | 0.0452 | SWCR012-02 | 3454.84 | 2021 | 0 | 1445.72 | 2021 | 0 | 0 | SWCR012-02 | ComRefrig - Compressor Retrofit - Cold ¦ SCE ¦ Cold | ComRefrig - Compressor Retrofit - Cold | 0.028244 | 1 | 0.334 | CBSA 2014 | 32.8081 | 2012 | 0.6 | SWCR012-02
COM-COMREFRIG-70.16 | Com ¦ Average Existing Refrigeration Compressor - Marine ¦ SCE ¦ Marine | Com ¦ Average Existing Refrigeration Compressor - Marine | SCE ¦ Marine | SCE | All | Electric | Single Compressor, Air-Cooled Cond | Average Existing | 0 | Conventional | ComRefrig | Com - School | Com | RET Only | 0 | 1000 sqft2 of floor space | Cap-Tons | 15 | DEER:HVAC_Chillers | 0 | 0 | 0 | SWCR012-02 | 2826.84 | 2021 | 0 | 1445.72 | 2021 | 0 | 0 | SWCR012-02 | ComRefrig - Compressor Retrofit - Marine ¦ SCE ¦ Marine | ComRefrig - Compressor Retrofit - Marine | 0.0012323 | 1 | 0.666 | CBSA 2014 | 0 | 2012 | 0.6 | SWCR012-02
COM-COMREFRIG-71.16 | Com ¦ Efficient Refrigeration Compressor - Marine ¦ SCE ¦ Marine | Com ¦ Efficient Refrigeration Compressor - Marine | SCE ¦ Marine | SCE | All | Electric | Multiplex Compressor, Air-cooled, CZ03 | Efficient | 0 | Conventional | ComRefrig | Com - School | Com | RET Only | 0 | 1000 sqft2 of floor space | Cap-Tons | 15 | DEER:HVAC_Chillers | -298 | -0.066 | 0.0901 | SWCR012-02 | 3454.84 | 2021 | 0 | 1445.72 | 2021 | 0 | 0 | SWCR012-02 | ComRefrig - Compressor Retrofit - Marine ¦ SCE ¦ Marine | ComRefrig - Compressor Retrofit - Marine | 0.0012323 | 1 | 0.334 | CBSA 2014 | 25.5591 | 2012 | 0.6 | SWCR012-02
COM-COMREFRIG-70.17 | Com ¦ Average Existing Refrigeration Compressor - Hot-Dry ¦ SCE ¦ Hot-Dry | Com ¦ Average Existing Refrigeration Compressor - Hot-Dry | SCE ¦ Hot-Dry | SCE | All | Electric | Single Compressor, Air-Cooled Cond | Average Existing | 0 | Conventional | ComRefrig | Com - School | Com | RET Only | 0 | 1000 sqft2 of floor space | Cap-Tons | 15 | DEER:HVAC_Chillers | 0 | 0 | 0 | SWCR012-02 | 2826.84 | 2021 | 0 | 1445.72 | 2021 | 0 | 0 | SWCR012-02 | ComRefrig - Compressor Retrofit - Hot-Dry ¦ SCE ¦ Hot-Dry | ComRefrig - Compressor Retrofit - Hot-Dry | 0.0012323 | 1 | 0.666 | CBSA 2014 | 0 | 2012 | 0.6 | SWCR012-02
COM-COMREFRIG-71.17 | Com ¦ Efficient Refrigeration Compressor - Hot-Dry ¦ SCE ¦ Hot-Dry | Com ¦ Efficient Refrigeration Compressor - Hot-Dry | SCE ¦ Hot-Dry | SCE | All | Electric | Multiplex Compressor, Air-cooled, CZ03 | Efficient | 0 | Conventional | ComRefrig | Com - School | Com | RET Only | 0 | 1000 sqft2 of floor space | Cap-Tons | 15 | DEER:HVAC_Chillers | -380 | -0.0985 | 0.0603 | SWCR012-02 | 3454.84 | 2021 | 0 | 1445.72 | 2021 | 0 | 0 | SWCR012-02 | ComRefrig - Compressor Retrofit - Hot-Dry ¦ SCE ¦ Hot-Dry | ComRefrig - Compressor Retrofit - Hot-Dry | 0.0012323 | 1 | 0.334 | CBSA 2014 | 32.6638 | 2012 | 0.6 | SWCR012-02
COM-COMREFRIG-70.18 | Com ¦ Average Existing Refrigeration Compressor - Cold ¦ SCE ¦ Cold | Com ¦ Average Existing Refrigeration Compressor - Cold | SCE ¦ Cold | SCE | All | Electric | Single Compressor, Air-Cooled Cond | Average Existing | 0 | Conventional | ComRefrig | Com - School | Com | RET Only | 0 | 1000 sqft2 of floor space | Cap-Tons | 15 | DEER:HVAC_Chillers | 0 | 0 | 0 | SWCR012-02 | 2826.84 | 2021 | 0 | 1445.72 | 2021 | 0 | 0 | SWCR012-02 | ComRefrig - Compressor Retrofit - Cold ¦ SCE ¦ Cold | ComRefrig - Compressor Retrofit - Cold | 0.0012323 | 1 | 0.666 | CBSA 2014 | 0 | 2012 | 0.6 | SWCR012-02
COM-COMREFRIG-71.18 | Com ¦ Efficient Refrigeration Compressor - Cold ¦ SCE ¦ Cold | Com ¦ Efficient Refrigeration Compressor - Cold | SCE ¦ Cold | SCE | All | Electric | Multiplex Compressor, Air-cooled, CZ03 | Efficient | 0 | Conventional | ComRefrig | Com - School | Com | RET Only | 0 | 1000 sqft2 of floor space | Cap-Tons | 15 | DEER:HVAC_Chillers | -360 | -0.071 | 0.0452 | SWCR012-02 | 3454.84 | 2021 | 0 | 1445.72 | 2021 | 0 | 0 | SWCR012-02 | ComRefrig - Compressor Retrofit - Cold ¦ SCE ¦ Cold | ComRefrig - Compressor Retrofit - Cold | 0.0012323 | 1 | 0.334 | CBSA 2014 | 30.9603 | 2012 | 0.6 | SWCR012-02
COM-COMREFRIG-70.1 | Com ¦ Average Existing Refrigeration Compressor - Marine ¦ SDG&E ¦ Marine | Com ¦ Average Existing Refrigeration Compressor - Marine | SDG&E ¦ Marine | SDG&E | All | Electric | Single Compressor, Air-Cooled Cond | Average Existing | 0 | Conventional | ComRefrig | Com - College | Com | RET Only | 0 | 1000 sqft2 of floor space | Cap-Tons | 15 | DEER:HVAC_Chillers | 0 | 0 | 0 | SWCR012-02 | 2826.84 | 2021 | 0 | 1445.72 | 2021 | 0 | 0 | SWCR012-02 | ComRefrig - Compressor Retrofit - Marine ¦ SDG&E ¦ Marine | ComRefrig - Compressor Retrofit - Marine | 0.0012323 | 1 | 0.666 | CBSA 2014 | 0 | 2012 | 0.6 | SWCR012-02
COM-COMREFRIG-71.1 | Com ¦ Efficient Refrigeration Compressor - Marine ¦ SDG&E ¦ Marine | Com ¦ Efficient Refrigeration Compressor - Marine | SDG&E ¦ Marine | SDG&E | All | Electric | Multiplex Compressor, Air-cooled | Efficient | 0 | Conventional | ComRefrig | Com - College | Com | RET Only | 0 | 1000 sqft2 of floor space | Cap-Tons | 15 | DEER:HVAC_Chillers | -298 | -0.066 | 0.0901 | SWCR012-02 | 3454.84 | 2021 | 0 | 1445.72 | 2021 | 0 | 0 | SWCR012-02 | ComRefrig - Compressor Retrofit - Marine ¦ SDG&E ¦ Marine | ComRefrig - Compressor Retrofit - Marine | 0.0012323 | 1 | 0.334 | CBSA 2014 | 15.807 | 2012 | 0.6 | SWCR012-02
COM-COMREFRIG-70.2 | Com ¦ Average Existing Refrigeration Compressor - Hot-Dry ¦ SDG&E ¦ Hot-Dry | Com ¦ Average Existing Refrigeration Compressor - Hot-Dry | SDG&E ¦ Hot-Dry | SDG&E | All | Electric | Single Compressor, Air-Cooled Cond | Average Existing | 0 | Conventional | ComRefrig | Com - College | Com | RET Only | 0 | 1000 sqft2 of floor space | Cap-Tons | 15 | DEER:HVAC_Chillers | 0 | 0 | 0 | SWCR012-02 | 2826.84 | 2021 | 0 | 1445.72 | 2021 | 0 | 0 | SWCR012-02 | ComRefrig - Compressor Retrofit - Hot-Dry ¦ SDG&E ¦ Hot-Dry | ComRefrig - Compressor Retrofit - Hot-Dry | 0.0012323 | 1 | 0.666 | CBSA 2014 | 0 | 2012 | 0.6 | SWCR012-02
COM-COMREFRIG-71.2 | Com ¦ Efficient Refrigeration Compressor - Hot-Dry ¦ SDG&E ¦ Hot-Dry | Com ¦ Efficient Refrigeration Compressor - Hot-Dry | SDG&E ¦ Hot-Dry | SDG&E | All | Electric | Multiplex Compressor, Air-cooled | Efficient | 0 | Conventional | ComRefrig | Com - College | Com | RET Only | 0 | 1000 sqft2 of floor space | Cap-Tons | 15 | DEER:HVAC_Chillers | -289 | -0.0464 | 0.0964 | SWCR012-02 | 3454.84 | 2021 | 0 | 1445.72 | 2021 | 0 | 0 | SWCR012-02 | ComRefrig - Compressor Retrofit - Hot-Dry ¦ SDG&E ¦ Hot-Dry | ComRefrig - Compressor Retrofit - Hot-Dry | 0.0012323 | 1 | 0.334 | CBSA 2014 | 15.3215 | 2012 | 0.6 | SWCR012-02
COM-COMREFRIG-70.3 | Com ¦ Average Existing Refrigeration Compressor - Marine ¦ SDG&E ¦ Marine | Com ¦ Average Existing Refrigeration Compressor - Marine | SDG&E ¦ Marine | SDG&E | All | Electric | Single Compressor, Air-Cooled Cond | Average Existing | 0 | Conventional | ComRefrig | Com - Grocery | Com | RET Only | 0 | 1000 sqft2 of floor space | Cap-Tons | 15 | DEER:HVAC_Chillers | 0 | 0 | 0 | SWCR012-02 | 2826.84 | 2021 | 0 | 1445.72 | 2021 | 0 | 0 | SWCR012-02 | ComRefrig - Compressor Retrofit - Marine ¦ SDG&E ¦ Marine | ComRefrig - Compressor Retrofit - Marine | 0.29565 | 1 | 0.6 | CBSA 2014 | 0 | 2012 | 0.6 | SWCR012-02
COM-COMREFRIG-71.3 | Com ¦ Efficient Refrigeration Compressor - Marine ¦ SDG&E ¦ Marine | Com ¦ Efficient Refrigeration Compressor - Marine | SDG&E ¦ Marine | SDG&E | All | Electric | Multiplex Compressor, Air-cooled | Efficient | 0 | Conventional | ComRefrig | Com - Grocery | Com | RET Only | 0 | 1000 sqft2 of floor space | Cap-Tons | 15 | DEER:HVAC_Chillers | -298 | -0.066 | 0.0901 | SWCR012-02 | 3454.84 | 2021 | 0 | 1445.72 | 2021 | 0 | 0 | SWCR012-02 | ComRefrig - Compressor Retrofit - Marine ¦ SDG&E ¦ Marine | ComRefrig - Compressor Retrofit - Marine | 0.29565 | 1 | 0.4 | CBSA 2014 | 8.3166 | 2012 | 0.6 | SWCR012-02
COM-COMREFRIG-70.4 | Com ¦ Average Existing Refrigeration Compressor - Hot-Dry ¦ SDG&E ¦ Hot-Dry | Com ¦ Average Existing Refrigeration Compressor - Hot-Dry | SDG&E ¦ Hot-Dry | SDG&E | All | Electric | Single Compressor, Air-Cooled Cond | Average Existing | 0 | Conventional | ComRefrig | Com - Grocery | Com | RET Only | 0 | 1000 sqft2 of floor space | Cap-Tons | 15 | DEER:HVAC_Chillers | 0 | 0 | 0 | SWCR012-02 | 2826.84 | 2021 | 0 | 1445.72 | 2021 | 0 | 0 | SWCR012-02 | ComRefrig - Compressor Retrofit - Hot-Dry ¦ SDG&E ¦ Hot-Dry | ComRefrig - Compressor Retrofit - Hot-Dry | 0.29565 | 1 | 0.6 | CBSA 2014 | 0 | 2012 | 0.6 | SWCR012-02
COM-COMREFRIG-71.4 | Com ¦ Efficient Refrigeration Compressor - Hot-Dry ¦ SDG&E ¦ Hot-Dry | Com ¦ Efficient Refrigeration Compressor - Hot-Dry | SDG&E ¦ Hot-Dry | SDG&E | All | Electric | Multiplex Compressor, Air-cooled | Efficient | 0 | Conventional | ComRefrig | Com - Grocery | Com | RET Only | 0 | 1000 sqft2 of floor space | Cap-Tons | 15 | DEER:HVAC_Chillers | -289 | -0.0464 | 0.0964 | SWCR012-02 | 3454.84 | 2021 | 0 | 1445.72 | 2021 | 0 | 0 | SWCR012-02 | ComRefrig - Compressor Retrofit - Hot-Dry ¦ SDG&E ¦ Hot-Dry | ComRefrig - Compressor Retrofit - Hot-Dry | 0.29565 | 1 | 0.4 | CBSA 2014 | 8.0406 | 2012 | 0.6 | SWCR012-02
COM-COMREFRIG-70.5 | Com ¦ Average Existing Refrigeration Compressor - Marine ¦ SDG&E ¦ Marine | Com ¦ Average Existing Refrigeration Compressor - Marine | SDG&E ¦ Marine | SDG&E | All | Electric | Single Compressor, Air-Cooled Cond | Average Existing | 0 | Conventional | ComRefrig | Com - Refrig. Warehouse | Com | RET Only | 0 | 1000 sqft2 of floor space | Cap-Tons | 15 | DEER:HVAC_Chillers | 0 | 0 | 0 | SWCR012-02 | 2826.84 | 2021 | 0 | 1445.72 | 2021 | 0 | 0 | SWCR012-02 | ComRefrig - Compressor Retrofit - Marine ¦ SDG&E ¦ Marine | ComRefrig - Compressor Retrofit - Marine | 0.14015 | 1 | 0.666 | CBSA 2014 | 0 | 2012 | 0.6 | SWCR012-02
COM-COMREFRIG-71.5 | Com ¦ Efficient Refrigeration Compressor - Marine ¦ SDG&E ¦ Marine | Com ¦ Efficient Refrigeration Compressor - Marine | SDG&E ¦ Marine | SDG&E | All | Electric | Multiplex Compressor, Air-cooled | Efficient | 0 | Conventional | ComRefrig | Com - Refrig. Warehouse | Com | RET Only | 0 | 1000 sqft2 of floor space | Cap-Tons | 15 | DEER:HVAC_Chillers | -298 | -0.066 | 0.0901 | SWCR012-02 | 3454.84 | 2021 | 0 | 1445.72 | 2021 | 0 | 0 | SWCR012-02 | ComRefrig - Compressor Retrofit - Marine ¦ SDG&E ¦ Marine | ComRefrig - Compressor Retrofit - Marine | 0.14015 | 1 | 0.334 | CBSA 2014 | 6.2039 | 2012 | 0.6 | SWCR012-02
COM-COMREFRIG-70.6 | Com ¦ Average Existing Refrigeration Compressor - Hot-Dry ¦ SDG&E ¦ Hot-Dry | Com ¦ Average Existing Refrigeration Compressor - Hot-Dry | SDG&E ¦ Hot-Dry | SDG&E | All | Electric | Single Compressor, Air-Cooled Cond | Average Existing | 0 | Conventional | ComRefrig | Com - Refrig. Warehouse | Com | RET Only | 0 | 1000 sqft2 of floor space | Cap-Tons | 15 | DEER:HVAC_Chillers | 0 | 0 | 0 | SWCR012-02 | 2826.84 | 2021 | 0 | 1445.72 | 2021 | 0 | 0 | SWCR012-02 | ComRefrig - Compressor Retrofit - Hot-Dry ¦ SDG&E ¦ Hot-Dry | ComRefrig - Compressor Retrofit - Hot-Dry | 0.14015 | 1 | 0.666 | CBSA 2014 | 0 | 2012 | 0.6 | SWCR012-02
COM-COMREFRIG-71.6 | Com ¦ Efficient Refrigeration Compressor - Hot-Dry ¦ SDG&E ¦ Hot-Dry | Com ¦ Efficient Refrigeration Compressor - Hot-Dry | SDG&E ¦ Hot-Dry | SDG&E | All | Electric | Multiplex Compressor, Air-cooled | Efficient | 0 | Conventional | ComRefrig | Com - Refrig. Warehouse | Com | RET Only | 0 | 1000 sqft2 of floor space | Cap-Tons | 15 | DEER:HVAC_Chillers | -289 | -0.0464 | 0.0964 | SWCR012-02 | 3454.84 | 2021 | 0 | 1445.72 | 2021 | 0 | 0 | SWCR012-02 | ComRefrig - Compressor Retrofit - Hot-Dry ¦ SDG&E ¦ Hot-Dry | ComRefrig - Compressor Retrofit - Hot-Dry | 0.14015 | 1 | 0.334 | CBSA 2014 | 6.0101 | 2012 | 0.6 | SWCR012-02
COM-COMREFRIG-70.7 | Com ¦ Average Existing Refrigeration Compressor - Marine ¦ SDG&E ¦ Marine | Com ¦ Average Existing Refrigeration Compressor - Marine | SDG&E ¦ Marine | SDG&E | All | Electric | Single Compressor, Air-Cooled Cond | Average Existing | 0 | Conventional | ComRefrig | Com - Restaurant | Com | RET Only | 0 | 1000 sqft2 of floor space | Cap-Tons | 15 | DEER:HVAC_Chillers | 0 | 0 | 0 | SWCR012-02 | 2826.84 | 2021 | 0 | 1445.72 | 2021 | 0 | 0 | SWCR012-02 | ComRefrig - Compressor Retrofit - Marine ¦ SDG&E ¦ Marine | ComRefrig - Compressor Retrofit - Marine | 0.045926 | 1 | 0.666 | CBSA 2014 | 0 | 2012 | 0.6 | SWCR012-02
COM-COMREFRIG-71.7 | Com ¦ Efficient Refrigeration Compressor - Marine ¦ SDG&E ¦ Marine | Com ¦ Efficient Refrigeration Compressor - Marine | SDG&E ¦ Marine | SDG&E | All | Electric | Multiplex Compressor, Air-cooled | Efficient | 0 | Conventional | ComRefrig | Com - Restaurant | Com | RET Only | 0 | 1000 sqft2 of floor space | Cap-Tons | 15 | DEER:HVAC_Chillers | -298 | -0.066 | 0.0901 | SWCR012-02 | 3454.84 | 2021 | 0 | 1445.72 | 2021 | 0 | 0 | SWCR012-02 | ComRefrig - Compressor Retrofit - Marine ¦ SDG&E ¦ Marine | ComRefrig - Compressor Retrofit - Marine | 0.045926 | 1 | 0.334 | CBSA 2014 | 6.3281 | 2012 | 0.6 | SWCR012-02
COM-COMREFRIG-70.8 | Com ¦ Average Existing Refrigeration Compressor - Hot-Dry ¦ SDG&E ¦ Hot-Dry | Com ¦ Average Existing Refrigeration Compressor - Hot-Dry | SDG&E ¦ Hot-Dry | SDG&E | All | Electric | Single Compressor, Air-Cooled Cond | Average Existing | 0 | Conventional | ComRefrig | Com - Restaurant | Com | RET Only | 0 | 1000 sqft2 of floor space | Cap-Tons | 15 | DEER:HVAC_Chillers | 0 | 0 | 0 | SWCR012-02 | 2826.84 | 2021 | 0 | 1445.72 | 2021 | 0 | 0 | SWCR012-02 | ComRefrig - Compressor Retrofit - Hot-Dry ¦ SDG&E ¦ Hot-Dry | ComRefrig - Compressor Retrofit - Hot-Dry | 0.045926 | 1 | 0.666 | CBSA 2014 | 0 | 2012 | 0.6 | SWCR012-02
COM-COMREFRIG-71.8 | Com ¦ Efficient Refrigeration Compressor - Hot-Dry ¦ SDG&E ¦ Hot-Dry | Com ¦ Efficient Refrigeration Compressor - Hot-Dry | SDG&E ¦ Hot-Dry | SDG&E | All | Electric | Multiplex Compressor, Air-cooled | Efficient | 0 | Conventional | ComRefrig | Com - Restaurant | Com | RET Only | 0 | 1000 sqft2 of floor space | Cap-Tons | 15 | DEER:HVAC_Chillers | -289 | -0.0464 | 0.0964 | SWCR012-02 | 3454.84 | 2021 | 0 | 1445.72 | 2021 | 0 | 0 | SWCR012-02 | ComRefrig - Compressor Retrofit - Hot-Dry ¦ SDG&E ¦ Hot-Dry | ComRefrig - Compressor Retrofit - Hot-Dry | 0.045926 | 1 | 0.334 | CBSA 2014 | 6.1345 | 2012 | 0.6 | SWCR012-02
COM-COMREFRIG-70.9 | Com ¦ Average Existing Refrigeration Compressor - Marine ¦ SDG&E ¦ Marine | Com ¦ Average Existing Refrigeration Compressor - Marine | SDG&E ¦ Marine | SDG&E | All | Electric | Single Compressor, Air-Cooled Cond | Average Existing | 0 | Conventional | ComRefrig | Com - Retail | Com | RET Only | 0 | 1000 sqft2 of floor space | Cap-Tons | 15 | DEER:HVAC_Chillers | 0 | 0 | 0 | SWCR012-02 | 2826.84 | 2021 | 0 | 1445.72 | 2021 | 0 | 0 | SWCR012-02 | ComRefrig - Compressor Retrofit - Marine ¦ SDG&E ¦ Marine | ComRefrig - Compressor Retrofit - Marine | 0.028244 | 1 | 0.666 | CBSA 2014 | 0 | 2012 | 0.6 | SWCR012-02
COM-COMREFRIG-71.9 | Com ¦ Efficient Refrigeration Compressor - Marine ¦ SDG&E ¦ Marine | Com ¦ Efficient Refrigeration Compressor - Marine | SDG&E ¦ Marine | SDG&E | All | Electric | Multiplex Compressor, Air-cooled | Efficient | 0 | Conventional | ComRefrig | Com - Retail | Com | RET Only | 0 | 1000 sqft2 of floor space | Cap-Tons | 15 | DEER:HVAC_Chillers | -298 | -0.066 | 0.0901 | SWCR012-02 | 3454.84 | 2021 | 0 | 1445.72 | 2021 | 0 | 0 | SWCR012-02 | ComRefrig - Compressor Retrofit - Marine ¦ SDG&E ¦ Marine | ComRefrig - Compressor Retrofit - Marine | 0.028244 | 1 | 0.334 | CBSA 2014 | 17.8546 | 2012 | 0.6 | SWCR012-02
COM-COMREFRIG-70.10 | Com ¦ Average Existing Refrigeration Compressor - Hot-Dry ¦ SDG&E ¦ Hot-Dry | Com ¦ Average Existing Refrigeration Compressor - Hot-Dry | SDG&E ¦ Hot-Dry | SDG&E | All | Electric | Single Compressor, Air-Cooled Cond | Average Existing | 0 | Conventional | ComRefrig | Com - Retail | Com | RET Only | 0 | 1000 sqft2 of floor space | Cap-Tons | 15 | DEER:HVAC_Chillers | 0 | 0 | 0 | SWCR012-02 | 2826.84 | 2021 | 0 | 1445.72 | 2021 | 0 | 0 | SWCR012-02 | ComRefrig - Compressor Retrofit - Hot-Dry ¦ SDG&E ¦ Hot-Dry | ComRefrig - Compressor Retrofit - Hot-Dry | 0.028244 | 1 | 0.666 | CBSA 2014 | 0 | 2012 | 0.6 | SWCR012-02
COM-COMREFRIG-71.10 | Com ¦ Efficient Refrigeration Compressor - Hot-Dry ¦ SDG&E ¦ Hot-Dry | Com ¦ Efficient Refrigeration Compressor - Hot-Dry | SDG&E ¦ Hot-Dry | SDG&E | All | Electric | Multiplex Compressor, Air-cooled | Efficient | 0 | Conventional | ComRefrig | Com - Retail | Com | RET Only | 0 | 1000 sqft2 of floor space | Cap-Tons | 15 | DEER:HVAC_Chillers | -289 | -0.0464 | 0.0964 | SWCR012-02 | 3454.84 | 2021 | 0 | 1445.72 | 2021 | 0 | 0 | SWCR012-02 | ComRefrig - Compressor Retrofit - Hot-Dry ¦ SDG&E ¦ Hot-Dry | ComRefrig - Compressor Retrofit - Hot-Dry | 0.028244 | 1 | 0.334 | CBSA 2014 | 15.7224 | 2012 | 0.6 | SWCR012-02
COM-COMREFRIG-70.11 | Com ¦ Average Existing Refrigeration Compressor - Marine ¦ SDG&E ¦ Marine | Com ¦ Average Existing Refrigeration Compressor - Marine | SDG&E ¦ Marine | SDG&E | All | Electric | Single Compressor, Air-Cooled Cond | Average Existing | 0 | Conventional | ComRefrig | Com - School | Com | RET Only | 0 | 1000 sqft2 of floor space | Cap-Tons | 15 | DEER:HVAC_Chillers | 0 | 0 | 0 | SWCR012-02 | 2826.84 | 2021 | 0 | 1445.72 | 2021 | 0 | 0 | SWCR012-02 | ComRefrig - Compressor Retrofit - Marine ¦ SDG&E ¦ Marine | ComRefrig - Compressor Retrofit - Marine | 0.0012323 | 1 | 0.666 | CBSA 2014 | 0 | 2012 | 0.6 | SWCR012-02
COM-COMREFRIG-71.11 | Com ¦ Efficient Refrigeration Compressor - Marine ¦ SDG&E ¦ Marine | Com ¦ Efficient Refrigeration Compressor - Marine | SDG&E ¦ Marine | SDG&E | All | Electric | Multiplex Compressor, Air-cooled | Efficient | 0 | Conventional | ComRefrig | Com - School | Com | RET Only | 0 | 1000 sqft2 of floor space | Cap-Tons | 15 | DEER:HVAC_Chillers | -298 | -0.066 | 0.0901 | SWCR012-02 | 3454.84 | 2021 | 0 | 1445.72 | 2021 | 0 | 0 | SWCR012-02 | ComRefrig - Compressor Retrofit - Marine ¦ SDG&E ¦ Marine | ComRefrig - Compressor Retrofit - Marine | 0.0012323 | 1 | 0.334 | CBSA 2014 | 25.5591 | 2012 | 0.6 | SWCR012-02
COM-COMREFRIG-70.12 | Com ¦ Average Existing Refrigeration Compressor - Hot-Dry ¦ SDG&E ¦ Hot-Dry | Com ¦ Average Existing Refrigeration Compressor - Hot-Dry | SDG&E ¦ Hot-Dry | SDG&E | All | Electric | Single Compressor, Air-Cooled Cond | Average Existing | 0 | Conventional | ComRefrig | Com - School | Com | RET Only | 0 | 1000 sqft2 of floor space | Cap-Tons | 15 | DEER:HVAC_Chillers | 0 | 0 | 0 | SWCR012-02 | 2826.84 | 2021 | 0 | 1445.72 | 2021 | 0 | 0 | SWCR012-02 | ComRefrig - Compressor Retrofit - Hot-Dry ¦ SDG&E ¦ Hot-Dry | ComRefrig - Compressor Retrofit - Hot-Dry | 0.0012323 | 1 | 0.666 | CBSA 2014 | 0 | 2012 | 0.6 | SWCR012-02
COM-COMREFRIG-71.12 | Com ¦ Efficient Refrigeration Compressor - Hot-Dry ¦ SDG&E ¦ Hot-Dry | Com ¦ Efficient Refrigeration Compressor - Hot-Dry | SDG&E ¦ Hot-Dry | SDG&E | All | Electric | Multiplex Compressor, Air-cooled | Efficient | 0 | Conventional | ComRefrig | Com - School | Com | RET Only | 0 | 1000 sqft2 of floor space | Cap-Tons | 15 | DEER:HVAC_Chillers | -289 | -0.0464 | 0.0964 | SWCR012-02 | 3454.84 | 2021 | 0 | 1445.72 | 2021 | 0 | 0 | SWCR012-02 | ComRefrig - Compressor Retrofit - Hot-Dry ¦ SDG&E ¦ Hot-Dry | ComRefrig - Compressor Retrofit - Hot-Dry | 0.0012323 | 1 | 0.334 | CBSA 2014 | 24.7753 | 2012 | 0.6 | SWCR012-02
COM-COMREFRIG-80.1 | Com ¦ No Floating Head Pressure Controls - Marine ¦ PG&E ¦ Marine | Com ¦ No Floating Head Pressure Controls - Marine | PG&E ¦ Marine | PG&E | All | Electric | Fixed head pressure controls | Average Existing | 0 | Conventional | ComRefrig | Com - College | Com | RET Only | 0 | 1000 sqft2 of floor space | Capacity-tons | 6.7 | DEER:HVAC_Chillers | 0 | 0 | 0 | SWCR007-02 | 0 | 2020 | 0 | 0 | 2020 | 0 | 0 | SWCR007-02 | ComRefrig - Floating Head Pressure Controls - Marine ¦ PG&E ¦ Marine | ComRefrig - Floating Head Pressure Controls - Marine | 0.0012323 | 1 | 0.78565 | CBSA 2014 | 0 | 2012 | 0.6 | SWCR007-02
COM-COMREFRIG-81.1 | Com ¦ Floating Head Pressure Controls - Marine ¦ PG&E ¦ Marine | Com ¦ Floating Head Pressure Controls - Marine | PG&E ¦ Marine | PG&E | All | Electric | Efficient, Floating Head Pressure Controls, Air-cooled, Cycling | Efficient | 0 | Conventional | ComRefrig | Com - College | Com | RET Only | 0 | 1000 sqft2 of floor space | Capacity-tons | 6.7 | DEER:HVAC_Chillers | -1190 | -0.0337 | -0.59 | SWCR007-02 | 141.64 | 2020 | 0 | 76.16 | 2020 | 0 | 0 | SWCR007-02 | ComRefrig - Floating Head Pressure Controls - Marine ¦ PG&E ¦ Marine | ComRefrig - Floating Head Pressure Controls - Marine | 0.0012323 | 1 | 0.21435 | CBSA 2014 | 63.9821 | 2012 | 0.6 | SWCR007-02
COM-COMREFRIG-80.2 | Com ¦ No Floating Head Pressure Controls - Hot-Dry ¦ PG&E ¦ Hot-Dry | Com ¦ No Floating Head Pressure Controls - Hot-Dry | PG&E ¦ Hot-Dry | PG&E | All | Electric | Fixed head pressure controls | Average Existing | 0 | Conventional | ComRefrig | Com - College | Com | RET Only | 0 | 1000 sqft2 of floor space | Capacity-tons | 6.7 | DEER:HVAC_Chillers | 0 | 0 | 0 | SWCR007-02 | 0 | 2020 | 0 | 0 | 2020 | 0 | 0 | SWCR007-02 | ComRefrig - Floating Head Pressure Controls - Hot-Dry ¦ PG&E ¦ Hot-Dry | ComRefrig - Floating Head Pressure Controls - Hot-Dry | 0.0012323 | 1 | 0.78565 | CBSA 2014 | 0 | 2012 | 0.6 | SWCR007-02
COM-COMREFRIG-81.2 | Com ¦ Floating Head Pressure Controls - Hot-Dry ¦ PG&E ¦ Hot-Dry | Com ¦ Floating Head Pressure Controls - Hot-Dry | PG&E ¦ Hot-Dry | PG&E | All | Electric | Efficient, Floating Head Pressure Controls, Air-cooled, Cycling | Efficient | 0 | Conventional | ComRefrig | Com - College | Com | RET Only | 0 | 1000 sqft2 of floor space | Capacity-tons | 6.7 | DEER:HVAC_Chillers | -957 | -0.026 | -0.452 | SWCR007-02 | 141.64 | 2020 | 0 | 76.16 | 2020 | 0 | 0 | SWCR007-02 | ComRefrig - Floating Head Pressure Controls - Hot-Dry ¦ PG&E ¦ Hot-Dry | ComRefrig - Floating Head Pressure Controls - Hot-Dry | 0.0012323 | 1 | 0.21435 | CBSA 2014 | 51.4341 | 2012 | 0.6 | SWCR007-02
COM-COMREFRIG-80.3 | Com ¦ No Floating Head Pressure Controls - Cold ¦ PG&E ¦ Cold | Com ¦ No Floating Head Pressure Controls - Cold | PG&E ¦ Cold | PG&E | All | Electric | Fixed head pressure controls | Average Existing | 0 | Conventional | ComRefrig | Com - College | Com | RET Only | 0 | 1000 sqft2 of floor space | Capacity-tons | 6.7 | DEER:HVAC_Chillers | 0 | 0 | 0 | SWCR007-02 | 0 | 2020 | 0 | 0 | 2020 | 0 | 0 | SWCR007-02 | ComRefrig - Floating Head Pressure Controls - Cold ¦ PG&E ¦ Cold | ComRefrig - Floating Head Pressure Controls - Cold | 0.0012323 | 1 | 0.78565 | CBSA 2014 | 0 | 2012 | 0.6 | SWCR007-02
COM-COMREFRIG-81.3 | Com ¦ Floating Head Pressure Controls - Cold ¦ PG&E ¦ Cold | Com ¦ Floating Head Pressure Controls - Cold | PG&E ¦ Cold | PG&E | All | Electric | Efficient, Floating Head Pressure Controls, Air-cooled, Cycling | Efficient | 0 | Conventional | ComRefrig | Com - College | Com | RET Only | 0 | 1000 sqft2 of floor space | Capacity-tons | 6.7 | DEER:HVAC_Chillers | -1060 | -0.0597 | -0.452 | SWCR007-02 | 141.64 | 2020 | 0 | 76.16 | 2020 | 0 | 0 | SWCR007-02 | ComRefrig - Floating Head Pressure Controls - Cold ¦ PG&E ¦ Cold | ComRefrig - Floating Head Pressure Controls - Cold | 0.0012323 | 1 | 0.21435 | CBSA 2014 | 56.9258 | 2012 | 0.6 | SWCR007-02
COM-COMREFRIG-80.4 | Com ¦ No Floating Head Pressure Controls - Marine ¦ PG&E ¦ Marine | Com ¦ No Floating Head Pressure Controls - Marine | PG&E ¦ Marine | PG&E | All | Electric | Fixed head pressure controls | Average Existing | 0 | Conventional | ComRefrig | Com - Grocery | Com | RET Only | 0 | 1000 sqft2 of floor space | Capacity-tons | 6.7 | DEER:HVAC_Chillers | 0 | 0 | 0 | SWCR007-02 | 0 | 2020 | 0 | 0 | 2020 | 0 | 0 | SWCR007-02 | ComRefrig - Floating Head Pressure Controls - Marine ¦ PG&E ¦ Marine | ComRefrig - Floating Head Pressure Controls - Marine | 0.29565 | 1 | 0.78565 | CBSA 2014 | 0 | 2012 | 0.6 | SWCR007-02
COM-COMREFRIG-81.4 | Com ¦ Floating Head Pressure Controls - Marine ¦ PG&E ¦ Marine | Com ¦ Floating Head Pressure Controls - Marine | PG&E ¦ Marine | PG&E | All | Electric | Efficient, Floating Head Pressure Controls, Air-cooled, Cycling | Efficient | 0 | Conventional | ComRefrig | Com - Grocery | Com | RET Only | 0 | 1000 sqft2 of floor space | Capacity-tons | 6.7 | DEER:HVAC_Chillers | -1190 | -0.0337 | -0.59 | SWCR007-02 | 141.64 | 2020 | 0 | 76.16 | 2020 | 0 | 0 | SWCR007-02 | ComRefrig - Floating Head Pressure Controls - Marine ¦ PG&E ¦ Marine | ComRefrig - Floating Head Pressure Controls - Marine | 0.29565 | 1 | 0.21435 | CBSA 2014 | 35.8219 | 2012 | 0.6 | SWCR007-02
COM-COMREFRIG-80.5 | Com ¦ No Floating Head Pressure Controls - Hot-Dry ¦ PG&E ¦ Hot-Dry | Com ¦ No Floating Head Pressure Controls - Hot-Dry | PG&E ¦ Hot-Dry | PG&E | All | Electric | Fixed head pressure controls | Average Existing | 0 | Conventional | ComRefrig | Com - Grocery | Com | RET Only | 0 | 1000 sqft2 of floor space | Capacity-tons | 6.7 | DEER:HVAC_Chillers | 0 | 0 | 0 | SWCR007-02 | 0 | 2020 | 0 | 0 | 2020 | 0 | 0 | SWCR007-02 | ComRefrig - Floating Head Pressure Controls - Hot-Dry ¦ PG&E ¦ Hot-Dry | ComRefrig - Floating Head Pressure Controls - Hot-Dry | 0.29565 | 1 | 0.78565 | CBSA 2014 | 0 | 2012 | 0.6 | SWCR007-02
COM-COMREFRIG-81.5 | Com ¦ Floating Head Pressure Controls - Hot-Dry ¦ PG&E ¦ Hot-Dry | Com ¦ Floating Head Pressure Controls - Hot-Dry | PG&E ¦ Hot-Dry | PG&E | All | Electric | Efficient, Floating Head Pressure Controls, Air-cooled, Cycling | Efficient | 0 | Conventional | ComRefrig | Com - Grocery | Com | RET Only | 0 | 1000 sqft2 of floor space | Capacity-tons | 6.7 | DEER:HVAC_Chillers | -957 | -0.026 | -0.452 | SWCR007-02 | 141.64 | 2020 | 0 | 76.16 | 2020 | 0 | 0 | SWCR007-02 | ComRefrig - Floating Head Pressure Controls - Hot-Dry ¦ PG&E ¦ Hot-Dry | ComRefrig - Floating Head Pressure Controls - Hot-Dry | 0.29565 | 1 | 0.21435 | CBSA 2014 | 28.7462 | 2012 | 0.6 | SWCR007-02
COM-COMREFRIG-80.6 | Com ¦ No Floating Head Pressure Controls - Cold ¦ PG&E ¦ Cold | Com ¦ No Floating Head Pressure Controls - Cold | PG&E ¦ Cold | PG&E | All | Electric | Fixed head pressure controls | Average Existing | 0 | Conventional | ComRefrig | Com - Grocery | Com | RET Only | 0 | 1000 sqft2 of floor space | Capacity-tons | 6.7 | DEER:HVAC_Chillers | 0 | 0 | 0 | SWCR007-02 | 0 | 2020 | 0 | 0 | 2020 | 0 | 0 | SWCR007-02 | ComRefrig - Floating Head Pressure Controls - Cold ¦ PG&E ¦ Cold | ComRefrig - Floating Head Pressure Controls - Cold | 0.29565 | 1 | 0.78565 | CBSA 2014 | 0 | 2012 | 0.6 | SWCR007-02
COM-COMREFRIG-81.6 | Com ¦ Floating Head Pressure Controls - Cold ¦ PG&E ¦ Cold | Com ¦ Floating Head Pressure Controls - Cold | PG&E ¦ Cold | PG&E | All | Electric | Efficient, Floating Head Pressure Controls, Air-cooled, Cycling | Efficient | 0 | Conventional | ComRefrig | Com - Grocery | Com | RET Only | 0 | 1000 sqft2 of floor space | Capacity-tons | 6.7 | DEER:HVAC_Chillers | -1060 | -0.0597 | -0.452 | SWCR007-02 | 141.64 | 2020 | 0 | 76.16 | 2020 | 0 | 0 | SWCR007-02 | ComRefrig - Floating Head Pressure Controls - Cold ¦ PG&E ¦ Cold | ComRefrig - Floating Head Pressure Controls - Cold | 0.29565 | 1 | 0.21435 | CBSA 2014 | 31.7063 | 2012 | 0.6 | SWCR007-02
COM-COMREFRIG-80.7 | Com ¦ No Floating Head Pressure Controls - Marine ¦ PG&E ¦ Marine | Com ¦ No Floating Head Pressure Controls - Marine | PG&E ¦ Marine | PG&E | All | Electric | Fixed head pressure controls | Average Existing | 0 | Conventional | ComRefrig | Com - Refrig. Warehouse | Com | RET Only | 0 | 1000 sqft2 of floor space | Capacity-tons | 6.7 | DEER:HVAC_Chillers | 0 | 0 | 0 | SWCR007-02 | 0 | 2020 | 0 | 0 | 2020 | 0 | 0 | SWCR007-02 | ComRefrig - Floating Head Pressure Controls - Marine ¦ PG&E ¦ Marine | ComRefrig - Floating Head Pressure Controls - Marine | 0.14015 | 1 | 0.78565 | CBSA 2014 | 0 | 2012 | 0.6 | SWCR007-02
COM-COMREFRIG-81.7 | Com ¦ Floating Head Pressure Controls - Marine ¦ PG&E ¦ Marine | Com ¦ Floating Head Pressure Controls - Marine | PG&E ¦ Marine | PG&E | All | Electric | Efficient, Floating Head Pressure Controls, Air-cooled, Cycling | Efficient | 0 | Conventional | ComRefrig | Com - Refrig. Warehouse | Com | RET Only | 0 | 1000 sqft2 of floor space | Capacity-tons | 6.7 | DEER:HVAC_Chillers | -1190 | -0.0337 | -0.59 | SWCR007-02 | 141.64 | 2020 | 0 | 76.16 | 2020 | 0 | 0 | SWCR007-02 | ComRefrig - Floating Head Pressure Controls - Marine ¦ PG&E ¦ Marine | ComRefrig - Floating Head Pressure Controls - Marine | 0.14015 | 1 | 0.21435 | CBSA 2014 | 25.4559 | 2012 | 0.6 | SWCR007-02
COM-COMREFRIG-80.8 | Com ¦ No Floating Head Pressure Controls - Hot-Dry ¦ PG&E ¦ Hot-Dry | Com ¦ No Floating Head Pressure Controls - Hot-Dry | PG&E ¦ Hot-Dry | PG&E | All | Electric | Fixed head pressure controls | Average Existing | 0 | Conventional | ComRefrig | Com - Refrig. Warehouse | Com | RET Only | 0 | 1000 sqft2 of floor space | Capacity-tons | 6.7 | DEER:HVAC_Chillers | 0 | 0 | 0 | SWCR007-02 | 0 | 2020 | 0 | 0 | 2020 | 0 | 0 | SWCR007-02 | ComRefrig - Floating Head Pressure Controls - Hot-Dry ¦ PG&E ¦ Hot-Dry | ComRefrig - Floating Head Pressure Controls - Hot-Dry | 0.14015 | 1 | 0.78565 | CBSA 2014 | 0 | 2012 | 0.6 | SWCR007-02
COM-COMREFRIG-81.8 | Com ¦ Floating Head Pressure Controls - Hot-Dry ¦ PG&E ¦ Hot-Dry | Com ¦ Floating Head Pressure Controls - Hot-Dry | PG&E ¦ Hot-Dry | PG&E | All | Electric | Efficient, Floating Head Pressure Controls, Air-cooled, Cycling | Efficient | 0 | Conventional | ComRefrig | Com - Refrig. Warehouse | Com | RET Only | 0 | 1000 sqft2 of floor space | Capacity-tons | 6.7 | DEER:HVAC_Chillers | -957 | -0.026 | -0.452 | SWCR007-02 | 141.64 | 2020 | 0 | 76.16 | 2020 | 0 | 0 | SWCR007-02 | ComRefrig - Floating Head Pressure Controls - Hot-Dry ¦ PG&E ¦ Hot-Dry | ComRefrig - Floating Head Pressure Controls - Hot-Dry | 0.14015 | 1 | 0.21435 | CBSA 2014 | 20.4555 | 2012 | 0.6 | SWCR007-02
COM-COMREFRIG-80.9 | Com ¦ No Floating Head Pressure Controls - Cold ¦ PG&E ¦ Cold | Com ¦ No Floating Head Pressure Controls - Cold | PG&E ¦ Cold | PG&E | All | Electric | Fixed head pressure controls | Average Existing | 0 | Conventional | ComRefrig | Com - Refrig. Warehouse | Com | RET Only | 0 | 1000 sqft2 of floor space | Capacity-tons | 6.7 | DEER:HVAC_Chillers | 0 | 0 | 0 | SWCR007-02 | 0 | 2020 | 0 | 0 | 2020 | 0 | 0 | SWCR007-02 | ComRefrig - Floating Head Pressure Controls - Cold ¦ PG&E ¦ Cold | ComRefrig - Floating Head Pressure Controls - Cold | 0.14015 | 1 | 0.78565 | CBSA 2014 | 0 | 2012 | 0.6 | SWCR007-02
COM-COMREFRIG-81.9 | Com ¦ Floating Head Pressure Controls - Cold ¦ PG&E ¦ Cold | Com ¦ Floating Head Pressure Controls - Cold | PG&E ¦ Cold | PG&E | All | Electric | Efficient, Floating Head Pressure Controls, Air-cooled, Cycling | Efficient | 0 | Conventional | ComRefrig | Com - Refrig. Warehouse | Com | RET Only | 0 | 1000 sqft2 of floor space | Capacity-tons | 6.7 | DEER:HVAC_Chillers | -1060 | -0.0597 | -0.452 | SWCR007-02 | 141.64 | 2020 | 0 | 76.16 | 2020 | 0 | 0 | SWCR007-02 | ComRefrig - Floating Head Pressure Controls - Cold ¦ PG&E ¦ Cold | ComRefrig - Floating Head Pressure Controls - Cold | 0.14015 | 1 | 0.21435 | CBSA 2014 | 22.6222 | 2012 | 0.6 | SWCR007-02
COM-COMREFRIG-80.10 | Com ¦ No Floating Head Pressure Controls - Marine ¦ PG&E ¦ Marine | Com ¦ No Floating Head Pressure Controls - Marine | PG&E ¦ Marine | PG&E | All | Electric | Fixed head pressure controls | Average Existing | 0 | Conventional | ComRefrig | Com - Restaurant | Com | RET Only | 0 | 1000 sqft2 of floor space | Capacity-tons | 6.7 | DEER:HVAC_Chillers | 0 | 0 | 0 | SWCR007-02 | 0 | 2020 | 0 | 0 | 2020 | 0 | 0 | SWCR007-02 | ComRefrig - Floating Head Pressure Controls - Marine ¦ PG&E ¦ Marine | ComRefrig - Floating Head Pressure Controls - Marine | 0.045926 | 1 | 0.78565 | CBSA 2014 | 0 | 2012 | 0.6 | SWCR007-02
COM-COMREFRIG-81.10 | Com ¦ Floating Head Pressure Controls - Marine ¦ PG&E ¦ Marine | Com ¦ Floating Head Pressure Controls - Marine | PG&E ¦ Marine | PG&E | All | Electric | Efficient, Floating Head Pressure Controls, Air-cooled, Cycling | Efficient | 0 | Conventional | ComRefrig | Com - Restaurant | Com | RET Only | 0 | 1000 sqft2 of floor space | Capacity-tons | 6.7 | DEER:HVAC_Chillers | -1190 | -0.0337 | -0.59 | SWCR007-02 | 141.64 | 2020 | 0 | 76.16 | 2020 | 0 | 0 | SWCR007-02 | ComRefrig - Floating Head Pressure Controls - Marine ¦ PG&E ¦ Marine | ComRefrig - Floating Head Pressure Controls - Marine | 0.045926 | 1 | 0.21435 | CBSA 2014 | 25.5243 | 2012 | 0.6 | SWCR007-02
COM-COMREFRIG-80.11 | Com ¦ No Floating Head Pressure Controls - Hot-Dry ¦ PG&E ¦ Hot-Dry | Com ¦ No Floating Head Pressure Controls - Hot-Dry | PG&E ¦ Hot-Dry | PG&E | All | Electric | Fixed head pressure controls | Average Existing | 0 | Conventional | ComRefrig | Com - Restaurant | Com | RET Only | 0 | 1000 sqft2 of floor space | Capacity-tons | 6.7 | DEER:HVAC_Chillers | 0 | 0 | 0 | SWCR007-02 | 0 | 2020 | 0 | 0 | 2020 | 0 | 0 | SWCR007-02 | ComRefrig - Floating Head Pressure Controls - Hot-Dry ¦ PG&E ¦ Hot-Dry | ComRefrig - Floating Head Pressure Controls - Hot-Dry | 0.045926 | 1 | 0.78565 | CBSA 2014 | 0 | 2012 | 0.6 | SWCR007-02
COM-COMREFRIG-81.11 | Com ¦ Floating Head Pressure Controls - Hot-Dry ¦ PG&E ¦ Hot-Dry | Com ¦ Floating Head Pressure Controls - Hot-Dry | PG&E ¦ Hot-Dry | PG&E | All | Electric | Efficient, Floating Head Pressure Controls, Air-cooled, Cycling | Efficient | 0 | Conventional | ComRefrig | Com - Restaurant | Com | RET Only | 0 | 1000 sqft2 of floor space | Capacity-tons | 6.7 | DEER:HVAC_Chillers | -957 | -0.026 | -0.452 | SWCR007-02 | 141.64 | 2020 | 0 | 76.16 | 2020 | 0 | 0 | SWCR007-02 | ComRefrig - Floating Head Pressure Controls - Hot-Dry ¦ PG&E ¦ Hot-Dry | ComRefrig - Floating Head Pressure Controls - Hot-Dry | 0.045926 | 1 | 0.21435 | CBSA 2014 | 20.5207 | 2012 | 0.6 | SWCR007-02
COM-COMREFRIG-80.12 | Com ¦ No Floating Head Pressure Controls - Cold ¦ PG&E ¦ Cold | Com ¦ No Floating Head Pressure Controls - Cold | PG&E ¦ Cold | PG&E | All | Electric | Fixed head pressure controls | Average Existing | 0 | Conventional | ComRefrig | Com - Restaurant | Com | RET Only | 0 | 1000 sqft2 of floor space | Capacity-tons | 6.7 | DEER:HVAC_Chillers | 0 | 0 | 0 | SWCR007-02 | 0 | 2020 | 0 | 0 | 2020 | 0 | 0 | SWCR007-02 | ComRefrig - Floating Head Pressure Controls - Cold ¦ PG&E ¦ Cold | ComRefrig - Floating Head Pressure Controls - Cold | 0.045926 | 1 | 0.78565 | CBSA 2014 | 0 | 2012 | 0.6 | SWCR007-02
COM-COMREFRIG-81.12 | Com ¦ Floating Head Pressure Controls - Cold ¦ PG&E ¦ Cold | Com ¦ Floating Head Pressure Controls - Cold | PG&E ¦ Cold | PG&E | All | Electric | Efficient, Floating Head Pressure Controls, Air-cooled, Cycling | Efficient | 0 | Conventional | ComRefrig | Com - Restaurant | Com | RET Only | 0 | 1000 sqft2 of floor space | Capacity-tons | 6.7 | DEER:HVAC_Chillers | -1060 | -0.0597 | -0.452 | SWCR007-02 | 141.64 | 2020 | 0 | 76.16 | 2020 | 0 | 0 | SWCR007-02 | ComRefrig - Floating Head Pressure Controls - Cold ¦ PG&E ¦ Cold | ComRefrig - Floating Head Pressure Controls - Cold | 0.045926 | 1 | 0.21435 | CBSA 2014 | 22.7162 | 2012 | 0.6 | SWCR007-02
COM-COMREFRIG-80.13 | Com ¦ No Floating Head Pressure Controls - Marine ¦ PG&E ¦ Marine | Com ¦ No Floating Head Pressure Controls - Marine | PG&E ¦ Marine | PG&E | All | Electric | Fixed head pressure controls | Average Existing | 0 | Conventional | ComRefrig | Com - Retail | Com | RET Only | 0 | 1000 sqft2 of floor space | Capacity-tons | 6.7 | DEER:HVAC_Chillers | 0 | 0 | 0 | SWCR007-02 | 0 | 2020 | 0 | 0 | 2020 | 0 | 0 | SWCR007-02 | ComRefrig - Floating Head Pressure Controls - Marine ¦ PG&E ¦ Marine | ComRefrig - Floating Head Pressure Controls - Marine | 0.028244 | 1 | 0.78565 | CBSA 2014 | 0 | 2012 | 0.6 | SWCR007-02
COM-COMREFRIG-81.13 | Com ¦ Floating Head Pressure Controls - Marine ¦ PG&E ¦ Marine | Com ¦ Floating Head Pressure Controls - Marine | PG&E ¦ Marine | PG&E | All | Electric | Efficient, Floating Head Pressure Controls, Air-cooled, Cycling | Efficient | 0 | Conventional | ComRefrig | Com - Retail | Com | RET Only | 0 | 1000 sqft2 of floor space | Capacity-tons | 6.7 | DEER:HVAC_Chillers | -1190 | -0.0337 | -0.59 | SWCR007-02 | 141.64 | 2020 | 0 | 76.16 | 2020 | 0 | 0 | SWCR007-02 | ComRefrig - Floating Head Pressure Controls - Marine ¦ PG&E ¦ Marine | ComRefrig - Floating Head Pressure Controls - Marine | 0.028244 | 1 | 0.21435 | CBSA 2014 | 239.0174 | 2012 | 0.6 | SWCR007-02
COM-COMREFRIG-80.14 | Com ¦ No Floating Head Pressure Controls - Hot-Dry ¦ PG&E ¦ Hot-Dry | Com ¦ No Floating Head Pressure Controls - Hot-Dry | PG&E ¦ Hot-Dry | PG&E | All | Electric | Fixed head pressure controls | Average Existing | 0 | Conventional | ComRefrig | Com - Retail | Com | RET Only | 0 | 1000 sqft2 of floor space | Capacity-tons | 6.7 | DEER:HVAC_Chillers | 0 | 0 | 0 | SWCR007-02 | 0 | 2020 | 0 | 0 | 2020 | 0 | 0 | SWCR007-02 | ComRefrig - Floating Head Pressure Controls - Hot-Dry ¦ PG&E ¦ Hot-Dry | ComRefrig - Floating Head Pressure Controls - Hot-Dry | 0.028244 | 1 | 0.78565 | CBSA 2014 | 0 | 2012 | 0.6 | SWCR007-02
COM-COMREFRIG-81.14 | Com ¦ Floating Head Pressure Controls - Hot-Dry ¦ PG&E ¦ Hot-Dry | Com ¦ Floating Head Pressure Controls - Hot-Dry | PG&E ¦ Hot-Dry | PG&E | All | Electric | Efficient, Floating Head Pressure Controls, Air-cooled, Cycling | Efficient | 0 | Conventional | ComRefrig | Com - Retail | Com | RET Only | 0 | 1000 sqft2 of floor space | Capacity-tons | 6.7 | DEER:HVAC_Chillers | -957 | -0.026 | -0.452 | SWCR007-02 | 141.64 | 2020 | 0 | 76.16 | 2020 | 0 | 0 | SWCR007-02 | ComRefrig - Floating Head Pressure Controls - Hot-Dry ¦ PG&E ¦ Hot-Dry | ComRefrig - Floating Head Pressure Controls - Hot-Dry | 0.028244 | 1 | 0.21435 | CBSA 2014 | 188.2487 | 2012 | 0.6 | SWCR007-02
COM-COMREFRIG-80.15 | Com ¦ No Floating Head Pressure Controls - Cold ¦ PG&E ¦ Cold | Com ¦ No Floating Head Pressure Controls - Cold | PG&E ¦ Cold | PG&E | All | Electric | Fixed head pressure controls | Average Existing | 0 | Conventional | ComRefrig | Com - Retail | Com | RET Only | 0 | 1000 sqft2 of floor space | Capacity-tons | 6.7 | DEER:HVAC_Chillers | 0 | 0 | 0 | SWCR007-02 | 0 | 2020 | 0 | 0 | 2020 | 0 | 0 | SWCR007-02 | ComRefrig - Floating Head Pressure Controls - Cold ¦ PG&E ¦ Cold | ComRefrig - Floating Head Pressure Controls - Cold | 0.028244 | 1 | 0.78565 | CBSA 2014 | 0 | 2012 | 0.6 | SWCR007-02
COM-COMREFRIG-81.15 | Com ¦ Floating Head Pressure Controls - Cold ¦ PG&E ¦ Cold | Com ¦ Floating Head Pressure Controls - Cold | PG&E ¦ Cold | PG&E | All | Electric | Efficient, Floating Head Pressure Controls, Air-cooled, Cycling | Efficient | 0 | Conventional | ComRefrig | Com - Retail | Com | RET Only | 0 | 1000 sqft2 of floor space | Capacity-tons | 6.7 | DEER:HVAC_Chillers | -1060 | -0.0597 | -0.452 | SWCR007-02 | 141.64 | 2020 | 0 | 76.16 | 2020 | 0 | 0 | SWCR007-02 | ComRefrig - Floating Head Pressure Controls - Cold ¦ PG&E ¦ Cold | ComRefrig - Floating Head Pressure Controls - Cold | 0.028244 | 1 | 0.21435 | CBSA 2014 | 199.9191 | 2012 | 0.6 | SWCR007-02
COM-COMREFRIG-80.16 | Com ¦ No Floating Head Pressure Controls - Marine ¦ PG&E ¦ Marine | Com ¦ No Floating Head Pressure Controls - Marine | PG&E ¦ Marine | PG&E | All | Electric | Fixed head pressure controls | Average Existing | 0 | Conventional | ComRefrig | Com - School | Com | RET Only | 0 | 1000 sqft2 of floor space | Capacity-tons | 6.7 | DEER:HVAC_Chillers | 0 | 0 | 0 | SWCR007-02 | 0 | 2020 | 0 | 0 | 2020 | 0 | 0 | SWCR007-02 | ComRefrig - Floating Head Pressure Controls - Marine ¦ PG&E ¦ Marine | ComRefrig - Floating Head Pressure Controls - Marine | 0.0012323 | 1 | 0.78565 | CBSA 2014 | 0 | 2012 | 0.6 | SWCR007-02
COM-COMREFRIG-81.16 | Com ¦ Floating Head Pressure Controls - Marine ¦ PG&E ¦ Marine | Com ¦ Floating Head Pressure Controls - Marine | PG&E ¦ Marine | PG&E | All | Electric | Efficient, Floating Head Pressure Controls, Air-cooled, Cycling | Efficient | 0 | Conventional | ComRefrig | Com - School | Com | RET Only | 0 | 1000 sqft2 of floor space | Capacity-tons | 6.7 | DEER:HVAC_Chillers | -1190 | -0.0337 | -0.59 | SWCR007-02 | 141.64 | 2020 | 0 | 76.16 | 2020 | 0 | 0 | SWCR007-02 | ComRefrig - Floating Head Pressure Controls - Marine ¦ PG&E ¦ Marine | ComRefrig - Floating Head Pressure Controls - Marine | 0.0012323 | 1 | 0.21435 | CBSA 2014 | 103.3124 | 2012 | 0.6 | SWCR007-02
COM-COMREFRIG-80.17 | Com ¦ No Floating Head Pressure Controls - Hot-Dry ¦ PG&E ¦ Hot-Dry | Com ¦ No Floating Head Pressure Controls - Hot-Dry | PG&E ¦ Hot-Dry | PG&E | All | Electric | Fixed head pressure controls | Average Existing | 0 | Conventional | ComRefrig | Com - School | Com | RET Only | 0 | 1000 sqft2 of floor space | Capacity-tons | 6.7 | DEER:HVAC_Chillers | 0 | 0 | 0 | SWCR007-02 | 0 | 2020 | 0 | 0 | 2020 | 0 | 0 | SWCR007-02 | ComRefrig - Floating Head Pressure Controls - Hot-Dry ¦ PG&E ¦ Hot-Dry | ComRefrig - Floating Head Pressure Controls - Hot-Dry | 0.0012323 | 1 | 0.78565 | CBSA 2014 | 0 | 2012 | 0.6 | SWCR007-02
COM-COMREFRIG-81.17 | Com ¦ Floating Head Pressure Controls - Hot-Dry ¦ PG&E ¦ Hot-Dry | Com ¦ Floating Head Pressure Controls - Hot-Dry | PG&E ¦ Hot-Dry | PG&E | All | Electric | Efficient, Floating Head Pressure Controls, Air-cooled, Cycling | Efficient | 0 | Conventional | ComRefrig | Com - School | Com | RET Only | 0 | 1000 sqft2 of floor space | Capacity-tons | 6.7 | DEER:HVAC_Chillers | -957 | -0.026 | -0.452 | SWCR007-02 | 141.64 | 2020 | 0 | 76.16 | 2020 | 0 | 0 | SWCR007-02 | ComRefrig - Floating Head Pressure Controls - Hot-Dry ¦ PG&E ¦ Hot-Dry | ComRefrig - Floating Head Pressure Controls - Hot-Dry | 0.0012323 | 1 | 0.21435 | CBSA 2014 | 83.0545 | 2012 | 0.6 | SWCR007-02
COM-COMREFRIG-80.18 | Com ¦ No Floating Head Pressure Controls - Cold ¦ PG&E ¦ Cold | Com ¦ No Floating Head Pressure Controls - Cold | PG&E ¦ Cold | PG&E | All | Electric | Fixed head pressure controls | Average Existing | 0 | Conventional | ComRefrig | Com - School | Com | RET Only | 0 | 1000 sqft2 of floor space | Capacity-tons | 6.7 | DEER:HVAC_Chillers | 0 | 0 | 0 | SWCR007-02 | 0 | 2020 | 0 | 0 | 2020 | 0 | 0 | SWCR007-02 | ComRefrig - Floating Head Pressure Controls - Cold ¦ PG&E ¦ Cold | ComRefrig - Floating Head Pressure Controls - Cold | 0.0012323 | 1 | 0.78565 | CBSA 2014 | 0 | 2012 | 0.6 | SWCR007-02
COM-COMREFRIG-81.18 | Com ¦ Floating Head Pressure Controls - Cold ¦ PG&E ¦ Cold | Com ¦ Floating Head Pressure Controls - Cold | PG&E ¦ Cold | PG&E | All | Electric | Efficient, Floating Head Pressure Controls, Air-cooled, Cycling | Efficient | 0 | Conventional | ComRefrig | Com - School | Com | RET Only | 0 | 1000 sqft2 of floor space | Capacity-tons | 6.7 | DEER:HVAC_Chillers | -1060 | -0.0597 | -0.452 | SWCR007-02 | 141.64 | 2020 | 0 | 76.16 | 2020 | 0 | 0 | SWCR007-02 | ComRefrig - Floating Head Pressure Controls - Cold ¦ PG&E ¦ Cold | ComRefrig - Floating Head Pressure Controls - Cold | 0.0012323 | 1 | 0.21435 | CBSA 2014 | 91.9296 | 2012 | 0.6 | SWCR007-02
COM-COMREFRIG-80.1 | Com ¦ No Floating Head Pressure Controls - Marine ¦ SCE ¦ Marine | Com ¦ No Floating Head Pressure Controls - Marine | SCE ¦ Marine | SCE | All | Electric | Fixed head pressure controls | Average Existing | 0 | Conventional | ComRefrig | Com - College | Com | RET Only | 0 | 1000 sqft2 of floor space | Capacity-tons | 6.7 | DEER:HVAC_Chillers | 0 | 0 | 0 | SWCR007-02 | 0 | 2020 | 0 | 0 | 2020 | 0 | 0 | SWCR007-02 | ComRefrig - Floating Head Pressure Controls - Marine ¦ SCE ¦ Marine | ComRefrig - Floating Head Pressure Controls - Marine | 0.0012323 | 1 | 0.78565 | CBSA 2014 | 0 | 2012 | 0.6 | SWCR007-02
COM-COMREFRIG-81.1 | Com ¦ Floating Head Pressure Controls - Marine ¦ SCE ¦ Marine | Com ¦ Floating Head Pressure Controls - Marine | SCE ¦ Marine | SCE | All | Electric | Efficient, Floating Head Pressure Controls, Air-cooled, Cycling | Efficient | 0 | Conventional | ComRefrig | Com - College | Com | RET Only | 0 | 1000 sqft2 of floor space | Capacity-tons | 6.7 | DEER:HVAC_Chillers | -842 | -0.036 | -0.435 | SWCR007-02 | 141.64 | 2020 | 0 | 76.16 | 2020 | 0 | 0 | SWCR007-02 | ComRefrig - Floating Head Pressure Controls - Marine ¦ SCE ¦ Marine | ComRefrig - Floating Head Pressure Controls - Marine | 0.0012323 | 1 | 0.21435 | CBSA 2014 | 45.2872 | 2012 | 0.6 | SWCR007-02
COM-COMREFRIG-80.2 | Com ¦ No Floating Head Pressure Controls - Hot-Dry ¦ SCE ¦ Hot-Dry | Com ¦ No Floating Head Pressure Controls - Hot-Dry | SCE ¦ Hot-Dry | SCE | All | Electric | Fixed head pressure controls | Average Existing | 0 | Conventional | ComRefrig | Com - College | Com | RET Only | 0 | 1000 sqft2 of floor space | Capacity-tons | 6.7 | DEER:HVAC_Chillers | 0 | 0 | 0 | SWCR007-02 | 0 | 2020 | 0 | 0 | 2020 | 0 | 0 | SWCR007-02 | ComRefrig - Floating Head Pressure Controls - Hot-Dry ¦ SCE ¦ Hot-Dry | ComRefrig - Floating Head Pressure Controls - Hot-Dry | 0.0012323 | 1 | 0.78565 | CBSA 2014 | 0 | 2012 | 0.6 | SWCR007-02
COM-COMREFRIG-81.2 | Com ¦ Floating Head Pressure Controls - Hot-Dry ¦ SCE ¦ Hot-Dry | Com ¦ Floating Head Pressure Controls - Hot-Dry | SCE ¦ Hot-Dry | SCE | All | Electric | Efficient, Floating Head Pressure Controls, Air-cooled, Cycling | Efficient | 0 | Conventional | ComRefrig | Com - College | Com | RET Only | 0 | 1000 sqft2 of floor space | Capacity-tons | 6.7 | DEER:HVAC_Chillers | -780 | -0.0374 | -0.384 | SWCR007-02 | 141.64 | 2020 | 0 | 76.16 | 2020 | 0 | 0 | SWCR007-02 | ComRefrig - Floating Head Pressure Controls - Hot-Dry ¦ SCE ¦ Hot-Dry | ComRefrig - Floating Head Pressure Controls - Hot-Dry | 0.0012323 | 1 | 0.21435 | CBSA 2014 | 41.9354 | 2012 | 0.6 | SWCR007-02
COM-COMREFRIG-80.3 | Com ¦ No Floating Head Pressure Controls - Cold ¦ SCE ¦ Cold | Com ¦ No Floating Head Pressure Controls - Cold | SCE ¦ Cold | SCE | All | Electric | Fixed head pressure controls | Average Existing | 0 | Conventional | ComRefrig | Com - College | Com | RET Only | 0 | 1000 sqft2 of floor space | Capacity-tons | 6.7 | DEER:HVAC_Chillers | 0 | 0 | 0 | SWCR007-02 | 0 | 2020 | 0 | 0 | 2020 | 0 | 0 | SWCR007-02 | ComRefrig - Floating Head Pressure Controls - Cold ¦ SCE ¦ Cold | ComRefrig - Floating Head Pressure Controls - Cold | 0.0012323 | 1 | 0.78565 | CBSA 2014 | 0 | 2012 | 0.6 | SWCR007-02
COM-COMREFRIG-81.3 | Com ¦ Floating Head Pressure Controls - Cold ¦ SCE ¦ Cold | Com ¦ Floating Head Pressure Controls - Cold | SCE ¦ Cold | SCE | All | Electric | Efficient, Floating Head Pressure Controls, Air-cooled, Cycling | Efficient | 0 | Conventional | ComRefrig | Com - College | Com | RET Only | 0 | 1000 sqft2 of floor space | Capacity-tons | 6.7 | DEER:HVAC_Chillers | -1060 | -0.0597 | -0.452 | SWCR007-02 | 141.64 | 2020 | 0 | 76.16 | 2020 | 0 | 0 | SWCR007-02 | ComRefrig - Floating Head Pressure Controls - Cold ¦ SCE ¦ Cold | ComRefrig - Floating Head Pressure Controls - Cold | 0.0012323 | 1 | 0.21435 | CBSA 2014 | 56.9258 | 2012 | 0.6 | SWCR007-02
COM-COMREFRIG-80.4 | Com ¦ No Floating Head Pressure Controls - Marine ¦ SCE ¦ Marine | Com ¦ No Floating Head Pressure Controls - Marine | SCE ¦ Marine | SCE | All | Electric | Fixed head pressure controls | Average Existing | 0 | Conventional | ComRefrig | Com - Grocery | Com | RET Only | 0 | 1000 sqft2 of floor space | Capacity-tons | 6.7 | DEER:HVAC_Chillers | 0 | 0 | 0 | SWCR007-02 | 0 | 2020 | 0 | 0 | 2020 | 0 | 0 | SWCR007-02 | ComRefrig - Floating Head Pressure Controls - Marine ¦ SCE ¦ Marine | ComRefrig - Floating Head Pressure Controls - Marine | 0.29565 | 1 | 0.78565 | CBSA 2014 | 0 | 2012 | 0.6 | SWCR007-02
COM-COMREFRIG-81.4 | Com ¦ Floating Head Pressure Controls - Marine ¦ SCE ¦ Marine | Com ¦ Floating Head Pressure Controls - Marine | SCE ¦ Marine | SCE | All | Electric | Efficient, Floating Head Pressure Controls, Air-cooled, Cycling | Efficient | 0 | Conventional | ComRefrig | Com - Grocery | Com | RET Only | 0 | 1000 sqft2 of floor space | Capacity-tons | 6.7 | DEER:HVAC_Chillers | -842 | -0.036 | -0.435 | SWCR007-02 | 141.64 | 2020 | 0 | 76.16 | 2020 | 0 | 0 | SWCR007-02 | ComRefrig - Floating Head Pressure Controls - Marine ¦ SCE ¦ Marine | ComRefrig - Floating Head Pressure Controls - Marine | 0.29565 | 1 | 0.21435 | CBSA 2014 | 25.3944 | 2012 | 0.6 | SWCR007-02
COM-COMREFRIG-80.5 | Com ¦ No Floating Head Pressure Controls - Hot-Dry ¦ SCE ¦ Hot-Dry | Com ¦ No Floating Head Pressure Controls - Hot-Dry | SCE ¦ Hot-Dry | SCE | All | Electric | Fixed head pressure controls | Average Existing | 0 | Conventional | ComRefrig | Com - Grocery | Com | RET Only | 0 | 1000 sqft2 of floor space | Capacity-tons | 6.7 | DEER:HVAC_Chillers | 0 | 0 | 0 | SWCR007-02 | 0 | 2020 | 0 | 0 | 2020 | 0 | 0 | SWCR007-02 | ComRefrig - Floating Head Pressure Controls - Hot-Dry ¦ SCE ¦ Hot-Dry | ComRefrig - Floating Head Pressure Controls - Hot-Dry | 0.29565 | 1 | 0.78565 | CBSA 2014 | 0 | 2012 | 0.6 | SWCR007-02
COM-COMREFRIG-81.5 | Com ¦ Floating Head Pressure Controls - Hot-Dry ¦ SCE ¦ Hot-Dry | Com ¦ Floating Head Pressure Controls - Hot-Dry | SCE ¦ Hot-Dry | SCE | All | Electric | Efficient, Floating Head Pressure Controls, Air-cooled, Cycling | Efficient | 0 | Conventional | ComRefrig | Com - Grocery | Com | RET Only | 0 | 1000 sqft2 of floor space | Capacity-tons | 6.7 | DEER:HVAC_Chillers | -780 | -0.0374 | -0.384 | SWCR007-02 | 141.64 | 2020 | 0 | 76.16 | 2020 | 0 | 0 | SWCR007-02 | ComRefrig - Floating Head Pressure Controls - Hot-Dry ¦ SCE ¦ Hot-Dry | ComRefrig - Floating Head Pressure Controls - Hot-Dry | 0.29565 | 1 | 0.21435 | CBSA 2014 | 23.4724 | 2012 | 0.6 | SWCR007-02
COM-COMREFRIG-80.6 | Com ¦ No Floating Head Pressure Controls - Cold ¦ SCE ¦ Cold | Com ¦ No Floating Head Pressure Controls - Cold | SCE ¦ Cold | SCE | All | Electric | Fixed head pressure controls | Average Existing | 0 | Conventional | ComRefrig | Com - Grocery | Com | RET Only | 0 | 1000 sqft2 of floor space | Capacity-tons | 6.7 | DEER:HVAC_Chillers | 0 | 0 | 0 | SWCR007-02 | 0 | 2020 | 0 | 0 | 2020 | 0 | 0 | SWCR007-02 | ComRefrig - Floating Head Pressure Controls - Cold ¦ SCE ¦ Cold | ComRefrig - Floating Head Pressure Controls - Cold | 0.29565 | 1 | 0.78565 | CBSA 2014 | 0 | 2012 | 0.6 | SWCR007-02
COM-COMREFRIG-81.6 | Com ¦ Floating Head Pressure Controls - Cold ¦ SCE ¦ Cold | Com ¦ Floating Head Pressure Controls - Cold | SCE ¦ Cold | SCE | All | Electric | Efficient, Floating Head Pressure Controls, Air-cooled, Cycling | Efficient | 0 | Conventional | ComRefrig | Com - Grocery | Com | RET Only | 0 | 1000 sqft2 of floor space | Capacity-tons | 6.7 | DEER:HVAC_Chillers | -1060 | -0.0597 | -0.452 | SWCR007-02 | 141.64 | 2020 | 0 | 76.16 | 2020 | 0 | 0 | SWCR007-02 | ComRefrig - Floating Head Pressure Controls - Cold ¦ SCE ¦ Cold | ComRefrig - Floating Head Pressure Controls - Cold | 0.29565 | 1 | 0.21435 | CBSA 2014 | 31.7063 | 2012 | 0.6 | SWCR007-02
COM-COMREFRIG-80.7 | Com ¦ No Floating Head Pressure Controls - Marine ¦ SCE ¦ Marine | Com ¦ No Floating Head Pressure Controls - Marine | SCE ¦ Marine | SCE | All | Electric | Fixed head pressure controls | Average Existing | 0 | Conventional | ComRefrig | Com - Refrig. Warehouse | Com | RET Only | 0 | 1000 sqft2 of floor space | Capacity-tons | 6.7 | DEER:HVAC_Chillers | 0 | 0 | 0 | SWCR007-02 | 0 | 2020 | 0 | 0 | 2020 | 0 | 0 | SWCR007-02 | ComRefrig - Floating Head Pressure Controls - Marine ¦ SCE ¦ Marine | ComRefrig - Floating Head Pressure Controls - Marine | 0.14015 | 1 | 0.78565 | CBSA 2014 | 0 | 2012 | 0.6 | SWCR007-02
COM-COMREFRIG-81.7 | Com ¦ Floating Head Pressure Controls - Marine ¦ SCE ¦ Marine | Com ¦ Floating Head Pressure Controls - Marine | SCE ¦ Marine | SCE | All | Electric | Efficient, Floating Head Pressure Controls, Air-cooled, Cycling | Efficient | 0 | Conventional | ComRefrig | Com - Refrig. Warehouse | Com | RET Only | 0 | 1000 sqft2 of floor space | Capacity-tons | 6.7 | DEER:HVAC_Chillers | -842 | -0.036 | -0.435 | SWCR007-02 | 141.64 | 2020 | 0 | 76.16 | 2020 | 0 | 0 | SWCR007-02 | ComRefrig - Floating Head Pressure Controls - Marine ¦ SCE ¦ Marine | ComRefrig - Floating Head Pressure Controls - Marine | 0.14015 | 1 | 0.21435 | CBSA 2014 | 18.0242 | 2012 | 0.6 | SWCR007-02
COM-COMREFRIG-80.8 | Com ¦ No Floating Head Pressure Controls - Hot-Dry ¦ SCE ¦ Hot-Dry | Com ¦ No Floating Head Pressure Controls - Hot-Dry | SCE ¦ Hot-Dry | SCE | All | Electric | Fixed head pressure controls | Average Existing | 0 | Conventional | ComRefrig | Com - Refrig. Warehouse | Com | RET Only | 0 | 1000 sqft2 of floor space | Capacity-tons | 6.7 | DEER:HVAC_Chillers | 0 | 0 | 0 | SWCR007-02 | 0 | 2020 | 0 | 0 | 2020 | 0 | 0 | SWCR007-02 | ComRefrig - Floating Head Pressure Controls - Hot-Dry ¦ SCE ¦ Hot-Dry | ComRefrig - Floating Head Pressure Controls - Hot-Dry | 0.14015 | 1 | 0.78565 | CBSA 2014 | 0 | 2012 | 0.6 | SWCR007-02
COM-COMREFRIG-81.8 | Com ¦ Floating Head Pressure Controls - Hot-Dry ¦ SCE ¦ Hot-Dry | Com ¦ Floating Head Pressure Controls - Hot-Dry | SCE ¦ Hot-Dry | SCE | All | Electric | Efficient, Floating Head Pressure Controls, Air-cooled, Cycling | Efficient | 0 | Conventional | ComRefrig | Com - Refrig. Warehouse | Com | RET Only | 0 | 1000 sqft2 of floor space | Capacity-tons | 6.7 | DEER:HVAC_Chillers | -780 | -0.0374 | -0.384 | SWCR007-02 | 141.64 | 2020 | 0 | 76.16 | 2020 | 0 | 0 | SWCR007-02 | ComRefrig - Floating Head Pressure Controls - Hot-Dry ¦ SCE ¦ Hot-Dry | ComRefrig - Floating Head Pressure Controls - Hot-Dry | 0.14015 | 1 | 0.21435 | CBSA 2014 | 16.6834 | 2012 | 0.6 | SWCR007-02
COM-COMREFRIG-80.9 | Com ¦ No Floating Head Pressure Controls - Cold ¦ SCE ¦ Cold | Com ¦ No Floating Head Pressure Controls - Cold | SCE ¦ Cold | SCE | All | Electric | Fixed head pressure controls | Average Existing | 0 | Conventional | ComRefrig | Com - Refrig. Warehouse | Com | RET Only | 0 | 1000 sqft2 of floor space | Capacity-tons | 6.7 | DEER:HVAC_Chillers | 0 | 0 | 0 | SWCR007-02 | 0 | 2020 | 0 | 0 | 2020 | 0 | 0 | SWCR007-02 | ComRefrig - Floating Head Pressure Controls - Cold ¦ SCE ¦ Cold | ComRefrig - Floating Head Pressure Controls - Cold | 0.14015 | 1 | 0.78565 | CBSA 2014 | 0 | 2012 | 0.6 | SWCR007-02
COM-COMREFRIG-81.9 | Com ¦ Floating Head Pressure Controls - Cold ¦ SCE ¦ Cold | Com ¦ Floating Head Pressure Controls - Cold | SCE ¦ Cold | SCE | All | Electric | Efficient, Floating Head Pressure Controls, Air-cooled, Cycling | Efficient | 0 | Conventional | ComRefrig | Com - Refrig. Warehouse | Com | RET Only | 0 | 1000 sqft2 of floor space | Capacity-tons | 6.7 | DEER:HVAC_Chillers | -1060 | -0.0597 | -0.452 | SWCR007-02 | 141.64 | 2020 | 0 | 76.16 | 2020 | 0 | 0 | SWCR007-02 | ComRefrig - Floating Head Pressure Controls - Cold ¦ SCE ¦ Cold | ComRefrig - Floating Head Pressure Controls - Cold | 0.14015 | 1 | 0.21435 | CBSA 2014 | 22.6222 | 2012 | 0.6 | SWCR007-02
COM-COMREFRIG-80.10 | Com ¦ No Floating Head Pressure Controls - Marine ¦ SCE ¦ Marine | Com ¦ No Floating Head Pressure Controls - Marine | SCE ¦ Marine | SCE | All | Electric | Fixed head pressure controls | Average Existing | 0 | Conventional | ComRefrig | Com - Restaurant | Com | RET Only | 0 | 1000 sqft2 of floor space | Capacity-tons | 6.7 | DEER:HVAC_Chillers | 0 | 0 | 0 | SWCR007-02 | 0 | 2020 | 0 | 0 | 2020 | 0 | 0 | SWCR007-02 | ComRefrig - Floating Head Pressure Controls - Marine ¦ SCE ¦ Marine | ComRefrig - Floating Head Pressure Controls - Marine | 0.045926 | 1 | 0.78565 | CBSA 2014 | 0 | 2012 | 0.6 | SWCR007-02
COM-COMREFRIG-81.10 | Com ¦ Floating Head Pressure Controls - Marine ¦ SCE ¦ Marine | Com ¦ Floating Head Pressure Controls - Marine | SCE ¦ Marine | SCE | All | Electric | Efficient, Floating Head Pressure Controls, Air-cooled, Cycling | Efficient | 0 | Conventional | ComRefrig | Com - Restaurant | Com | RET Only | 0 | 1000 sqft2 of floor space | Capacity-tons | 6.7 | DEER:HVAC_Chillers | -842 | -0.036 | -0.435 | SWCR007-02 | 141.64 | 2020 | 0 | 76.16 | 2020 | 0 | 0 | SWCR007-02 | ComRefrig - Floating Head Pressure Controls - Marine ¦ SCE ¦ Marine | ComRefrig - Floating Head Pressure Controls - Marine | 0.045926 | 1 | 0.21435 | CBSA 2014 | 18.0647 | 2012 | 0.6 | SWCR007-02
COM-COMREFRIG-80.11 | Com ¦ No Floating Head Pressure Controls - Hot-Dry ¦ SCE ¦ Hot-Dry | Com ¦ No Floating Head Pressure Controls - Hot-Dry | SCE ¦ Hot-Dry | SCE | All | Electric | Fixed head pressure controls | Average Existing | 0 | Conventional | ComRefrig | Com - Restaurant | Com | RET Only | 0 | 1000 sqft2 of floor space | Capacity-tons | 6.7 | DEER:HVAC_Chillers | 0 | 0 | 0 | SWCR007-02 | 0 | 2020 | 0 | 0 | 2020 | 0 | 0 | SWCR007-02 | ComRefrig - Floating Head Pressure Controls - Hot-Dry ¦ SCE ¦ Hot-Dry | ComRefrig - Floating Head Pressure Controls - Hot-Dry | 0.045926 | 1 | 0.78565 | CBSA 2014 | 0 | 2012 | 0.6 | SWCR007-02
COM-COMREFRIG-81.11 | Com ¦ Floating Head Pressure Controls - Hot-Dry ¦ SCE ¦ Hot-Dry | Com ¦ Floating Head Pressure Controls - Hot-Dry | SCE ¦ Hot-Dry | SCE | All | Electric | Efficient, Floating Head Pressure Controls, Air-cooled, Cycling | Efficient | 0 | Conventional | ComRefrig | Com - Restaurant | Com | RET Only | 0 | 1000 sqft2 of floor space | Capacity-tons | 6.7 | DEER:HVAC_Chillers | -780 | -0.0374 | -0.384 | SWCR007-02 | 141.64 | 2020 | 0 | 76.16 | 2020 | 0 | 0 | SWCR007-02 | ComRefrig - Floating Head Pressure Controls - Hot-Dry ¦ SCE ¦ Hot-Dry | ComRefrig - Floating Head Pressure Controls - Hot-Dry | 0.045926 | 1 | 0.21435 | CBSA 2014 | 16.7295 | 2012 | 0.6 | SWCR007-02
COM-COMREFRIG-80.12 | Com ¦ No Floating Head Pressure Controls - Cold ¦ SCE ¦ Cold | Com ¦ No Floating Head Pressure Controls - Cold | SCE ¦ Cold | SCE | All | Electric | Fixed head pressure controls | Average Existing | 0 | Conventional | ComRefrig | Com - Restaurant | Com | RET Only | 0 | 1000 sqft2 of floor space | Capacity-tons | 6.7 | DEER:HVAC_Chillers | 0 | 0 | 0 | SWCR007-02 | 0 | 2020 | 0 | 0 | 2020 | 0 | 0 | SWCR007-02 | ComRefrig - Floating Head Pressure Controls - Cold ¦ SCE ¦ Cold | ComRefrig - Floating Head Pressure Controls - Cold | 0.045926 | 1 | 0.78565 | CBSA 2014 | 0 | 2012 | 0.6 | SWCR007-02
COM-COMREFRIG-81.12 | Com ¦ Floating Head Pressure Controls - Cold ¦ SCE ¦ Cold | Com ¦ Floating Head Pressure Controls - Cold | SCE ¦ Cold | SCE | All | Electric | Efficient, Floating Head Pressure Controls, Air-cooled, Cycling | Efficient | 0 | Conventional | ComRefrig | Com - Restaurant | Com | RET Only | 0 | 1000 sqft2 of floor space | Capacity-tons | 6.7 | DEER:HVAC_Chillers | -1060 | -0.0597 | -0.452 | SWCR007-02 | 141.64 | 2020 | 0 | 76.16 | 2020 | 0 | 0 | SWCR007-02 | ComRefrig - Floating Head Pressure Controls - Cold ¦ SCE ¦ Cold | ComRefrig - Floating Head Pressure Controls - Cold | 0.045926 | 1 | 0.21435 | CBSA 2014 | 22.7162 | 2012 | 0.6 | SWCR007-02
COM-COMREFRIG-80.13 | Com ¦ No Floating Head Pressure Controls - Marine ¦ SCE ¦ Marine | Com ¦ No Floating Head Pressure Controls - Marine | SCE ¦ Marine | SCE | All | Electric | Fixed head pressure controls | Average Existing | 0 | Conventional | ComRefrig | Com - Retail | Com | RET Only | 0 | 1000 sqft2 of floor space | Capacity-tons | 6.7 | DEER:HVAC_Chillers | 0 | 0 | 0 | SWCR007-02 | 0 | 2020 | 0 | 0 | 2020 | 0 | 0 | SWCR007-02 | ComRefrig - Floating Head Pressure Controls - Marine ¦ SCE ¦ Marine | ComRefrig - Floating Head Pressure Controls - Marine | 0.028244 | 1 | 0.78565 | CBSA 2014 | 0 | 2012 | 0.6 | SWCR007-02
COM-COMREFRIG-81.13 | Com ¦ Floating Head Pressure Controls - Marine ¦ SCE ¦ Marine | Com ¦ Floating Head Pressure Controls - Marine | SCE ¦ Marine | SCE | All | Electric | Efficient, Floating Head Pressure Controls, Air-cooled, Cycling | Efficient | 0 | Conventional | ComRefrig | Com - Retail | Com | RET Only | 0 | 1000 sqft2 of floor space | Capacity-tons | 6.7 | DEER:HVAC_Chillers | -842 | -0.036 | -0.435 | SWCR007-02 | 141.64 | 2020 | 0 | 76.16 | 2020 | 0 | 0 | SWCR007-02 | ComRefrig - Floating Head Pressure Controls - Marine ¦ SCE ¦ Marine | ComRefrig - Floating Head Pressure Controls - Marine | 0.028244 | 1 | 0.21435 | CBSA 2014 | 172.2167 | 2012 | 0.6 | SWCR007-02
COM-COMREFRIG-80.14 | Com ¦ No Floating Head Pressure Controls - Hot-Dry ¦ SCE ¦ Hot-Dry | Com ¦ No Floating Head Pressure Controls - Hot-Dry | SCE ¦ Hot-Dry | SCE | All | Electric | Fixed head pressure controls | Average Existing | 0 | Conventional | ComRefrig | Com - Retail | Com | RET Only | 0 | 1000 sqft2 of floor space | Capacity-tons | 6.7 | DEER:HVAC_Chillers | 0 | 0 | 0 | SWCR007-02 | 0 | 2020 | 0 | 0 | 2020 | 0 | 0 | SWCR007-02 | ComRefrig - Floating Head Pressure Controls - Hot-Dry ¦ SCE ¦ Hot-Dry | ComRefrig - Floating Head Pressure Controls - Hot-Dry | 0.028244 | 1 | 0.78565 | CBSA 2014 | 0 | 2012 | 0.6 | SWCR007-02
COM-COMREFRIG-81.14 | Com ¦ Floating Head Pressure Controls - Hot-Dry ¦ SCE ¦ Hot-Dry | Com ¦ Floating Head Pressure Controls - Hot-Dry | SCE ¦ Hot-Dry | SCE | All | Electric | Efficient, Floating Head Pressure Controls, Air-cooled, Cycling | Efficient | 0 | Conventional | ComRefrig | Com - Retail | Com | RET Only | 0 | 1000 sqft2 of floor space | Capacity-tons | 6.7 | DEER:HVAC_Chillers | -780 | -0.0374 | -0.384 | SWCR007-02 | 141.64 | 2020 | 0 | 76.16 | 2020 | 0 | 0 | SWCR007-02 | ComRefrig - Floating Head Pressure Controls - Hot-Dry ¦ SCE ¦ Hot-Dry | ComRefrig - Floating Head Pressure Controls - Hot-Dry | 0.028244 | 1 | 0.21435 | CBSA 2014 | 156.1861 | 2012 | 0.6 | SWCR007-02
COM-COMREFRIG-80.15 | Com ¦ No Floating Head Pressure Controls - Cold ¦ SCE ¦ Cold | Com ¦ No Floating Head Pressure Controls - Cold | SCE ¦ Cold | SCE | All | Electric | Fixed head pressure controls | Average Existing | 0 | Conventional | ComRefrig | Com - Retail | Com | RET Only | 0 | 1000 sqft2 of floor space | Capacity-tons | 6.7 | DEER:HVAC_Chillers | 0 | 0 | 0 | SWCR007-02 | 0 | 2020 | 0 | 0 | 2020 | 0 | 0 | SWCR007-02 | ComRefrig - Floating Head Pressure Controls - Cold ¦ SCE ¦ Cold | ComRefrig - Floating Head Pressure Controls - Cold | 0.028244 | 1 | 0.78565 | CBSA 2014 | 0 | 2012 | 0.6 | SWCR007-02
COM-COMREFRIG-81.15 | Com ¦ Floating Head Pressure Controls - Cold ¦ SCE ¦ Cold | Com ¦ Floating Head Pressure Controls - Cold | SCE ¦ Cold | SCE | All | Electric | Efficient, Floating Head Pressure Controls, Air-cooled, Cycling | Efficient | 0 | Conventional | ComRefrig | Com - Retail | Com | RET Only | 0 | 1000 sqft2 of floor space | Capacity-tons | 6.7 | DEER:HVAC_Chillers | -1060 | -0.0597 | -0.452 | SWCR007-02 | 141.64 | 2020 | 0 | 76.16 | 2020 | 0 | 0 | SWCR007-02 | ComRefrig - Floating Head Pressure Controls - Cold ¦ SCE ¦ Cold | ComRefrig - Floating Head Pressure Controls - Cold | 0.028244 | 1 | 0.21435 | CBSA 2014 | 199.9191 | 2012 | 0.6 | SWCR007-02
COM-COMREFRIG-80.16 | Com ¦ No Floating Head Pressure Controls - Marine ¦ SCE ¦ Marine | Com ¦ No Floating Head Pressure Controls - Marine | SCE ¦ Marine | SCE | All | Electric | Fixed head pressure controls | Average Existing | 0 | Conventional | ComRefrig | Com - School | Com | RET Only | 0 | 1000 sqft2 of floor space | Capacity-tons | 6.7 | DEER:HVAC_Chillers | 0 | 0 | 0 | SWCR007-02 | 0 | 2020 | 0 | 0 | 2020 | 0 | 0 | SWCR007-02 | ComRefrig - Floating Head Pressure Controls - Marine ¦ SCE ¦ Marine | ComRefrig - Floating Head Pressure Controls - Marine | 0.0012323 | 1 | 0.78565 | CBSA 2014 | 0 | 2012 | 0.6 | SWCR007-02
COM-COMREFRIG-81.16 | Com ¦ Floating Head Pressure Controls - Marine ¦ SCE ¦ Marine | Com ¦ Floating Head Pressure Controls - Marine | SCE ¦ Marine | SCE | All | Electric | Efficient, Floating Head Pressure Controls, Air-cooled, Cycling | Efficient | 0 | Conventional | ComRefrig | Com - School | Com | RET Only | 0 | 1000 sqft2 of floor space | Capacity-tons | 6.7 | DEER:HVAC_Chillers | -842 | -0.036 | -0.435 | SWCR007-02 | 141.64 | 2020 | 0 | 76.16 | 2020 | 0 | 0 | SWCR007-02 | ComRefrig - Floating Head Pressure Controls - Marine ¦ SCE ¦ Marine | ComRefrig - Floating Head Pressure Controls - Marine | 0.0012323 | 1 | 0.21435 | CBSA 2014 | 73.1231 | 2012 | 0.6 | SWCR007-02
COM-COMREFRIG-80.17 | Com ¦ No Floating Head Pressure Controls - Hot-Dry ¦ SCE ¦ Hot-Dry | Com ¦ No Floating Head Pressure Controls - Hot-Dry | SCE ¦ Hot-Dry | SCE | All | Electric | Fixed head pressure controls | Average Existing | 0 | Conventional | ComRefrig | Com - School | Com | RET Only | 0 | 1000 sqft2 of floor space | Capacity-tons | 6.7 | DEER:HVAC_Chillers | 0 | 0 | 0 | SWCR007-02 | 0 | 2020 | 0 | 0 | 2020 | 0 | 0 | SWCR007-02 | ComRefrig - Floating Head Pressure Controls - Hot-Dry ¦ SCE ¦ Hot-Dry | ComRefrig - Floating Head Pressure Controls - Hot-Dry | 0.0012323 | 1 | 0.78565 | CBSA 2014 | 0 | 2012 | 0.6 | SWCR007-02
COM-COMREFRIG-81.17 | Com ¦ Floating Head Pressure Controls - Hot-Dry ¦ SCE ¦ Hot-Dry | Com ¦ Floating Head Pressure Controls - Hot-Dry | SCE ¦ Hot-Dry | SCE | All | Electric | Efficient, Floating Head Pressure Controls, Air-cooled, Cycling | Efficient | 0 | Conventional | ComRefrig | Com - School | Com | RET Only | 0 | 1000 sqft2 of floor space | Capacity-tons | 6.7 | DEER:HVAC_Chillers | -780 | -0.0374 | -0.384 | SWCR007-02 | 141.64 | 2020 | 0 | 76.16 | 2020 | 0 | 0 | SWCR007-02 | ComRefrig - Floating Head Pressure Controls - Hot-Dry ¦ SCE ¦ Hot-Dry | ComRefrig - Floating Head Pressure Controls - Hot-Dry | 0.0012323 | 1 | 0.21435 | CBSA 2014 | 67.7138 | 2012 | 0.6 | SWCR007-02
COM-COMREFRIG-80.18 | Com ¦ No Floating Head Pressure Controls - Cold ¦ SCE ¦ Cold | Com ¦ No Floating Head Pressure Controls - Cold | SCE ¦ Cold | SCE | All | Electric | Fixed head pressure controls | Average Existing | 0 | Conventional | ComRefrig | Com - School | Com | RET Only | 0 | 1000 sqft2 of floor space | Capacity-tons | 6.7 | DEER:HVAC_Chillers | 0 | 0 | 0 | SWCR007-02 | 0 | 2020 | 0 | 0 | 2020 | 0 | 0 | SWCR007-02 | ComRefrig - Floating Head Pressure Controls - Cold ¦ SCE ¦ Cold | ComRefrig - Floating Head Pressure Controls - Cold | 0.0012323 | 1 | 0.78565 | CBSA 2014 | 0 | 2012 | 0.6 | SWCR007-02
COM-COMREFRIG-81.18 | Com ¦ Floating Head Pressure Controls - Cold ¦ SCE ¦ Cold | Com ¦ Floating Head Pressure Controls - Cold | SCE ¦ Cold | SCE | All | Electric | Efficient, Floating Head Pressure Controls, Air-cooled, Cycling | Efficient | 0 | Conventional | ComRefrig | Com - School | Com | RET Only | 0 | 1000 sqft2 of floor space | Capacity-tons | 6.7 | DEER:HVAC_Chillers | -1060 | -0.0597 | -0.452 | SWCR007-02 | 141.64 | 2020 | 0 | 76.16 | 2020 | 0 | 0 | SWCR007-02 | ComRefrig - Floating Head Pressure Controls - Cold ¦ SCE ¦ Cold | ComRefrig - Floating Head Pressure Controls - Cold | 0.0012323 | 1 | 0.21435 | CBSA 2014 | 91.9296 | 2012 | 0.6 | SWCR007-02
COM-COMREFRIG-80.1 | Com ¦ No Floating Head Pressure Controls - Marine ¦ SDG&E ¦ Marine | Com ¦ No Floating Head Pressure Controls - Marine | SDG&E ¦ Marine | SDG&E | All | Electric | Fixed head pressure controls | Average Existing | 0 | Conventional | ComRefrig | Com - College | Com | RET Only | 0 | 1000 sqft2 of floor space | Capacity-tons | 6.7 | DEER:HVAC_Chillers | 0 | 0 | 0 | SWCR007-02 | 0 | 2020 | 0 | 0 | 2020 | 0 | 0 | SWCR007-02 | ComRefrig - Floating Head Pressure Controls - Marine ¦ SDG&E ¦ Marine | ComRefrig - Floating Head Pressure Controls - Marine | 0.0012323 | 1 | 0.78565 | CBSA 2014 | 0 | 2012 | 0.6 | SWCR007-02
COM-COMREFRIG-81.1 | Com ¦ Floating Head Pressure Controls - Marine ¦ SDG&E ¦ Marine | Com ¦ Floating Head Pressure Controls - Marine | SDG&E ¦ Marine | SDG&E | All | Electric | Efficient, Floating Head Pressure Controls, Air-cooled, Cycling | Efficient | 0 | Conventional | ComRefrig | Com - College | Com | RET Only | 0 | 1000 sqft2 of floor space | Capacity-tons | 6.7 | DEER:HVAC_Chillers | -842 | -0.036 | -0.435 | SWCR007-02 | 141.64 | 2020 | 0 | 76.16 | 2020 | 0 | 0 | SWCR007-02 | ComRefrig - Floating Head Pressure Controls - Marine ¦ SDG&E ¦ Marine | ComRefrig - Floating Head Pressure Controls - Marine | 0.0012323 | 1 | 0.21435 | CBSA 2014 | 45.2872 | 2012 | 0.6 | SWCR007-02
COM-COMREFRIG-80.2 | Com ¦ No Floating Head Pressure Controls - Hot-Dry ¦ SDG&E ¦ Hot-Dry | Com ¦ No Floating Head Pressure Controls - Hot-Dry | SDG&E ¦ Hot-Dry | SDG&E | All | Electric | Fixed head pressure controls | Average Existing | 0 | Conventional | ComRefrig | Com - College | Com | RET Only | 0 | 1000 sqft2 of floor space | Capacity-tons | 6.7 | DEER:HVAC_Chillers | 0 | 0 | 0 | SWCR007-02 | 0 | 2020 | 0 | 0 | 2020 | 0 | 0 | SWCR007-02 | ComRefrig - Floating Head Pressure Controls - Hot-Dry ¦ SDG&E ¦ Hot-Dry | ComRefrig - Floating Head Pressure Controls - Hot-Dry | 0.0012323 | 1 | 0.78565 | CBSA 2014 | 0 | 2012 | 0.6 | SWCR007-02
COM-COMREFRIG-81.2 | Com ¦ Floating Head Pressure Controls - Hot-Dry ¦ SDG&E ¦ Hot-Dry | Com ¦ Floating Head Pressure Controls - Hot-Dry | SDG&E ¦ Hot-Dry | SDG&E | All | Electric | Efficient, Floating Head Pressure Controls, Air-cooled, Cycling | Efficient | 0 | Conventional | ComRefrig | Com - College | Com | RET Only | 0 | 1000 sqft2 of floor space | Capacity-tons | 6.7 | DEER:HVAC_Chillers | -725 | -0.0552 | -0.426 | SWCR007-02 | 141.64 | 2020 | 0 | 76.16 | 2020 | 0 | 0 | SWCR007-02 | ComRefrig - Floating Head Pressure Controls - Hot-Dry ¦ SDG&E ¦ Hot-Dry | ComRefrig - Floating Head Pressure Controls - Hot-Dry | 0.0012323 | 1 | 0.21435 | CBSA 2014 | 39.0409 | 2012 | 0.6 | SWCR007-02
COM-COMREFRIG-80.3 | Com ¦ No Floating Head Pressure Controls - Marine ¦ SDG&E ¦ Marine | Com ¦ No Floating Head Pressure Controls - Marine | SDG&E ¦ Marine | SDG&E | All | Electric | Fixed head pressure controls | Average Existing | 0 | Conventional | ComRefrig | Com - Grocery | Com | RET Only | 0 | 1000 sqft2 of floor space | Capacity-tons | 6.7 | DEER:HVAC_Chillers | 0 | 0 | 0 | SWCR007-02 | 0 | 2020 | 0 | 0 | 2020 | 0 | 0 | SWCR007-02 | ComRefrig - Floating Head Pressure Controls - Marine ¦ SDG&E ¦ Marine | ComRefrig - Floating Head Pressure Controls - Marine | 0.29565 | 1 | 0.78565 | CBSA 2014 | 0 | 2012 | 0.6 | SWCR007-02
COM-COMREFRIG-81.3 | Com ¦ Floating Head Pressure Controls - Marine ¦ SDG&E ¦ Marine | Com ¦ Floating Head Pressure Controls - Marine | SDG&E ¦ Marine | SDG&E | All | Electric | Efficient, Floating Head Pressure Controls, Air-cooled, Cycling | Efficient | 0 | Conventional | ComRefrig | Com - Grocery | Com | RET Only | 0 | 1000 sqft2 of floor space | Capacity-tons | 6.7 | DEER:HVAC_Chillers | -842 | -0.036 | -0.435 | SWCR007-02 | 141.64 | 2020 | 0 | 76.16 | 2020 | 0 | 0 | SWCR007-02 | ComRefrig - Floating Head Pressure Controls - Marine ¦ SDG&E ¦ Marine | ComRefrig - Floating Head Pressure Controls - Marine | 0.29565 | 1 | 0.21435 | CBSA 2014 | 25.3944 | 2012 | 0.6 | SWCR007-02
COM-COMREFRIG-80.4 | Com ¦ No Floating Head Pressure Controls - Hot-Dry ¦ SDG&E ¦ Hot-Dry | Com ¦ No Floating Head Pressure Controls - Hot-Dry | SDG&E ¦ Hot-Dry | SDG&E | All | Electric | Fixed head pressure controls | Average Existing | 0 | Conventional | ComRefrig | Com - Grocery | Com | RET Only | 0 | 1000 sqft2 of floor space | Capacity-tons | 6.7 | DEER:HVAC_Chillers | 0 | 0 | 0 | SWCR007-02 | 0 | 2020 | 0 | 0 | 2020 | 0 | 0 | SWCR007-02 | ComRefrig - Floating Head Pressure Controls - Hot-Dry ¦ SDG&E ¦ Hot-Dry | ComRefrig - Floating Head Pressure Controls - Hot-Dry | 0.29565 | 1 | 0.78565 | CBSA 2014 | 0 | 2012 | 0.6 | SWCR007-02
COM-COMREFRIG-81.4 | Com ¦ Floating Head Pressure Controls - Hot-Dry ¦ SDG&E ¦ Hot-Dry | Com ¦ Floating Head Pressure Controls - Hot-Dry | SDG&E ¦ Hot-Dry | SDG&E | All | Electric | Efficient, Floating Head Pressure Controls, Air-cooled, Cycling | Efficient | 0 | Conventional | ComRefrig | Com - Grocery | Com | RET Only | 0 | 1000 sqft2 of floor space | Capacity-tons | 6.7 | DEER:HVAC_Chillers | -725 | -0.0552 | -0.426 | SWCR007-02 | 141.64 | 2020 | 0 | 76.16 | 2020 | 0 | 0 | SWCR007-02 | ComRefrig - Floating Head Pressure Controls - Hot-Dry ¦ SDG&E ¦ Hot-Dry | ComRefrig - Floating Head Pressure Controls - Hot-Dry | 0.29565 | 1 | 0.21435 | CBSA 2014 | 22.0072 | 2012 | 0.6 | SWCR007-02
COM-COMREFRIG-80.5 | Com ¦ No Floating Head Pressure Controls - Marine ¦ SDG&E ¦ Marine | Com ¦ No Floating Head Pressure Controls - Marine | SDG&E ¦ Marine | SDG&E | All | Electric | Fixed head pressure controls | Average Existing | 0 | Conventional | ComRefrig | Com - Refrig. Warehouse | Com | RET Only | 0 | 1000 sqft2 of floor space | Capacity-tons | 6.7 | DEER:HVAC_Chillers | 0 | 0 | 0 | SWCR007-02 | 0 | 2020 | 0 | 0 | 2020 | 0 | 0 | SWCR007-02 | ComRefrig - Floating Head Pressure Controls - Marine ¦ SDG&E ¦ Marine | ComRefrig - Floating Head Pressure Controls - Marine | 0.14015 | 1 | 0.78565 | CBSA 2014 | 0 | 2012 | 0.6 | SWCR007-02
COM-COMREFRIG-81.5 | Com ¦ Floating Head Pressure Controls - Marine ¦ SDG&E ¦ Marine | Com ¦ Floating Head Pressure Controls - Marine | SDG&E ¦ Marine | SDG&E | All | Electric | Efficient, Floating Head Pressure Controls, Air-cooled, Cycling | Efficient | 0 | Conventional | ComRefrig | Com - Refrig. Warehouse | Com | RET Only | 0 | 1000 sqft2 of floor space | Capacity-tons | 6.7 | DEER:HVAC_Chillers | -842 | -0.036 | -0.435 | SWCR007-02 | 141.64 | 2020 | 0 | 76.16 | 2020 | 0 | 0 | SWCR007-02 | ComRefrig - Floating Head Pressure Controls - Marine ¦ SDG&E ¦ Marine | ComRefrig - Floating Head Pressure Controls - Marine | 0.14015 | 1 | 0.21435 | CBSA 2014 | 18.0242 | 2012 | 0.6 | SWCR007-02
COM-COMREFRIG-80.6 | Com ¦ No Floating Head Pressure Controls - Hot-Dry ¦ SDG&E ¦ Hot-Dry | Com ¦ No Floating Head Pressure Controls - Hot-Dry | SDG&E ¦ Hot-Dry | SDG&E | All | Electric | Fixed head pressure controls | Average Existing | 0 | Conventional | ComRefrig | Com - Refrig. Warehouse | Com | RET Only | 0 | 1000 sqft2 of floor space | Capacity-tons | 6.7 | DEER:HVAC_Chillers | 0 | 0 | 0 | SWCR007-02 | 0 | 2020 | 0 | 0 | 2020 | 0 | 0 | SWCR007-02 | ComRefrig - Floating Head Pressure Controls - Hot-Dry ¦ SDG&E ¦ Hot-Dry | ComRefrig - Floating Head Pressure Controls - Hot-Dry | 0.14015 | 1 | 0.78565 | CBSA 2014 | 0 | 2012 | 0.6 | SWCR007-02
COM-COMREFRIG-81.6 | Com ¦ Floating Head Pressure Controls - Hot-Dry ¦ SDG&E ¦ Hot-Dry | Com ¦ Floating Head Pressure Controls - Hot-Dry | SDG&E ¦ Hot-Dry | SDG&E | All | Electric | Efficient, Floating Head Pressure Controls, Air-cooled, Cycling | Efficient | 0 | Conventional | ComRefrig | Com - Refrig. Warehouse | Com | RET Only | 0 | 1000 sqft2 of floor space | Capacity-tons | 6.7 | DEER:HVAC_Chillers | -725 | -0.0552 | -0.426 | SWCR007-02 | 141.64 | 2020 | 0 | 76.16 | 2020 | 0 | 0 | SWCR007-02 | ComRefrig - Floating Head Pressure Controls - Hot-Dry ¦ SDG&E ¦ Hot-Dry | ComRefrig - Floating Head Pressure Controls - Hot-Dry | 0.14015 | 1 | 0.21435 | CBSA 2014 | 15.5566 | 2012 | 0.6 | SWCR007-02
COM-COMREFRIG-80.7 | Com ¦ No Floating Head Pressure Controls - Marine ¦ SDG&E ¦ Marine | Com ¦ No Floating Head Pressure Controls - Marine | SDG&E ¦ Marine | SDG&E | All | Electric | Fixed head pressure controls | Average Existing | 0 | Conventional | ComRefrig | Com - Restaurant | Com | RET Only | 0 | 1000 sqft2 of floor space | Capacity-tons | 6.7 | DEER:HVAC_Chillers | 0 | 0 | 0 | SWCR007-02 | 0 | 2020 | 0 | 0 | 2020 | 0 | 0 | SWCR007-02 | ComRefrig - Floating Head Pressure Controls - Marine ¦ SDG&E ¦ Marine | ComRefrig - Floating Head Pressure Controls - Marine | 0.045926 | 1 | 0.78565 | CBSA 2014 | 0 | 2012 | 0.6 | SWCR007-02
COM-COMREFRIG-81.7 | Com ¦ Floating Head Pressure Controls - Marine ¦ SDG&E ¦ Marine | Com ¦ Floating Head Pressure Controls - Marine | SDG&E ¦ Marine | SDG&E | All | Electric | Efficient, Floating Head Pressure Controls, Air-cooled, Cycling | Efficient | 0 | Conventional | ComRefrig | Com - Restaurant | Com | RET Only | 0 | 1000 sqft2 of floor space | Capacity-tons | 6.7 | DEER:HVAC_Chillers | -842 | -0.036 | -0.435 | SWCR007-02 | 141.64 | 2020 | 0 | 76.16 | 2020 | 0 | 0 | SWCR007-02 | ComRefrig - Floating Head Pressure Controls - Marine ¦ SDG&E ¦ Marine | ComRefrig - Floating Head Pressure Controls - Marine | 0.045926 | 1 | 0.21435 | CBSA 2014 | 18.0647 | 2012 | 0.6 | SWCR007-02
COM-COMREFRIG-80.8 | Com ¦ No Floating Head Pressure Controls - Hot-Dry ¦ SDG&E ¦ Hot-Dry | Com ¦ No Floating Head Pressure Controls - Hot-Dry | SDG&E ¦ Hot-Dry | SDG&E | All | Electric | Fixed head pressure controls | Average Existing | 0 | Conventional | ComRefrig | Com - Restaurant | Com | RET Only | 0 | 1000 sqft2 of floor space | Capacity-tons | 6.7 | DEER:HVAC_Chillers | 0 | 0 | 0 | SWCR007-02 | 0 | 2020 | 0 | 0 | 2020 | 0 | 0 | SWCR007-02 | ComRefrig - Floating Head Pressure Controls - Hot-Dry ¦ SDG&E ¦ Hot-Dry | ComRefrig - Floating Head Pressure Controls - Hot-Dry | 0.045926 | 1 | 0.78565 | CBSA 2014 | 0 | 2012 | 0.6 | SWCR007-02
COM-COMREFRIG-81.8 | Com ¦ Floating Head Pressure Controls - Hot-Dry ¦ SDG&E ¦ Hot-Dry | Com ¦ Floating Head Pressure Controls - Hot-Dry | SDG&E ¦ Hot-Dry | SDG&E | All | Electric | Efficient, Floating Head Pressure Controls, Air-cooled, Cycling | Efficient | 0 | Conventional | ComRefrig | Com - Restaurant | Com | RET Only | 0 | 1000 sqft2 of floor space | Capacity-tons | 6.7 | DEER:HVAC_Chillers | -725 | -0.0552 | -0.426 | SWCR007-02 | 141.64 | 2020 | 0 | 76.16 | 2020 | 0 | 0 | SWCR007-02 | ComRefrig - Floating Head Pressure Controls - Hot-Dry ¦ SDG&E ¦ Hot-Dry | ComRefrig - Floating Head Pressure Controls - Hot-Dry | 0.045926 | 1 | 0.21435 | CBSA 2014 | 15.5683 | 2012 | 0.6 | SWCR007-02
COM-COMREFRIG-80.9 | Com ¦ No Floating Head Pressure Controls - Marine ¦ SDG&E ¦ Marine | Com ¦ No Floating Head Pressure Controls - Marine | SDG&E ¦ Marine | SDG&E | All | Electric | Fixed head pressure controls | Average Existing | 0 | Conventional | ComRefrig | Com - Retail | Com | RET Only | 0 | 1000 sqft2 of floor space | Capacity-tons | 6.7 | DEER:HVAC_Chillers | 0 | 0 | 0 | SWCR007-02 | 0 | 2020 | 0 | 0 | 2020 | 0 | 0 | SWCR007-02 | ComRefrig - Floating Head Pressure Controls - Marine ¦ SDG&E ¦ Marine | ComRefrig - Floating Head Pressure Controls - Marine | 0.028244 | 1 | 0.78565 | CBSA 2014 | 0 | 2012 | 0.6 | SWCR007-02
COM-COMREFRIG-81.9 | Com ¦ Floating Head Pressure Controls - Marine ¦ SDG&E ¦ Marine | Com ¦ Floating Head Pressure Controls - Marine | SDG&E ¦ Marine | SDG&E | All | Electric | Efficient, Floating Head Pressure Controls, Air-cooled, Cycling | Efficient | 0 | Conventional | ComRefrig | Com - Retail | Com | RET Only | 0 | 1000 sqft2 of floor space | Capacity-tons | 6.7 | DEER:HVAC_Chillers | -842 | -0.036 | -0.435 | SWCR007-02 | 141.64 | 2020 | 0 | 76.16 | 2020 | 0 | 0 | SWCR007-02 | ComRefrig - Floating Head Pressure Controls - Marine ¦ SDG&E ¦ Marine | ComRefrig - Floating Head Pressure Controls - Marine | 0.028244 | 1 | 0.21435 | CBSA 2014 | 172.2167 | 2012 | 0.6 | SWCR007-02
COM-COMREFRIG-80.10 | Com ¦ No Floating Head Pressure Controls - Hot-Dry ¦ SDG&E ¦ Hot-Dry | Com ¦ No Floating Head Pressure Controls - Hot-Dry | SDG&E ¦ Hot-Dry | SDG&E | All | Electric | Fixed head pressure controls | Average Existing | 0 | Conventional | ComRefrig | Com - Retail | Com | RET Only | 0 | 1000 sqft2 of floor space | Capacity-tons | 6.7 | DEER:HVAC_Chillers | 0 | 0 | 0 | SWCR007-02 | 0 | 2020 | 0 | 0 | 2020 | 0 | 0 | SWCR007-02 | ComRefrig - Floating Head Pressure Controls - Hot-Dry ¦ SDG&E ¦ Hot-Dry | ComRefrig - Floating Head Pressure Controls - Hot-Dry | 0.028244 | 1 | 0.78565 | CBSA 2014 | 0 | 2012 | 0.6 | SWCR007-02
COM-COMREFRIG-81.10 | Com ¦ Floating Head Pressure Controls - Hot-Dry ¦ SDG&E ¦ Hot-Dry | Com ¦ Floating Head Pressure Controls - Hot-Dry | SDG&E ¦ Hot-Dry | SDG&E | All | Electric | Efficient, Floating Head Pressure Controls, Air-cooled, Cycling | Efficient | 0 | Conventional | ComRefrig | Com - Retail | Com | RET Only | 0 | 1000 sqft2 of floor space | Capacity-tons | 6.7 | DEER:HVAC_Chillers | -725 | -0.0552 | -0.426 | SWCR007-02 | 141.64 | 2020 | 0 | 76.16 | 2020 | 0 | 0 | SWCR007-02 | ComRefrig - Floating Head Pressure Controls - Hot-Dry ¦ SDG&E ¦ Hot-Dry | ComRefrig - Floating Head Pressure Controls - Hot-Dry | 0.028244 | 1 | 0.21435 | CBSA 2014 | 157.3708 | 2012 | 0.6 | SWCR007-02
COM-COMREFRIG-80.11 | Com ¦ No Floating Head Pressure Controls - Marine ¦ SDG&E ¦ Marine | Com ¦ No Floating Head Pressure Controls - Marine | SDG&E ¦ Marine | SDG&E | All | Electric | Fixed head pressure controls | Average Existing | 0 | Conventional | ComRefrig | Com - School | Com | RET Only | 0 | 1000 sqft2 of floor space | Capacity-tons | 6.7 | DEER:HVAC_Chillers | 0 | 0 | 0 | SWCR007-02 | 0 | 2020 | 0 | 0 | 2020 | 0 | 0 | SWCR007-02 | ComRefrig - Floating Head Pressure Controls - Marine ¦ SDG&E ¦ Marine | ComRefrig - Floating Head Pressure Controls - Marine | 0.0012323 | 1 | 0.78565 | CBSA 2014 | 0 | 2012 | 0.6 | SWCR007-02
COM-COMREFRIG-81.11 | Com ¦ Floating Head Pressure Controls - Marine ¦ SDG&E ¦ Marine | Com ¦ Floating Head Pressure Controls - Marine | SDG&E ¦ Marine | SDG&E | All | Electric | Efficient, Floating Head Pressure Controls, Air-cooled, Cycling | Efficient | 0 | Conventional | ComRefrig | Com - School | Com | RET Only | 0 | 1000 sqft2 of floor space | Capacity-tons | 6.7 | DEER:HVAC_Chillers | -842 | -0.036 | -0.435 | SWCR007-02 | 141.64 | 2020 | 0 | 76.16 | 2020 | 0 | 0 | SWCR007-02 | ComRefrig - Floating Head Pressure Controls - Marine ¦ SDG&E ¦ Marine | ComRefrig - Floating Head Pressure Controls - Marine | 0.0012323 | 1 | 0.21435 | CBSA 2014 | 73.1231 | 2012 | 0.6 | SWCR007-02
COM-COMREFRIG-80.12 | Com ¦ No Floating Head Pressure Controls - Hot-Dry ¦ SDG&E ¦ Hot-Dry | Com ¦ No Floating Head Pressure Controls - Hot-Dry | SDG&E ¦ Hot-Dry | SDG&E | All | Electric | Fixed head pressure controls | Average Existing | 0 | Conventional | ComRefrig | Com - School | Com | RET Only | 0 | 1000 sqft2 of floor space | Capacity-tons | 6.7 | DEER:HVAC_Chillers | 0 | 0 | 0 | SWCR007-02 | 0 | 2020 | 0 | 0 | 2020 | 0 | 0 | SWCR007-02 | ComRefrig - Floating Head Pressure Controls - Hot-Dry ¦ SDG&E ¦ Hot-Dry | ComRefrig - Floating Head Pressure Controls - Hot-Dry | 0.0012323 | 1 | 0.78565 | CBSA 2014 | 0 | 2012 | 0.6 | SWCR007-02
COM-COMREFRIG-81.12 | Com ¦ Floating Head Pressure Controls - Hot-Dry ¦ SDG&E ¦ Hot-Dry | Com ¦ Floating Head Pressure Controls - Hot-Dry | SDG&E ¦ Hot-Dry | SDG&E | All | Electric | Efficient, Floating Head Pressure Controls, Air-cooled, Cycling | Efficient | 0 | Conventional | ComRefrig | Com - School | Com | RET Only | 0 | 1000 sqft2 of floor space | Capacity-tons | 6.7 | DEER:HVAC_Chillers | -725 | -0.0552 | -0.426 | SWCR007-02 | 141.64 | 2020 | 0 | 76.16 | 2020 | 0 | 0 | SWCR007-02 | ComRefrig - Floating Head Pressure Controls - Hot-Dry ¦ SDG&E ¦ Hot-Dry | ComRefrig - Floating Head Pressure Controls - Hot-Dry | 0.0012323 | 1 | 0.21435 | CBSA 2014 | 63.0298 | 2012 | 0.6 | SWCR007-02
COM-DATACENTER-10.1 | Com ¦ No Server Virtualization ¦ PG&E ¦ All | Com ¦ No Server Virtualization | PG&E ¦ All | PG&E | All | Electric | No Server Virtualization | Average Existing and Code | 0 | Conventional | Data Center | Com - Office (Large) | Com | RET and NEW | 0 | 1000 sqft2 of floor space | kWh Reduction | 15 | DEER:Indoor_CFL_Ltg | 22600 | 8.3218 | 0 | CMUA PGT Study | 0 | 2011 | 0 | 0 | 2011 | 0 | 0 | ENERGY Star | Data Center Server Virtualization ¦ PG&E ¦ All | Data Center Server Virtualization | 0.0071031 | 1 | 0.5 | CBECS2012 | -353.8982 | 2012 | 1
COM-DATACENTER-11.1 | Com ¦ Data Center Server Virtualization ¦ PG&E ¦ All | Com ¦ Data Center Server Virtualization | PG&E ¦ All | PG&E | All | Electric | Server Virtualization | Efficient | 0 | Conventional | Data Center | Com - Office (Large) | Com | RET and NEW | 0 | 1000 sqft2 of floor space | kWh Reduction | 15 | DEER:Indoor_CFL_Ltg | 18419 | 6.7823 | 0 | CMUA PGT Study | 927.2442 | 2011 | 0 | 272.7927 | 2011 | 0 | 0 | ENERGY Star | Data Center Server Virtualization ¦ PG&E ¦ All | Data Center Server Virtualization | 0.0071031 | 1 | 0.5 | CBECS2012 | -288.427 | 2012 | 1
COM-DATACENTER-10.2 | Com ¦ No Server Virtualization ¦ PG&E ¦ All | Com ¦ No Server Virtualization | PG&E ¦ All | PG&E | All | Electric | No Server Virtualization | Average Existing and Code | 0 | Conventional | Data Center | Com - Other | Com | RET and NEW | 0 | 1000 sqft2 of floor space | kWh Reduction | 15 | DEER:Indoor_CFL_Ltg | 22600 | 8.3218 | 0 | CMUA PGT Study | 0 | 2011 | 0 | 0 | 2011 | 0 | 0 | ENERGY Star | Data Center Server Virtualization ¦ PG&E ¦ All | Data Center Server Virtualization | 0.0047018 | 1 | 0.5 | CBECS2012 | -1325.1017 | 2012 | 1
COM-DATACENTER-11.2 | Com ¦ Data Center Server Virtualization ¦ PG&E ¦ All | Com ¦ Data Center Server Virtualization | PG&E ¦ All | PG&E | All | Electric | Server Virtualization | Efficient | 0 | Conventional | Data Center | Com - Other | Com | RET and NEW | 0 | 1000 sqft2 of floor space | kWh Reduction | 15 | DEER:Indoor_CFL_Ltg | 18419 | 6.7823 | 0 | CMUA PGT Study | 927.2442 | 2011 | 0 | 272.7927 | 2011 | 0 | 0 | ENERGY Star | Data Center Server Virtualization ¦ PG&E ¦ All | Data Center Server Virtualization | 0.0047018 | 1 | 0.5 | CBECS2012 | -1079.9579 | 2012 | 1
COM-DATACENTER-10.1 | Com ¦ No Server Virtualization ¦ SCE ¦ All | Com ¦ No Server Virtualization | SCE ¦ All | SCE | All | Electric | No Server Virtualization | Average Existing and Code | 0 | Conventional | Data Center | Com - Office (Large) | Com | RET and NEW | 0 | 1000 sqft2 of floor space | kWh Reduction | 15 | DEER:Indoor_CFL_Ltg | 22600 | 8.7271 | 0 | CMUA PGT Study | 0 | 2011 | 0 | 0 | 2011 | 0 | 0 | ENERGY Star | Data Center Server Virtualization ¦ SCE ¦ All | Data Center Server Virtualization | 0.0071031 | 1 | 0.5 | CBECS2012 | -353.8982 | 2012 | 1
COM-DATACENTER-11.1 | Com ¦ Data Center Server Virtualization ¦ SCE ¦ All | Com ¦ Data Center Server Virtualization | SCE ¦ All | SCE | All | Electric | Server Virtualization | Efficient | 0 | Conventional | Data Center | Com - Office (Large) | Com | RET and NEW | 0 | 1000 sqft2 of floor space | kWh Reduction | 15 | DEER:Indoor_CFL_Ltg | 18419 | 7.1126 | 0 | CMUA PGT Study | 927.2442 | 2011 | 0 | 272.7927 | 2011 | 0 | 0 | ENERGY Star | Data Center Server Virtualization ¦ SCE ¦ All | Data Center Server Virtualization | 0.0071031 | 1 | 0.5 | CBECS2012 | -288.427 | 2012 | 1
COM-DATACENTER-10.2 | Com ¦ No Server Virtualization ¦ SCE ¦ All | Com ¦ No Server Virtualization | SCE ¦ All | SCE | All | Electric | No Server Virtualization | Average Existing and Code | 0 | Conventional | Data Center | Com - Other | Com | RET and NEW | 0 | 1000 sqft2 of floor space | kWh Reduction | 15 | DEER:Indoor_CFL_Ltg | 22600 | 8.7271 | 0 | CMUA PGT Study | 0 | 2011 | 0 | 0 | 2011 | 0 | 0 | ENERGY Star | Data Center Server Virtualization ¦ SCE ¦ All | Data Center Server Virtualization | 0.0047018 | 1 | 0.5 | CBECS2012 | -1325.1017 | 2012 | 1
COM-DATACENTER-11.2 | Com ¦ Data Center Server Virtualization ¦ SCE ¦ All | Com ¦ Data Center Server Virtualization | SCE ¦ All | SCE | All | Electric | Server Virtualization | Efficient | 0 | Conventional | Data Center | Com - Other | Com | RET and NEW | 0 | 1000 sqft2 of floor space | kWh Reduction | 15 | DEER:Indoor_CFL_Ltg | 18419 | 7.1126 | 0 | CMUA PGT Study | 927.2442 | 2011 | 0 | 272.7927 | 2011 | 0 | 0 | ENERGY Star | Data Center Server Virtualization ¦ SCE ¦ All | Data Center Server Virtualization | 0.0047018 | 1 | 0.5 | CBECS2012 | -1079.9579 | 2012 | 1
COM-DATACENTER-10.1 | Com ¦ No Server Virtualization ¦ SDG&E ¦ All | Com ¦ No Server Virtualization | SDG&E ¦ All | SDG&E | All | Electric | No Server Virtualization | Average Existing and Code | 0 | Conventional | Data Center | Com - Office (Large) | Com | RET and NEW | 0 | 1000 sqft2 of floor space | kWh Reduction | 15 | DEER:Indoor_CFL_Ltg | 22600 | 8.795 | 0 | CMUA PGT Study | 0 | 2011 | 0 | 0 | 2011 | 0 | 0 | ENERGY Star | Data Center Server Virtualization ¦ SDG&E ¦ All | Data Center Server Virtualization | 0.0071031 | 1 | 0.5 | CBECS2012 | -353.8982 | 2012 | 1
COM-DATACENTER-11.1 | Com ¦ Data Center Server Virtualization ¦ SDG&E ¦ All | Com ¦ Data Center Server Virtualization | SDG&E ¦ All | SDG&E | All | Electric | Server Virtualization | Efficient | 0 | Conventional | Data Center | Com - Office (Large) | Com | RET and NEW | 0 | 1000 sqft2 of floor space | kWh Reduction | 15 | DEER:Indoor_CFL_Ltg | 18419 | 7.168 | 0 | CMUA PGT Study | 927.2442 | 2011 | 0 | 272.7927 | 2011 | 0 | 0 | ENERGY Star | Data Center Server Virtualization ¦ SDG&E ¦ All | Data Center Server Virtualization | 0.0071031 | 1 | 0.5 | CBECS2012 | -288.427 | 2012 | 1
COM-DATACENTER-10.2 | Com ¦ No Server Virtualization ¦ SDG&E ¦ All | Com ¦ No Server Virtualization | SDG&E ¦ All | SDG&E | All | Electric | No Server Virtualization | Average Existing and Code | 0 | Conventional | Data Center | Com - Other | Com | RET and NEW | 0 | 1000 sqft2 of floor space | kWh Reduction | 15 | DEER:Indoor_CFL_Ltg | 22600 | 8.795 | 0 | CMUA PGT Study | 0 | 2011 | 0 | 0 | 2011 | 0 | 0 | ENERGY Star | Data Center Server Virtualization ¦ SDG&E ¦ All | Data Center Server Virtualization | 0.0047018 | 1 | 0.5 | CBECS2012 | -1325.1017 | 2012 | 1
COM-DATACENTER-11.2 | Com ¦ Data Center Server Virtualization ¦ SDG&E ¦ All | Com ¦ Data Center Server Virtualization | SDG&E ¦ All | SDG&E | All | Electric | Server Virtualization | Efficient | 0 | Conventional | Data Center | Com - Other | Com | RET and NEW | 0 | 1000 sqft2 of floor space | kWh Reduction | 15 | DEER:Indoor_CFL_Ltg | 18419 | 7.168 | 0 | CMUA PGT Study | 927.2442 | 2011 | 0 | 272.7927 | 2011 | 0 | 0 | ENERGY Star | Data Center Server Virtualization ¦ SDG&E ¦ All | Data Center Server Virtualization | 0.0047018 | 1 | 0.5 | CBECS2012 | -1079.9579 | 2012 | 1
COM-DATACENTER-20.1 | Com ¦ Standard UPS ¦ PG&E ¦ All | Com ¦ Standard UPS | PG&E ¦ All | PG&E | All | Electric | Standard UPS | Average Existing and Code | 0 | Conventional | Data Center | Com - Office (Large) | Com | RET and NEW | 0 | 1000 sqft2 of floor space | kWh Reduction | 10 | DEER:Indoor_CFL_Ltg | 10903.3482 | 4.0148 | 0 | CMUA PGT Study | 0 | 2011 | 0 | 0 | 2011 | 0 | 0 | ENERGY Star | Data Center High Eff UPS ¦ PG&E ¦ All | Data Center High Eff UPS | 0.0071031 | 1 | 0.75 | CBECS2012 | -170.7379 | 2012 | 1
COM-DATACENTER-21.1 | Com ¦ Efficient UPS ¦ PG&E ¦ All | Com ¦ Efficient UPS | PG&E ¦ All | PG&E | All | Electric | High Efficiency UPS | Efficient | 0 | Conventional | Data Center | Com - Office (Large) | Com | RET and NEW | 0 | 1000 sqft2 of floor space | kWh Reduction | 10 | DEER:Indoor_CFL_Ltg | 9916.5952 | 3.6515 | 0 | CMUA PGT Study | 218.8378 | 2011 | 0 | 64.3815 | 2011 | 0 | 0 | ENERGY Star | Data Center High Eff UPS ¦ PG&E ¦ All | Data Center High Eff UPS | 0.0071031 | 1 | 0.25 | CBECS2012 | -155.2861 | 2012 | 1
COM-DATACENTER-20.2 | Com ¦ Standard UPS ¦ PG&E ¦ All | Com ¦ Standard UPS | PG&E ¦ All | PG&E | All | Electric | Standard UPS | Average Existing and Code | 0 | Conventional | Data Center | Com - Other | Com | RET and NEW | 0 | 1000 sqft2 of floor space | kWh Reduction | 10 | DEER:Indoor_CFL_Ltg | 10903.3482 | 4.0148 | 0 | CMUA PGT Study | 0 | 2011 | 0 | 0 | 2011 | 0 | 0 | ENERGY Star | Data Center High Eff UPS ¦ PG&E ¦ All | Data Center High Eff UPS | 0.0047018 | 1 | 0.75 | CBECS2012 | -639.294 | 2012 | 1
COM-DATACENTER-21.2 | Com ¦ Efficient UPS ¦ PG&E ¦ All | Com ¦ Efficient UPS | PG&E ¦ All | PG&E | All | Electric | High Efficiency UPS | Efficient | 0 | Conventional | Data Center | Com - Other | Com | RET and NEW | 0 | 1000 sqft2 of floor space | kWh Reduction | 10 | DEER:Indoor_CFL_Ltg | 9916.5952 | 3.6515 | 0 | CMUA PGT Study | 218.8378 | 2011 | 0 | 64.3815 | 2011 | 0 | 0 | ENERGY Star | Data Center High Eff UPS ¦ PG&E ¦ All | Data Center High Eff UPS | 0.0047018 | 1 | 0.25 | CBECS2012 | -581.4379 | 2012 | 1
COM-DATACENTER-20.1 | Com ¦ Standard UPS ¦ SCE ¦ All | Com ¦ Standard UPS | SCE ¦ All | SCE | All | Electric | Standard UPS | Average Existing and Code | 0 | Conventional | Data Center | Com - Office (Large) | Com | RET and NEW | 0 | 1000 sqft2 of floor space | kWh Reduction | 10 | DEER:Indoor_CFL_Ltg | 10903.3482 | 4.2104 | 0 | CMUA PGT Study | 0 | 2011 | 0 | 0 | 2011 | 0 | 0 | ENERGY Star | Data Center High Eff UPS ¦ SCE ¦ All | Data Center High Eff UPS | 0.0071031 | 1 | 0.75 | CBECS2012 | -170.7379 | 2012 | 1
COM-DATACENTER-21.1 | Com ¦ Efficient UPS ¦ SCE ¦ All | Com ¦ Efficient UPS | SCE ¦ All | SCE | All | Electric | High Efficiency UPS | Efficient | 0 | Conventional | Data Center | Com - Office (Large) | Com | RET and NEW | 0 | 1000 sqft2 of floor space | kWh Reduction | 10 | DEER:Indoor_CFL_Ltg | 9916.5952 | 3.8294 | 0 | CMUA PGT Study | 218.8378 | 2011 | 0 | 64.3815 | 2011 | 0 | 0 | ENERGY Star | Data Center High Eff UPS ¦ SCE ¦ All | Data Center High Eff UPS | 0.0071031 | 1 | 0.25 | CBECS2012 | -155.2861 | 2012 | 1
COM-DATACENTER-20.2 | Com ¦ Standard UPS ¦ SCE ¦ All | Com ¦ Standard UPS | SCE ¦ All | SCE | All | Electric | Standard UPS | Average Existing and Code | 0 | Conventional | Data Center | Com - Other | Com | RET and NEW | 0 | 1000 sqft2 of floor space | kWh Reduction | 10 | DEER:Indoor_CFL_Ltg | 10903.3482 | 4.2104 | 0 | CMUA PGT Study | 0 | 2011 | 0 | 0 | 2011 | 0 | 0 | ENERGY Star | Data Center High Eff UPS ¦ SCE ¦ All | Data Center High Eff UPS | 0.0047018 | 1 | 0.75 | CBECS2012 | -639.294 | 2012 | 1
COM-DATACENTER-21.2 | Com ¦ Efficient UPS ¦ SCE ¦ All | Com ¦ Efficient UPS | SCE ¦ All | SCE | All | Electric | High Efficiency UPS | Efficient | 0 | Conventional | Data Center | Com - Other | Com | RET and NEW | 0 | 1000 sqft2 of floor space | kWh Reduction | 10 | DEER:Indoor_CFL_Ltg | 9916.5952 | 3.8294 | 0 | CMUA PGT Study | 218.8378 | 2011 | 0 | 64.3815 | 2011 | 0 | 0 | ENERGY Star | Data Center High Eff UPS ¦ SCE ¦ All | Data Center High Eff UPS | 0.0047018 | 1 | 0.25 | CBECS2012 | -581.4379 | 2012 | 1
COM-DATACENTER-20.1 | Com ¦ Standard UPS ¦ SDG&E ¦ All | Com ¦ Standard UPS | SDG&E ¦ All | SDG&E | All | Electric | Standard UPS | Average Existing and Code | 0 | Conventional | Data Center | Com - Office (Large) | Com | RET and NEW | 0 | 1000 sqft2 of floor space | kWh Reduction | 10 | DEER:Indoor_CFL_Ltg | 10903.3482 | 4.2432 | 0 | CMUA PGT Study | 0 | 2011 | 0 | 0 | 2011 | 0 | 0 | ENERGY Star | Data Center High Eff UPS ¦ SDG&E ¦ All | Data Center High Eff UPS | 0.0071031 | 1 | 0.75 | CBECS2012 | -170.7379 | 2012 | 1
COM-DATACENTER-21.1 | Com ¦ Efficient UPS ¦ SDG&E ¦ All | Com ¦ Efficient UPS | SDG&E ¦ All | SDG&E | All | Electric | High Efficiency UPS | Efficient | 0 | Conventional | Data Center | Com - Office (Large) | Com | RET and NEW | 0 | 1000 sqft2 of floor space | kWh Reduction | 10 | DEER:Indoor_CFL_Ltg | 9916.5952 | 3.8591 | 0 | CMUA PGT Study | 218.8378 | 2011 | 0 | 64.3815 | 2011 | 0 | 0 | ENERGY Star | Data Center High Eff UPS ¦ SDG&E ¦ All | Data Center High Eff UPS | 0.0071031 | 1 | 0.25 | CBECS2012 | -155.2861 | 2012 | 1
COM-DATACENTER-20.2 | Com ¦ Standard UPS ¦ SDG&E ¦ All | Com ¦ Standard UPS | SDG&E ¦ All | SDG&E | All | Electric | Standard UPS | Average Existing and Code | 0 | Conventional | Data Center | Com - Other | Com | RET and NEW | 0 | 1000 sqft2 of floor space | kWh Reduction | 10 | DEER:Indoor_CFL_Ltg | 10903.3482 | 4.2432 | 0 | CMUA PGT Study | 0 | 2011 | 0 | 0 | 2011 | 0 | 0 | ENERGY Star | Data Center High Eff UPS ¦ SDG&E ¦ All | Data Center High Eff UPS | 0.0047018 | 1 | 0.75 | CBECS2012 | -639.294 | 2012 | 1
COM-DATACENTER-21.2 | Com ¦ Efficient UPS ¦ SDG&E ¦ All | Com ¦ Efficient UPS | SDG&E ¦ All | SDG&E | All | Electric | High Efficiency UPS | Efficient | 0 | Conventional | Data Center | Com - Other | Com | RET and NEW | 0 | 1000 sqft2 of floor space | kWh Reduction | 10 | DEER:Indoor_CFL_Ltg | 9916.5952 | 3.8591 | 0 | CMUA PGT Study | 218.8378 | 2011 | 0 | 64.3815 | 2011 | 0 | 0 | ENERGY Star | Data Center High Eff UPS ¦ SDG&E ¦ All | Data Center High Eff UPS | 0.0047018 | 1 | 0.25 | CBECS2012 | -581.4379 | 2012 | 1
COM-DATACENTER-30.1 | Com ¦ Standard CRAC ¦ PG&E ¦ All | Com ¦ Standard CRAC | PG&E ¦ All | PG&E | All | Electric | Standard CRAC | Average Existing and Code | 0 | Conventional | Data Center | Com - Office (Large) | Com | ROB and NEW | 0 | 1000 sqft2 of floor space | kWh Reduction | 15 | DEER:Indoor_CFL_Ltg | 9607.6311 | 7.0737 | 0 | CMUA PGT Study | 0 | 2011 | 0 | 0 | 2011 | 0 | 0 | ENERGY Star | Data Center CRAC upgrades ¦ PG&E ¦ All | Data Center CRAC upgrades | 0.0071031 | 1 | 0.5 | CBECS2012 | -150.4479 | 2012 | 1
COM-DATACENTER-31.1 | Com ¦ Efficient CRAC ¦ PG&E ¦ All | Com ¦ Efficient CRAC | PG&E ¦ All | PG&E | All | Electric | Variable Speed CRAC | Efficient | 0 | Conventional | Data Center | Com - Office (Large) | Com | ROB and NEW | 0 | 1000 sqft2 of floor space | kWh Reduction | 15 | DEER:Indoor_CFL_Ltg | 9355.4307 | 6.888 | 0 | CMUA PGT Study | 84.9371 | 2011 | 0 | 24.9883 | 2011 | 0 | 0 | ENERGY Star | Data Center CRAC upgrades ¦ PG&E ¦ All | Data Center CRAC upgrades | 0.0071031 | 1 | 0.5 | CBECS2012 | -146.4987 | 2032 | 1
COM-DATACENTER-30.2 | Com ¦ Standard CRAC ¦ PG&E ¦ All | Com ¦ Standard CRAC | PG&E ¦ All | PG&E | All | Electric | Standard CRAC | Average Existing and Code | 0 | Conventional | Data Center | Com - Other | Com | ROB and NEW | 0 | 1000 sqft2 of floor space | kWh Reduction | 15 | DEER:Indoor_CFL_Ltg | 9607.6311 | 7.0737 | 0 | CMUA PGT Study | 0 | 2011 | 0 | 0 | 2011 | 0 | 0 | ENERGY Star | Data Center CRAC upgrades ¦ PG&E ¦ All | Data Center CRAC upgrades | 0.0047018 | 1 | 0.5 | CBECS2012 | -563.3225 | 2012 | 1
COM-DATACENTER-31.2 | Com ¦ Efficient CRAC ¦ PG&E ¦ All | Com ¦ Efficient CRAC | PG&E ¦ All | PG&E | All | Electric | Variable Speed CRAC | Efficient | 0 | Conventional | Data Center | Com - Other | Com | ROB and NEW | 0 | 1000 sqft2 of floor space | kWh Reduction | 15 | DEER:Indoor_CFL_Ltg | 9355.4307 | 6.888 | 0 | CMUA PGT Study | 84.9371 | 2011 | 0 | 24.9883 | 2011 | 0 | 0 | ENERGY Star | Data Center CRAC upgrades ¦ PG&E ¦ All | Data Center CRAC upgrades | 0.0047018 | 1 | 0.5 | CBECS2012 | -548.5353 | 2032 | 1
COM-DATACENTER-30.1 | Com ¦ Standard CRAC ¦ SCE ¦ All | Com ¦ Standard CRAC | SCE ¦ All | SCE | All | Electric | Standard CRAC | Average Existing and Code | 0 | Conventional | Data Center | Com - Office (Large) | Com | ROB and NEW | 0 | 1000 sqft2 of floor space | kWh Reduction | 15 | DEER:Indoor_CFL_Ltg | 9607.6311 | 7.4182 | 0 | CMUA PGT Study | 0 | 2011 | 0 | 0 | 2011 | 0 | 0 | ENERGY Star | Data Center CRAC upgrades ¦ SCE ¦ All | Data Center CRAC upgrades | 0.0071031 | 1 | 0.5 | CBECS2012 | -150.4479 | 2012 | 1
COM-DATACENTER-31.1 | Com ¦ Efficient CRAC ¦ SCE ¦ All | Com ¦ Efficient CRAC | SCE ¦ All | SCE | All | Electric | Variable Speed CRAC | Efficient | 0 | Conventional | Data Center | Com - Office (Large) | Com | ROB and NEW | 0 | 1000 sqft2 of floor space | kWh Reduction | 15 | DEER:Indoor_CFL_Ltg | 9355.4307 | 7.2235 | 0 | CMUA PGT Study | 84.9371 | 2011 | 0 | 24.9883 | 2011 | 0 | 0 | ENERGY Star | Data Center CRAC upgrades ¦ SCE ¦ All | Data Center CRAC upgrades | 0.0071031 | 1 | 0.5 | CBECS2012 | -146.4987 | 2032 | 1
COM-DATACENTER-30.2 | Com ¦ Standard CRAC ¦ SCE ¦ All | Com ¦ Standard CRAC | SCE ¦ All | SCE | All | Electric | Standard CRAC | Average Existing and Code | 0 | Conventional | Data Center | Com - Other | Com | ROB and NEW | 0 | 1000 sqft2 of floor space | kWh Reduction | 15 | DEER:Indoor_CFL_Ltg | 9607.6311 | 7.4182 | 0 | CMUA PGT Study | 0 | 2011 | 0 | 0 | 2011 | 0 | 0 | ENERGY Star | Data Center CRAC upgrades ¦ SCE ¦ All | Data Center CRAC upgrades | 0.0047018 | 1 | 0.5 | CBECS2012 | -563.3225 | 2012 | 1
COM-DATACENTER-31.2 | Com ¦ Efficient CRAC ¦ SCE ¦ All | Com ¦ Efficient CRAC | SCE ¦ All | SCE | All | Electric | Variable Speed CRAC | Efficient | 0 | Conventional | Data Center | Com - Other | Com | ROB and NEW | 0 | 1000 sqft2 of floor space | kWh Reduction | 15 | DEER:Indoor_CFL_Ltg | 9355.4307 | 7.2235 | 0 | CMUA PGT Study | 84.9371 | 2011 | 0 | 24.9883 | 2011 | 0 | 0 | ENERGY Star | Data Center CRAC upgrades ¦ SCE ¦ All | Data Center CRAC upgrades | 0.0047018 | 1 | 0.5 | CBECS2012 | -548.5353 | 2032 | 1
COM-DATACENTER-30.1 | Com ¦ Standard CRAC ¦ SDG&E ¦ All | Com ¦ Standard CRAC | SDG&E ¦ All | SDG&E | All | Electric | Standard CRAC | Average Existing and Code | 0 | Conventional | Data Center | Com - Office (Large) | Com | ROB and NEW | 0 | 1000 sqft2 of floor space | kWh Reduction | 15 | DEER:Indoor_CFL_Ltg | 9607.6311 | 7.4759 | 0 | CMUA PGT Study | 0 | 2011 | 0 | 0 | 2011 | 0 | 0 | ENERGY Star | Data Center CRAC upgrades ¦ SDG&E ¦ All | Data Center CRAC upgrades | 0.0071031 | 1 | 0.5 | CBECS2012 | -150.4479 | 2012 | 1
COM-DATACENTER-31.1 | Com ¦ Efficient CRAC ¦ SDG&E ¦ All | Com ¦ Efficient CRAC | SDG&E ¦ All | SDG&E | All | Electric | Variable Speed CRAC | Efficient | 0 | Conventional | Data Center | Com - Office (Large) | Com | ROB and NEW | 0 | 1000 sqft2 of floor space | kWh Reduction | 15 | DEER:Indoor_CFL_Ltg | 9355.4307 | 7.2797 | 0 | CMUA PGT Study | 84.9371 | 2011 | 0 | 24.9883 | 2011 | 0 | 0 | ENERGY Star | Data Center CRAC upgrades ¦ SDG&E ¦ All | Data Center CRAC upgrades | 0.0071031 | 1 | 0.5 | CBECS2012 | -146.4987 | 2032 | 1
COM-DATACENTER-30.2 | Com ¦ Standard CRAC ¦ SDG&E ¦ All | Com ¦ Standard CRAC | SDG&E ¦ All | SDG&E | All | Electric | Standard CRAC | Average Existing and Code | 0 | Conventional | Data Center | Com - Other | Com | ROB and NEW | 0 | 1000 sqft2 of floor space | kWh Reduction | 15 | DEER:Indoor_CFL_Ltg | 9607.6311 | 7.4759 | 0 | CMUA PGT Study | 0 | 2011 | 0 | 0 | 2011 | 0 | 0 | ENERGY Star | Data Center CRAC upgrades ¦ SDG&E ¦ All | Data Center CRAC upgrades | 0.0047018 | 1 | 0.5 | CBECS2012 | -563.3225 | 2012 | 1
COM-DATACENTER-31.2 | Com ¦ Efficient CRAC ¦ SDG&E ¦ All | Com ¦ Efficient CRAC | SDG&E ¦ All | SDG&E | All | Electric | Variable Speed CRAC | Efficient | 0 | Conventional | Data Center | Com - Other | Com | ROB and NEW | 0 | 1000 sqft2 of floor space | kWh Reduction | 15 | DEER:Indoor_CFL_Ltg | 9355.4307 | 7.2797 | 0 | CMUA PGT Study | 84.9371 | 2011 | 0 | 24.9883 | 2011 | 0 | 0 | ENERGY Star | Data Center CRAC upgrades ¦ SDG&E ¦ All | Data Center CRAC upgrades | 0.0047018 | 1 | 0.5 | CBECS2012 | -548.5353 | 2032 | 1
COM-DATACENTER-40.1 | Com ¦ No Air Flow Management ¦ PG&E ¦ All | Com ¦ No Air Flow Management | PG&E ¦ All | PG&E | All | Electric | No Air Flow Management | Average Existing and Code | 0 | Conventional | Data Center | Com - Office (Large) | Com | RET and NEW | 0 | 1000 sqft2 of floor space | kWh Reduction | 15 | DEER:Indoor_CFL_Ltg | 9607.6311 | 7.0737 | 0 | CMUA PGT Study | 0 | 2011 | 0 | 0 | 2011 | 0 | 0 | ENERGY Star | Data Center Air Flow Management ¦ PG&E ¦ All | Data Center Air Flow Management | 0.0071031 | 1 | 0.2 | CBECS2012 | -150.4479 | 2012 | 1
COM-DATACENTER-41.1 | Com ¦ Air Flow Management ¦ PG&E ¦ All | Com ¦ Air Flow Management | PG&E ¦ All | PG&E | All | Electric | Air Flow Management - Cooling Best Practices | Efficient | 0 | Conventional | Data Center | Com - Office (Large) | Com | RET and NEW | 0 | 1000 sqft2 of floor space | kWh Reduction | 15 | DEER:Indoor_CFL_Ltg | 9285.7754 | 6.8367 | 0 | CMUA PGT Study | 68.579 | 2011 | 0 | 20.1757 | 2011 | 0 | 0 | ENERGY Star | Data Center Air Flow Management ¦ PG&E ¦ All | Data Center Air Flow Management | 0.0071031 | 1 | 0.8 | CBECS2012 | -145.4079 | 2032 | 1
COM-DATACENTER-40.2 | Com ¦ No Air Flow Management ¦ PG&E ¦ All | Com ¦ No Air Flow Management | PG&E ¦ All | PG&E | All | Electric | No Air Flow Management | Average Existing and Code | 0 | Conventional | Data Center | Com - Other | Com | RET and NEW | 0 | 1000 sqft2 of floor space | kWh Reduction | 15 | DEER:Indoor_CFL_Ltg | 9607.6311 | 7.0737 | 0 | CMUA PGT Study | 0 | 2011 | 0 | 0 | 2011 | 0 | 0 | ENERGY Star | Data Center Air Flow Management ¦ PG&E ¦ All | Data Center Air Flow Management | 0.0047018 | 1 | 0.2 | CBECS2012 | -563.3225 | 2012 | 1
COM-DATACENTER-41.2 | Com ¦ Air Flow Management ¦ PG&E ¦ All | Com ¦ Air Flow Management | PG&E ¦ All | PG&E | All | Electric | Air Flow Management - Cooling Best Practices | Efficient | 0 | Conventional | Data Center | Com - Other | Com | RET and NEW | 0 | 1000 sqft2 of floor space | kWh Reduction | 15 | DEER:Indoor_CFL_Ltg | 9285.7754 | 6.8367 | 0 | CMUA PGT Study | 68.579 | 2011 | 0 | 20.1757 | 2011 | 0 | 0 | ENERGY Star | Data Center Air Flow Management ¦ PG&E ¦ All | Data Center Air Flow Management | 0.0047018 | 1 | 0.8 | CBECS2012 | -544.4512 | 2032 | 1
COM-DATACENTER-40.1 | Com ¦ No Air Flow Management ¦ SCE ¦ All | Com ¦ No Air Flow Management | SCE ¦ All | SCE | All | Electric | No Air Flow Management | Average Existing and Code | 0 | Conventional | Data Center | Com - Office (Large) | Com | RET and NEW | 0 | 1000 sqft2 of floor space | kWh Reduction | 15 | DEER:Indoor_CFL_Ltg | 9607.6311 | 7.4182 | 0 | CMUA PGT Study | 0 | 2011 | 0 | 0 | 2011 | 0 | 0 | ENERGY Star | Data Center Air Flow Management ¦ SCE ¦ All | Data Center Air Flow Management | 0.0071031 | 1 | 0.2 | CBECS2012 | -150.4479 | 2012 | 1
COM-DATACENTER-41.1 | Com ¦ Air Flow Management ¦ SCE ¦ All | Com ¦ Air Flow Management | SCE ¦ All | SCE | All | Electric | Air Flow Management - Cooling Best Practices | Efficient | 0 | Conventional | Data Center | Com - Office (Large) | Com | RET and NEW | 0 | 1000 sqft2 of floor space | kWh Reduction | 15 | DEER:Indoor_CFL_Ltg | 9285.7754 | 7.1697 | 0 | CMUA PGT Study | 68.579 | 2011 | 0 | 20.1757 | 2011 | 0 | 0 | ENERGY Star | Data Center Air Flow Management ¦ SCE ¦ All | Data Center Air Flow Management | 0.0071031 | 1 | 0.8 | CBECS2012 | -145.4079 | 2032 | 1
COM-DATACENTER-40.2 | Com ¦ No Air Flow Management ¦ SCE ¦ All | Com ¦ No Air Flow Management | SCE ¦ All | SCE | All | Electric | No Air Flow Management | Average Existing and Code | 0 | Conventional | Data Center | Com - Other | Com | RET and NEW | 0 | 1000 sqft2 of floor space | kWh Reduction | 15 | DEER:Indoor_CFL_Ltg | 9607.6311 | 7.4182 | 0 | CMUA PGT Study | 0 | 2011 | 0 | 0 | 2011 | 0 | 0 | ENERGY Star | Data Center Air Flow Management ¦ SCE ¦ All | Data Center Air Flow Management | 0.0047018 | 1 | 0.2 | CBECS2012 | -563.3225 | 2012 | 1
COM-DATACENTER-41.2 | Com ¦ Air Flow Management ¦ SCE ¦ All | Com ¦ Air Flow Management | SCE ¦ All | SCE | All | Electric | Air Flow Management - Cooling Best Practices | Efficient | 0 | Conventional | Data Center | Com - Other | Com | RET and NEW | 0 | 1000 sqft2 of floor space | kWh Reduction | 15 | DEER:Indoor_CFL_Ltg | 9285.7754 | 7.1697 | 0 | CMUA PGT Study | 68.579 | 2011 | 0 | 20.1757 | 2011 | 0 | 0 | ENERGY Star | Data Center Air Flow Management ¦ SCE ¦ All | Data Center Air Flow Management | 0.0047018 | 1 | 0.8 | CBECS2012 | -544.4512 | 2032 | 1
COM-DATACENTER-40.1 | Com ¦ No Air Flow Management ¦ SDG&E ¦ All | Com ¦ No Air Flow Management | SDG&E ¦ All | SDG&E | All | Electric | No Air Flow Management | Average Existing and Code | 0 | Conventional | Data Center | Com - Office (Large) | Com | RET and NEW | 0 | 1000 sqft2 of floor space | kWh Reduction | 15 | DEER:Indoor_CFL_Ltg | 9607.6311 | 7.4759 | 0 | CMUA PGT Study | 0 | 2011 | 0 | 0 | 2011 | 0 | 0 | ENERGY Star | Data Center Air Flow Management ¦ SDG&E ¦ All | Data Center Air Flow Management | 0.0071031 | 1 | 0.2 | CBECS2012 | -150.4479 | 2012 | 1
COM-DATACENTER-41.1 | Com ¦ Air Flow Management ¦ SDG&E ¦ All | Com ¦ Air Flow Management | SDG&E ¦ All | SDG&E | All | Electric | Air Flow Management - Cooling Best Practices | Efficient | 0 | Conventional | Data Center | Com - Office (Large) | Com | RET and NEW | 0 | 1000 sqft2 of floor space | kWh Reduction | 15 | DEER:Indoor_CFL_Ltg | 9285.7754 | 7.2255 | 0 | CMUA PGT Study | 68.579 | 2011 | 0 | 20.1757 | 2011 | 0 | 0 | ENERGY Star | Data Center Air Flow Management ¦ SDG&E ¦ All | Data Center Air Flow Management | 0.0071031 | 1 | 0.8 | CBECS2012 | -145.4079 | 2032 | 1
COM-DATACENTER-40.2 | Com ¦ No Air Flow Management ¦ SDG&E ¦ All | Com ¦ No Air Flow Management | SDG&E ¦ All | SDG&E | All | Electric | No Air Flow Management | Average Existing and Code | 0 | Conventional | Data Center | Com - Other | Com | RET and NEW | 0 | 1000 sqft2 of floor space | kWh Reduction | 15 | DEER:Indoor_CFL_Ltg | 9607.6311 | 7.4759 | 0 | CMUA PGT Study | 0 | 2011 | 0 | 0 | 2011 | 0 | 0 | ENERGY Star | Data Center Air Flow Management ¦ SDG&E ¦ All | Data Center Air Flow Management | 0.0047018 | 1 | 0.2 | CBECS2012 | -563.3225 | 2012 | 1
COM-DATACENTER-41.2 | Com ¦ Air Flow Management ¦ SDG&E ¦ All | Com ¦ Air Flow Management | SDG&E ¦ All | SDG&E | All | Electric | Air Flow Management - Cooling Best Practices | Efficient | 0 | Conventional | Data Center | Com - Other | Com | RET and NEW | 0 | 1000 sqft2 of floor space | kWh Reduction | 15 | DEER:Indoor_CFL_Ltg | 9285.7754 | 7.2255 | 0 | CMUA PGT Study | 68.579 | 2011 | 0 | 20.1757 | 2011 | 0 | 0 | ENERGY Star | Data Center Air Flow Management ¦ SDG&E ¦ All | Data Center Air Flow Management | 0.0047018 | 1 | 0.8 | CBECS2012 | -544.4512 | 2032 | 1
COM-FOODSERV-10.1 | Com ¦ Standard Dishwasher ¦ PG&E ¦ All | Com ¦ Standard Dishwasher | PG&E ¦ All | PG&E | All | Electric & Gas | Standard, Commercial Dishwasher, High Temp | Average Existing and Code | 0 | Conventional | FoodServ | Com - College | Com | ROB and NEW | 0 | 1000 sqft2 of floor space | Dishwasher | 15 | DEER:Indoor_Non-CFL_Ltg | 0 | 0 | 0 | SWFS002-03 | 7936.88 | 2022 | 0 | 0 | 2022 | 0 | 0 | SWFS002-03 | Com Dishwashers ¦ PG&E ¦ All | Com Dishwashers | 0.0019124 | 1 | 0.41 | CBSA 2019 | 0 | 2012 | 0.6 | SWFS002
COM-FOODSERV-10.2 | Com ¦ Standard Dishwasher ¦ PG&E ¦ All | Com ¦ Standard Dishwasher | PG&E ¦ All | PG&E | All | Electric & Gas | Standard, Commercial Dishwasher, High Temp | Average Existing and Code | 0 | Conventional | FoodServ | Com - Grocery | Com | ROB and NEW | 0 | 1000 sqft2 of floor space | Dishwasher | 15 | DEER:Indoor_Non-CFL_Ltg | 0 | 0 | 0 | SWFS002-03 | 7936.88 | 2022 | 0 | 0 | 2022 | 0 | 0 | SWFS002-03 | Com Dishwashers ¦ PG&E ¦ All | Com Dishwashers | 0.01356 | 1 | 0.41 | CBSA 2019 | 0 | 2012 | 0.6 | SWFS002
COM-FOODSERV-10.3 | Com ¦ Standard Dishwasher ¦ PG&E ¦ All | Com ¦ Standard Dishwasher | PG&E ¦ All | PG&E | All | Electric & Gas | Standard, Commercial Dishwasher, High Temp | Average Existing and Code | 0 | Conventional | FoodServ | Com - Health | Com | ROB and NEW | 0 | 1000 sqft2 of floor space | Dishwasher | 15 | DEER:Indoor_Non-CFL_Ltg | 0 | 0 | 0 | SWFS002-03 | 7936.88 | 2022 | 0 | 0 | 2022 | 0 | 0 | SWFS002-03 | Com Dishwashers ¦ PG&E ¦ All | Com Dishwashers | 0.0037081 | 1 | 0.41 | CBSA 2019 | 0 | 2012 | 0.6 | SWFS002
COM-FOODSERV-10.4 | Com ¦ Standard Dishwasher ¦ PG&E ¦ All | Com ¦ Standard Dishwasher | PG&E ¦ All | PG&E | All | Electric & Gas | Standard, Commercial Dishwasher, High Temp | Average Existing and Code | 0 | Conventional | FoodServ | Com - Lodging | Com | ROB and NEW | 0 | 1000 sqft2 of floor space | Dishwasher | 15 | DEER:Indoor_Non-CFL_Ltg | 0 | 0 | 0 | SWFS002-03 | 7936.88 | 2022 | 0 | 0 | 2022 | 0 | 0 | SWFS002-03 | Com Dishwashers ¦ PG&E ¦ All | Com Dishwashers | 0.0058029 | 1 | 0.41 | CBSA 2019 | 0 | 2012 | 0.6 | SWFS002
COM-FOODSERV-10.5 | Com ¦ Standard Dishwasher ¦ PG&E ¦ All | Com ¦ Standard Dishwasher | PG&E ¦ All | PG&E | All | Electric & Gas | Standard, Commercial Dishwasher, High Temp | Average Existing and Code | 0 | Conventional | FoodServ | Com - Other | Com | ROB and NEW | 0 | 1000 sqft2 of floor space | Dishwasher | 15 | DEER:Indoor_Non-CFL_Ltg | 0 | 0 | 0 | SWFS002-03 | 7936.88 | 2022 | 0 | 0 | 2022 | 0 | 0 | SWFS002-03 | Com Dishwashers ¦ PG&E ¦ All | Com Dishwashers | 0.012894 | 1 | 0.41 | CBSA 2019 | 0 | 2012 | 0.6 | SWFS002
COM-FOODSERV-10.6 | Com ¦ Standard Dishwasher ¦ PG&E ¦ All | Com ¦ Standard Dishwasher | PG&E ¦ All | PG&E | All | Electric & Gas | Standard, Commercial Dishwasher, High Temp | Average Existing and Code | 0 | Conventional | FoodServ | Com - Restaurant | Com | ROB and NEW | 0 | 1000 sqft2 of floor space | Dishwasher | 15 | DEER:Indoor_Non-CFL_Ltg | 0 | 0 | 0 | SWFS002-03 | 7936.88 | 2022 | 0 | 0 | 2022 | 0 | 0 | SWFS002-03 | Com Dishwashers ¦ PG&E ¦ All | Com Dishwashers | 0.15641 | 1 | 0.41 | CBSA 2019 | 0 | 2012 | 0.6 | SWFS002
COM-FOODSERV-10.7 | Com ¦ Standard Dishwasher ¦ PG&E ¦ All | Com ¦ Standard Dishwasher | PG&E ¦ All | PG&E | All | Electric & Gas | Standard, Commercial Dishwasher, High Temp | Average Existing and Code | 0 | Conventional | FoodServ | Com - School | Com | ROB and NEW | 0 | 1000 sqft2 of floor space | Dishwasher | 15 | DEER:Indoor_Non-CFL_Ltg | 0 | 0 | 0 | SWFS002-03 | 7936.88 | 2022 | 0 | 0 | 2022 | 0 | 0 | SWFS002-03 | Com Dishwashers ¦ PG&E ¦ All | Com Dishwashers | 0.007874 | 1 | 0.41 | CBSA 2019 | 0 | 2012 | 0.6 | SWFS002
COM-FOODSERV-10.8 | Com ¦ Standard Dishwasher ¦ SCE ¦ All | Com ¦ Standard Dishwasher | SCE ¦ All | SCE | All | Electric & Gas | Standard, Commercial Dishwasher, High Temp | Average Existing and Code | 0 | Conventional | FoodServ | Com - College | Com | ROB and NEW | 0 | 1000 sqft2 of floor space | Dishwasher | 15 | DEER:Indoor_Non-CFL_Ltg | 0 | 0 | 0 | SWFS002-03 | 7936.88 | 2022 | 0 | 0 | 2022 | 0 | 0 | SWFS002-03 | Com Dishwashers ¦ SCE ¦ All | Com Dishwashers | 0.0019124 | 1 | 0.41 | CBSA 2019 | 0 | 2012 | 0.6 | SWFS002
COM-FOODSERV-10.9 | Com ¦ Standard Dishwasher ¦ SCE ¦ All | Com ¦ Standard Dishwasher | SCE ¦ All | SCE | All | Electric & Gas | Standard, Commercial Dishwasher, High Temp | Average Existing and Code | 0 | Conventional | FoodServ | Com - Grocery | Com | ROB and NEW | 0 | 1000 sqft2 of floor space | Dishwasher | 15 | DEER:Indoor_Non-CFL_Ltg | 0 | 0 | 0 | SWFS002-03 | 7936.88 | 2022 | 0 | 0 | 2022 | 0 | 0 | SWFS002-03 | Com Dishwashers ¦ SCE ¦ All | Com Dishwashers | 0.01356 | 1 | 0.41 | CBSA 2019 | 0 | 2012 | 0.6 | SWFS002
COM-FOODSERV-10.10 | Com ¦ Standard Dishwasher ¦ SCE ¦ All | Com ¦ Standard Dishwasher | SCE ¦ All | SCE | All | Electric & Gas | Standard, Commercial Dishwasher, High Temp | Average Existing and Code | 0 | Conventional | FoodServ | Com - Health | Com | ROB and NEW | 0 | 1000 sqft2 of floor space | Dishwasher | 15 | DEER:Indoor_Non-CFL_Ltg | 0 | 0 | 0 | SWFS002-03 | 7936.88 | 2022 | 0 | 0 | 2022 | 0 | 0 | SWFS002-03 | Com Dishwashers ¦ SCE ¦ All | Com Dishwashers | 0.0037081 | 1 | 0.41 | CBSA 2019 | 0 | 2012 | 0.6 | SWFS002
COM-FOODSERV-10.11 | Com ¦ Standard Dishwasher ¦ SCE ¦ All | Com ¦ Standard Dishwasher | SCE ¦ All | SCE | All | Electric & Gas | Standard, Commercial Dishwasher, High Temp | Average Existing and Code | 0 | Conventional | FoodServ | Com - Lodging | Com | ROB and NEW | 0 | 1000 sqft2 of floor space | Dishwasher | 15 | DEER:Indoor_Non-CFL_Ltg | 0 | 0 | 0 | SWFS002-03 | 7936.88 | 2022 | 0 | 0 | 2022 | 0 | 0 | SWFS002-03 | Com Dishwashers ¦ SCE ¦ All | Com Dishwashers | 0.0058029 | 1 | 0.41 | CBSA 2019 | 0 | 2012 | 0.6 | SWFS002
COM-FOODSERV-10.12 | Com ¦ Standard Dishwasher ¦ SCE ¦ All | Com ¦ Standard Dishwasher | SCE ¦ All | SCE | All | Electric & Gas | Standard, Commercial Dishwasher, High Temp | Average Existing and Code | 0 | Conventional | FoodServ | Com - Other | Com | ROB and NEW | 0 | 1000 sqft2 of floor space | Dishwasher | 15 | DEER:Indoor_Non-CFL_Ltg | 0 | 0 | 0 | SWFS002-03 | 7936.88 | 2022 | 0 | 0 | 2022 | 0 | 0 | SWFS002-03 | Com Dishwashers ¦ SCE ¦ All | Com Dishwashers | 0.012894 | 1 | 0.41 | CBSA 2019 | 0 | 2012 | 0.6 | SWFS002
COM-FOODSERV-10.13 | Com ¦ Standard Dishwasher ¦ SCE ¦ All | Com ¦ Standard Dishwasher | SCE ¦ All | SCE | All | Electric & Gas | Standard, Commercial Dishwasher, High Temp | Average Existing and Code | 0 | Conventional | FoodServ | Com - Restaurant | Com | ROB and NEW | 0 | 1000 sqft2 of floor space | Dishwasher | 15 | DEER:Indoor_Non-CFL_Ltg | 0 | 0 | 0 | SWFS002-03 | 7936.88 | 2022 | 0 | 0 | 2022 | 0 | 0 | SWFS002-03 | Com Dishwashers ¦ SCE ¦ All | Com Dishwashers | 0.15641 | 1 | 0.41 | CBSA 2019 | 0 | 2012 | 0.6 | SWFS002
COM-FOODSERV-10.14 | Com ¦ Standard Dishwasher ¦ SCE ¦ All | Com ¦ Standard Dishwasher | SCE ¦ All | SCE | All | Electric & Gas | Standard, Commercial Dishwasher, High Temp | Average Existing and Code | 0 | Conventional | FoodServ | Com - School | Com | ROB and NEW | 0 | 1000 sqft2 of floor space | Dishwasher | 15 | DEER:Indoor_Non-CFL_Ltg | 0 | 0 | 0 | SWFS002-03 | 7936.88 | 2022 | 0 | 0 | 2022 | 0 | 0 | SWFS002-03 | Com Dishwashers ¦ SCE ¦ All | Com Dishwashers | 0.007874 | 1 | 0.41 | CBSA 2019 | 0 | 2012 | 0.6 | SWFS002
COM-FOODSERV-10.15 | Com ¦ Standard Dishwasher ¦ SCG ¦ All | Com ¦ Standard Dishwasher | SCG ¦ All | SCG | All | Electric & Gas | Standard, Commercial Dishwasher, High Temp | Average Existing and Code | 0 | Conventional | FoodServ | Com - College | Com | ROB and NEW | 0 | 1000 sqft2 of floor space | Dishwasher | 15 | DEER:Indoor_Non-CFL_Ltg | 0 | 0 | 0 | SWFS002-03 | 7936.88 | 2022 | 0 | 0 | 2022 | 0 | 0 | SWFS002-03 | Com Dishwashers ¦ SCG ¦ All | Com Dishwashers | 0.0019124 | 1 | 0.41 | CBSA 2019 | 0 | 2012 | 0.6 | SWFS002
COM-FOODSERV-10.16 | Com ¦ Standard Dishwasher ¦ SCG ¦ All | Com ¦ Standard Dishwasher | SCG ¦ All | SCG | All | Electric & Gas | Standard, Commercial Dishwasher, High Temp | Average Existing and Code | 0 | Conventional | FoodServ | Com - Grocery | Com | ROB and NEW | 0 | 1000 sqft2 of floor space | Dishwasher | 15 | DEER:Indoor_Non-CFL_Ltg | 0 | 0 | 0 | SWFS002-03 | 7936.88 | 2022 | 0 | 0 | 2022 | 0 | 0 | SWFS002-03 | Com Dishwashers ¦ SCG ¦ All | Com Dishwashers | 0.01356 | 1 | 0.41 | CBSA 2019 | 0 | 2012 | 0.6 | SWFS002
COM-FOODSERV-10.17 | Com ¦ Standard Dishwasher ¦ SCG ¦ All | Com ¦ Standard Dishwasher | SCG ¦ All | SCG | All | Electric & Gas | Standard, Commercial Dishwasher, High Temp | Average Existing and Code | 0 | Conventional | FoodServ | Com - Health | Com | ROB and NEW | 0 | 1000 sqft2 of floor space | Dishwasher | 15 | DEER:Indoor_Non-CFL_Ltg | 0 | 0 | 0 | SWFS002-03 | 7936.88 | 2022 | 0 | 0 | 2022 | 0 | 0 | SWFS002-03 | Com Dishwashers ¦ SCG ¦ All | Com Dishwashers | 0.0037081 | 1 | 0.41 | CBSA 2019 | 0 | 2012 | 0.6 | SWFS002
COM-FOODSERV-10.18 | Com ¦ Standard Dishwasher ¦ SCG ¦ All | Com ¦ Standard Dishwasher | SCG ¦ All | SCG | All | Electric & Gas | Standard, Commercial Dishwasher, High Temp | Average Existing and Code | 0 | Conventional | FoodServ | Com - Lodging | Com | ROB and NEW | 0 | 1000 sqft2 of floor space | Dishwasher | 15 | DEER:Indoor_Non-CFL_Ltg | 0 | 0 | 0 | SWFS002-03 | 7936.88 | 2022 | 0 | 0 | 2022 | 0 | 0 | SWFS002-03 | Com Dishwashers ¦ SCG ¦ All | Com Dishwashers | 0.0058029 | 1 | 0.41 | CBSA 2019 | 0 | 2012 | 0.6 | SWFS002
COM-FOODSERV-10.19 | Com ¦ Standard Dishwasher ¦ SCG ¦ All | Com ¦ Standard Dishwasher | SCG ¦ All | SCG | All | Electric & Gas | Standard, Commercial Dishwasher, High Temp | Average Existing and Code | 0 | Conventional | FoodServ | Com - Other | Com | ROB and NEW | 0 | 1000 sqft2 of floor space | Dishwasher | 15 | DEER:Indoor_Non-CFL_Ltg | 0 | 0 | 0 | SWFS002-03 | 7936.88 | 2022 | 0 | 0 | 2022 | 0 | 0 | SWFS002-03 | Com Dishwashers ¦ SCG ¦ All | Com Dishwashers | 0.012894 | 1 | 0.41 | CBSA 2019 | 0 | 2012 | 0.6 | SWFS002
COM-FOODSERV-10.20 | Com ¦ Standard Dishwasher ¦ SCG ¦ All | Com ¦ Standard Dishwasher | SCG ¦ All | SCG | All | Electric & Gas | Standard, Commercial Dishwasher, High Temp | Average Existing and Code | 0 | Conventional | FoodServ | Com - Restaurant | Com | ROB and NEW | 0 | 1000 sqft2 of floor space | Dishwasher | 15 | DEER:Indoor_Non-CFL_Ltg | 0 | 0 | 0 | SWFS002-03 | 7936.88 | 2022 | 0 | 0 | 2022 | 0 | 0 | SWFS002-03 | Com Dishwashers ¦ SCG ¦ All | Com Dishwashers | 0.15641 | 1 | 0.41 | CBSA 2019 | 0 | 2012 | 0.6 | SWFS002
COM-FOODSERV-10.21 | Com ¦ Standard Dishwasher ¦ SCG ¦ All | Com ¦ Standard Dishwasher | SCG ¦ All | SCG | All | Electric & Gas | Standard, Commercial Dishwasher, High Temp | Average Existing and Code | 0 | Conventional | FoodServ | Com - School | Com | ROB and NEW | 0 | 1000 sqft2 of floor space | Dishwasher | 15 | DEER:Indoor_Non-CFL_Ltg | 0 | 0 | 0 | SWFS002-03 | 7936.88 | 2022 | 0 | 0 | 2022 | 0 | 0 | SWFS002-03 | Com Dishwashers ¦ SCG ¦ All | Com Dishwashers | 0.007874 | 1 | 0.41 | CBSA 2019 | 0 | 2012 | 0.6 | SWFS002
COM-FOODSERV-10.22 | Com ¦ Standard Dishwasher ¦ SDG&E ¦ All | Com ¦ Standard Dishwasher | SDG&E ¦ All | SDG&E | All | Electric & Gas | Standard, Commercial Dishwasher, High Temp | Average Existing and Code | 0 | Conventional | FoodServ | Com - College | Com | ROB and NEW | 0 | 1000 sqft2 of floor space | Dishwasher | 15 | DEER:Indoor_Non-CFL_Ltg | 0 | 0 | 0 | SWFS002-03 | 7936.88 | 2022 | 0 | 0 | 2022 | 0 | 0 | SWFS002-03 | Com Dishwashers ¦ SDG&E ¦ All | Com Dishwashers | 0.0019124 | 1 | 0.41 | CBSA 2019 | 0 | 2012 | 0.6 | SWFS002
COM-FOODSERV-10.23 | Com ¦ Standard Dishwasher ¦ SDG&E ¦ All | Com ¦ Standard Dishwasher | SDG&E ¦ All | SDG&E | All | Electric & Gas | Standard, Commercial Dishwasher, High Temp | Average Existing and Code | 0 | Conventional | FoodServ | Com - Grocery | Com | ROB and NEW | 0 | 1000 sqft2 of floor space | Dishwasher | 15 | DEER:Indoor_Non-CFL_Ltg | 0 | 0 | 0 | SWFS002-03 | 7936.88 | 2022 | 0 | 0 | 2022 | 0 | 0 | SWFS002-03 | Com Dishwashers ¦ SDG&E ¦ All | Com Dishwashers | 0.01356 | 1 | 0.41 | CBSA 2019 | 0 | 2012 | 0.6 | SWFS002
COM-FOODSERV-10.24 | Com ¦ Standard Dishwasher ¦ SDG&E ¦ All | Com ¦ Standard Dishwasher | SDG&E ¦ All | SDG&E | All | Electric & Gas | Standard, Commercial Dishwasher, High Temp | Average Existing and Code | 0 | Conventional | FoodServ | Com - Health | Com | ROB and NEW | 0 | 1000 sqft2 of floor space | Dishwasher | 15 | DEER:Indoor_Non-CFL_Ltg | 0 | 0 | 0 | SWFS002-03 | 7936.88 | 2022 | 0 | 0 | 2022 | 0 | 0 | SWFS002-03 | Com Dishwashers ¦ SDG&E ¦ All | Com Dishwashers | 0.0037081 | 1 | 0.41 | CBSA 2019 | 0 | 2012 | 0.6 | SWFS002
COM-FOODSERV-10.25 | Com ¦ Standard Dishwasher ¦ SDG&E ¦ All | Com ¦ Standard Dishwasher | SDG&E ¦ All | SDG&E | All | Electric & Gas | Standard, Commercial Dishwasher, High Temp | Average Existing and Code | 0 | Conventional | FoodServ | Com - Lodging | Com | ROB and NEW | 0 | 1000 sqft2 of floor space | Dishwasher | 15 | DEER:Indoor_Non-CFL_Ltg | 0 | 0 | 0 | SWFS002-03 | 7936.88 | 2022 | 0 | 0 | 2022 | 0 | 0 | SWFS002-03 | Com Dishwashers ¦ SDG&E ¦ All | Com Dishwashers | 0.0058029 | 1 | 0.41 | CBSA 2019 | 0 | 2012 | 0.6 | SWFS002
COM-FOODSERV-10.26 | Com ¦ Standard Dishwasher ¦ SDG&E ¦ All | Com ¦ Standard Dishwasher | SDG&E ¦ All | SDG&E | All | Electric & Gas | Standard, Commercial Dishwasher, High Temp | Average Existing and Code | 0 | Conventional | FoodServ | Com - Other | Com | ROB and NEW | 0 | 1000 sqft2 of floor space | Dishwasher | 15 | DEER:Indoor_Non-CFL_Ltg | 0 | 0 | 0 | SWFS002-03 | 7936.88 | 2022 | 0 | 0 | 2022 | 0 | 0 | SWFS002-03 | Com Dishwashers ¦ SDG&E ¦ All | Com Dishwashers | 0.012894 | 1 | 0.41 | CBSA 2019 | 0 | 2012 | 0.6 | SWFS002
COM-FOODSERV-10.27 | Com ¦ Standard Dishwasher ¦ SDG&E ¦ All | Com ¦ Standard Dishwasher | SDG&E ¦ All | SDG&E | All | Electric & Gas | Standard, Commercial Dishwasher, High Temp | Average Existing and Code | 0 | Conventional | FoodServ | Com - Restaurant | Com | ROB and NEW | 0 | 1000 sqft2 of floor space | Dishwasher | 15 | DEER:Indoor_Non-CFL_Ltg | 0 | 0 | 0 | SWFS002-03 | 7936.88 | 2022 | 0 | 0 | 2022 | 0 | 0 | SWFS002-03 | Com Dishwashers ¦ SDG&E ¦ All | Com Dishwashers | 0.15641 | 1 | 0.41 | CBSA 2019 | 0 | 2012 | 0.6 | SWFS002
COM-FOODSERV-10.28 | Com ¦ Standard Dishwasher ¦ SDG&E ¦ All | Com ¦ Standard Dishwasher | SDG&E ¦ All | SDG&E | All | Electric & Gas | Standard, Commercial Dishwasher, High Temp | Average Existing and Code | 0 | Conventional | FoodServ | Com - School | Com | ROB and NEW | 0 | 1000 sqft2 of floor space | Dishwasher | 15 | DEER:Indoor_Non-CFL_Ltg | 0 | 0 | 0 | SWFS002-03 | 7936.88 | 2022 | 0 | 0 | 2022 | 0 | 0 | SWFS002-03 | Com Dishwashers ¦ SDG&E ¦ All | Com Dishwashers | 0.007874 | 1 | 0.41 | CBSA 2019 | 0 | 2012 | 0.6 | SWFS002
COM-FOODSERV-11.1 | Com ¦ ENERGY STAR Dishwasher - Tier 1 ¦ PG&E ¦ All | Com ¦ ENERGY STAR Dishwasher - Tier 1 | PG&E ¦ All | PG&E | All | Electric & Gas | Efficient, Commercial Dishwasher, High Temp, Tier 1 | Efficient | 0 | Conventional | FoodServ | Com - College | Com | ROB and NEW | 0 | 1000 sqft2 of floor space | Dishwasher | 15 | DEER:Indoor_Non-CFL_Ltg | -2050 | -0.428 | -95.2 | SWFS002-03 | 9004.34 | 2022 | 0 | 0 | 2022 | 0 | 0 | SWFS002-03 | Com Dishwashers ¦ PG&E ¦ All | Com Dishwashers | 0.0019124 | 1 | 0.59 | CBSA 2019 | 195.4988 | 2012 | 0.6 | SWFS002
COM-FOODSERV-11.2 | Com ¦ ENERGY STAR Dishwasher - Tier 1 ¦ PG&E ¦ All | Com ¦ ENERGY STAR Dishwasher - Tier 1 | PG&E ¦ All | PG&E | All | Electric & Gas | Efficient, Commercial Dishwasher, High Temp, Tier 1 | Efficient | 0 | Conventional | FoodServ | Com - Grocery | Com | ROB and NEW | 0 | 1000 sqft2 of floor space | Dishwasher | 15 | DEER:Indoor_Non-CFL_Ltg | -2050 | -0.428 | -95.2 | SWFS002-03 | 9004.34 | 2022 | 0 | 0 | 2022 | 0 | 0 | SWFS002-03 | Com Dishwashers ¦ PG&E ¦ All | Com Dishwashers | 0.01356 | 1 | 0.59 | CBSA 2019 | 320.6615 | 2012 | 0.6 | SWFS002
COM-FOODSERV-11.3 | Com ¦ ENERGY STAR Dishwasher - Tier 1 ¦ PG&E ¦ All | Com ¦ ENERGY STAR Dishwasher - Tier 1 | PG&E ¦ All | PG&E | All | Electric & Gas | Efficient, Commercial Dishwasher, High Temp, Tier 1 | Efficient | 0 | Conventional | FoodServ | Com - Health | Com | ROB and NEW | 0 | 1000 sqft2 of floor space | Dishwasher | 15 | DEER:Indoor_Non-CFL_Ltg | -2050 | -0.428 | -95.2 | SWFS002-03 | 9004.34 | 2022 | 0 | 0 | 2022 | 0 | 0 | SWFS002-03 | Com Dishwashers ¦ PG&E ¦ All | Com Dishwashers | 0.0037081 | 1 | 0.59 | CBSA 2019 | 350.258 | 2012 | 0.6 | SWFS002
COM-FOODSERV-11.4 | Com ¦ ENERGY STAR Dishwasher - Tier 1 ¦ PG&E ¦ All | Com ¦ ENERGY STAR Dishwasher - Tier 1 | PG&E ¦ All | PG&E | All | Electric & Gas | Efficient, Commercial Dishwasher, High Temp, Tier 1 | Efficient | 0 | Conventional | FoodServ | Com - Lodging | Com | ROB and NEW | 0 | 1000 sqft2 of floor space | Dishwasher | 15 | DEER:Indoor_Non-CFL_Ltg | -2050 | -0.428 | -95.2 | SWFS002-03 | 9004.34 | 2022 | 0 | 0 | 2022 | 0 | 0 | SWFS002-03 | Com Dishwashers ¦ PG&E ¦ All | Com Dishwashers | 0.0058029 | 1 | 0.59 | CBSA 2019 | 821.2988 | 2012 | 0.6 | SWFS002
COM-FOODSERV-11.5 | Com ¦ ENERGY STAR Dishwasher - Tier 1 ¦ PG&E ¦ All | Com ¦ ENERGY STAR Dishwasher - Tier 1 | PG&E ¦ All | PG&E | All | Electric & Gas | Efficient, Commercial Dishwasher, High Temp, Tier 1 | Efficient | 0 | Conventional | FoodServ | Com - Other | Com | ROB and NEW | 0 | 1000 sqft2 of floor space | Dishwasher | 15 | DEER:Indoor_Non-CFL_Ltg | -2050 | -0.428 | -95.2 | SWFS002-03 | 9004.34 | 2022 | 0 | 0 | 2022 | 0 | 0 | SWFS002-03 | Com Dishwashers ¦ PG&E ¦ All | Com Dishwashers | 0.012894 | 1 | 0.59 | CBSA 2019 | 351.0894 | 2012 | 0.6 | SWFS002
COM-FOODSERV-11.6 | Com ¦ ENERGY STAR Dishwasher - Tier 1 ¦ PG&E ¦ All | Com ¦ ENERGY STAR Dishwasher - Tier 1 | PG&E ¦ All | PG&E | All | Electric & Gas | Efficient, Commercial Dishwasher, High Temp, Tier 1 | Efficient | 0 | Conventional | FoodServ | Com - Restaurant | Com | ROB and NEW | 0 | 1000 sqft2 of floor space | Dishwasher | 15 | DEER:Indoor_Non-CFL_Ltg | -2050 | -0.428 | -95.2 | SWFS002-03 | 9004.34 | 2022 | 0 | 0 | 2022 | 0 | 0 | SWFS002-03 | Com Dishwashers ¦ PG&E ¦ All | Com Dishwashers | 0.15641 | 1 | 0.59 | CBSA 2019 | 69.2017 | 2012 | 0.6 | SWFS002
COM-FOODSERV-11.7 | Com ¦ ENERGY STAR Dishwasher - Tier 1 ¦ PG&E ¦ All | Com ¦ ENERGY STAR Dishwasher - Tier 1 | PG&E ¦ All | PG&E | All | Electric & Gas | Efficient, Commercial Dishwasher, High Temp, Tier 1 | Efficient | 0 | Conventional | FoodServ | Com - School | Com | ROB and NEW | 0 | 1000 sqft2 of floor space | Dishwasher | 15 | DEER:Indoor_Non-CFL_Ltg | -2050 | -0.428 | -95.2 | SWFS002-03 | 9004.34 | 2022 | 0 | 0 | 2022 | 0 | 0 | SWFS002-03 | Com Dishwashers ¦ PG&E ¦ All | Com Dishwashers | 0.007874 | 1 | 0.59 | CBSA 2019 | 301.6916 | 2012 | 0.6 | SWFS002
COM-FOODSERV-11.8 | Com ¦ ENERGY STAR Dishwasher - Tier 1 ¦ SCE ¦ All | Com ¦ ENERGY STAR Dishwasher - Tier 1 | SCE ¦ All | SCE | All | Electric & Gas | Efficient, Commercial Dishwasher, High Temp, Tier 1 | Efficient | 0 | Conventional | FoodServ | Com - College | Com | ROB and NEW | 0 | 1000 sqft2 of floor space | Dishwasher | 15 | DEER:Indoor_Non-CFL_Ltg | -2040 | -0.427 | -86.7 | SWFS002-03 | 9004.34 | 2022 | 0 | 0 | 2022 | 0 | 0 | SWFS002-03 | Com Dishwashers ¦ SCE ¦ All | Com Dishwashers | 0.0019124 | 1 | 0.59 | CBSA 2019 | 187.2694 | 2012 | 0.6 | SWFS002
COM-FOODSERV-11.9 | Com ¦ ENERGY STAR Dishwasher - Tier 1 ¦ SCE ¦ All | Com ¦ ENERGY STAR Dishwasher - Tier 1 | SCE ¦ All | SCE | All | Electric & Gas | Efficient, Commercial Dishwasher, High Temp, Tier 1 | Efficient | 0 | Conventional | FoodServ | Com - Grocery | Com | ROB and NEW | 0 | 1000 sqft2 of floor space | Dishwasher | 15 | DEER:Indoor_Non-CFL_Ltg | -2040 | -0.427 | -86.7 | SWFS002-03 | 9004.34 | 2022 | 0 | 0 | 2022 | 0 | 0 | SWFS002-03 | Com Dishwashers ¦ SCE ¦ All | Com Dishwashers | 0.01356 | 1 | 0.59 | CBSA 2019 | 297.0039 | 2012 | 0.6 | SWFS002
COM-FOODSERV-11.10 | Com ¦ ENERGY STAR Dishwasher - Tier 1 ¦ SCE ¦ All | Com ¦ ENERGY STAR Dishwasher - Tier 1 | SCE ¦ All | SCE | All | Electric & Gas | Efficient, Commercial Dishwasher, High Temp, Tier 1 | Efficient | 0 | Conventional | FoodServ | Com - Health | Com | ROB and NEW | 0 | 1000 sqft2 of floor space | Dishwasher | 15 | DEER:Indoor_Non-CFL_Ltg | -2040 | -0.427 | -86.7 | SWFS002-03 | 9004.34 | 2022 | 0 | 0 | 2022 | 0 | 0 | SWFS002-03 | Com Dishwashers ¦ SCE ¦ All | Com Dishwashers | 0.0037081 | 1 | 0.59 | CBSA 2019 | 322.5051 | 2012 | 0.6 | SWFS002
COM-FOODSERV-11.11 | Com ¦ ENERGY STAR Dishwasher - Tier 1 ¦ SCE ¦ All | Com ¦ ENERGY STAR Dishwasher - Tier 1 | SCE ¦ All | SCE | All | Electric & Gas | Efficient, Commercial Dishwasher, High Temp, Tier 1 | Efficient | 0 | Conventional | FoodServ | Com - Lodging | Com | ROB and NEW | 0 | 1000 sqft2 of floor space | Dishwasher | 15 | DEER:Indoor_Non-CFL_Ltg | -2040 | -0.427 | -86.7 | SWFS002-03 | 9004.34 | 2022 | 0 | 0 | 2022 | 0 | 0 | SWFS002-03 | Com Dishwashers ¦ SCE ¦ All | Com Dishwashers | 0.0058029 | 1 | 0.59 | CBSA 2019 | 757.2926 | 2012 | 0.6 | SWFS002
COM-FOODSERV-11.12 | Com ¦ ENERGY STAR Dishwasher - Tier 1 ¦ SCE ¦ All | Com ¦ ENERGY STAR Dishwasher - Tier 1 | SCE ¦ All | SCE | All | Electric & Gas | Efficient, Commercial Dishwasher, High Temp, Tier 1 | Efficient | 0 | Conventional | FoodServ | Com - Other | Com | ROB and NEW | 0 | 1000 sqft2 of floor space | Dishwasher | 15 | DEER:Indoor_Non-CFL_Ltg | -2040 | -0.427 | -86.7 | SWFS002-03 | 9004.34 | 2022 | 0 | 0 | 2022 | 0 | 0 | SWFS002-03 | Com Dishwashers ¦ SCE ¦ All | Com Dishwashers | 0.012894 | 1 | 0.59 | CBSA 2019 | 329.6888 | 2012 | 0.6 | SWFS002
COM-FOODSERV-11.13 | Com ¦ ENERGY STAR Dishwasher - Tier 1 ¦ SCE ¦ All | Com ¦ ENERGY STAR Dishwasher - Tier 1 | SCE ¦ All | SCE | All | Electric & Gas | Efficient, Commercial Dishwasher, High Temp, Tier 1 | Efficient | 0 | Conventional | FoodServ | Com - Restaurant | Com | ROB and NEW | 0 | 1000 sqft2 of floor space | Dishwasher | 15 | DEER:Indoor_Non-CFL_Ltg | -2040 | -0.427 | -86.7 | SWFS002-03 | 9004.34 | 2022 | 0 | 0 | 2022 | 0 | 0 | SWFS002-03 | Com Dishwashers ¦ SCE ¦ All | Com Dishwashers | 0.15641 | 1 | 0.59 | CBSA 2019 | 66.7114 | 2012 | 0.6 | SWFS002
COM-FOODSERV-11.14 | Com ¦ ENERGY STAR Dishwasher - Tier 1 ¦ SCE ¦ All | Com ¦ ENERGY STAR Dishwasher - Tier 1 | SCE ¦ All | SCE | All | Electric & Gas | Efficient, Commercial Dishwasher, High Temp, Tier 1 | Efficient | 0 | Conventional | FoodServ | Com - School | Com | ROB and NEW | 0 | 1000 sqft2 of floor space | Dishwasher | 15 | DEER:Indoor_Non-CFL_Ltg | -2040 | -0.427 | -86.7 | SWFS002-03 | 9004.34 | 2022 | 0 | 0 | 2022 | 0 | 0 | SWFS002-03 | Com Dishwashers ¦ SCE ¦ All | Com Dishwashers | 0.007874 | 1 | 0.59 | CBSA 2019 | 289.6646 | 2012 | 0.6 | SWFS002
COM-FOODSERV-11.15 | Com ¦ ENERGY STAR Dishwasher - Tier 1 ¦ SCG ¦ All | Com ¦ ENERGY STAR Dishwasher - Tier 1 | SCG ¦ All | SCG | All | Electric & Gas | Efficient, Commercial Dishwasher, High Temp, Tier 1 | Efficient | 0 | Conventional | FoodServ | Com - College | Com | ROB and NEW | 0 | 1000 sqft2 of floor space | Dishwasher | 15 | DEER:Indoor_Non-CFL_Ltg | -2040 | -0.427 | -86.7 | SWFS002-03 | 9004.34 | 2022 | 0 | 0 | 2022 | 0 | 0 | SWFS002-03 | Com Dishwashers ¦ SCG ¦ All | Com Dishwashers | 0.0019124 | 1 | 0.59 | CBSA 2019 | 187.2694 | 2012 | 0.6 | SWFS002
COM-FOODSERV-11.16 | Com ¦ ENERGY STAR Dishwasher - Tier 1 ¦ SCG ¦ All | Com ¦ ENERGY STAR Dishwasher - Tier 1 | SCG ¦ All | SCG | All | Electric & Gas | Efficient, Commercial Dishwasher, High Temp, Tier 1 | Efficient | 0 | Conventional | FoodServ | Com - Grocery | Com | ROB and NEW | 0 | 1000 sqft2 of floor space | Dishwasher | 15 | DEER:Indoor_Non-CFL_Ltg | -2040 | -0.427 | -86.7 | SWFS002-03 | 9004.34 | 2022 | 0 | 0 | 2022 | 0 | 0 | SWFS002-03 | Com Dishwashers ¦ SCG ¦ All | Com Dishwashers | 0.01356 | 1 | 0.59 | CBSA 2019 | 297.0039 | 2012 | 0.6 | SWFS002
COM-FOODSERV-11.17 | Com ¦ ENERGY STAR Dishwasher - Tier 1 ¦ SCG ¦ All | Com ¦ ENERGY STAR Dishwasher - Tier 1 | SCG ¦ All | SCG | All | Electric & Gas | Efficient, Commercial Dishwasher, High Temp, Tier 1 | Efficient | 0 | Conventional | FoodServ | Com - Health | Com | ROB and NEW | 0 | 1000 sqft2 of floor space | Dishwasher | 15 | DEER:Indoor_Non-CFL_Ltg | -2040 | -0.427 | -86.7 | SWFS002-03 | 9004.34 | 2022 | 0 | 0 | 2022 | 0 | 0 | SWFS002-03 | Com Dishwashers ¦ SCG ¦ All | Com Dishwashers | 0.0037081 | 1 | 0.59 | CBSA 2019 | 322.5051 | 2012 | 0.6 | SWFS002
COM-FOODSERV-11.18 | Com ¦ ENERGY STAR Dishwasher - Tier 1 ¦ SCG ¦ All | Com ¦ ENERGY STAR Dishwasher - Tier 1 | SCG ¦ All | SCG | All | Electric & Gas | Efficient, Commercial Dishwasher, High Temp, Tier 1 | Efficient | 0 | Conventional | FoodServ | Com - Lodging | Com | ROB and NEW | 0 | 1000 sqft2 of floor space | Dishwasher | 15 | DEER:Indoor_Non-CFL_Ltg | -2040 | -0.427 | -86.7 | SWFS002-03 | 9004.34 | 2022 | 0 | 0 | 2022 | 0 | 0 | SWFS002-03 | Com Dishwashers ¦ SCG ¦ All | Com Dishwashers | 0.0058029 | 1 | 0.59 | CBSA 2019 | 757.2926 | 2012 | 0.6 | SWFS002
COM-FOODSERV-11.19 | Com ¦ ENERGY STAR Dishwasher - Tier 1 ¦ SCG ¦ All | Com ¦ ENERGY STAR Dishwasher - Tier 1 | SCG ¦ All | SCG | All | Electric & Gas | Efficient, Commercial Dishwasher, High Temp, Tier 1 | Efficient | 0 | Conventional | FoodServ | Com - Other | Com | ROB and NEW | 0 | 1000 sqft2 of floor space | Dishwasher | 15 | DEER:Indoor_Non-CFL_Ltg | -2040 | -0.427 | -86.7 | SWFS002-03 | 9004.34 | 2022 | 0 | 0 | 2022 | 0 | 0 | SWFS002-03 | Com Dishwashers ¦ SCG ¦ All | Com Dishwashers | 0.012894 | 1 | 0.59 | CBSA 2019 | 329.6888 | 2012 | 0.6 | SWFS002
COM-FOODSERV-11.20 | Com ¦ ENERGY STAR Dishwasher - Tier 1 ¦ SCG ¦ All | Com ¦ ENERGY STAR Dishwasher - Tier 1 | SCG ¦ All | SCG | All | Electric & Gas | Efficient, Commercial Dishwasher, High Temp, Tier 1 | Efficient | 0 | Conventional | FoodServ | Com - Restaurant | Com | ROB and NEW | 0 | 1000 sqft2 of floor space | Dishwasher | 15 | DEER:Indoor_Non-CFL_Ltg | -2040 | -0.427 | -86.7 | SWFS002-03 | 9004.34 | 2022 | 0 | 0 | 2022 | 0 | 0 | SWFS002-03 | Com Dishwashers ¦ SCG ¦ All | Com Dishwashers | 0.15641 | 1 | 0.59 | CBSA 2019 | 66.7114 | 2012 | 0.6 | SWFS002
COM-FOODSERV-11.21 | Com ¦ ENERGY STAR Dishwasher - Tier 1 ¦ SCG ¦ All | Com ¦ ENERGY STAR Dishwasher - Tier 1 | SCG ¦ All | SCG | All | Electric & Gas | Efficient, Commercial Dishwasher, High Temp, Tier 1 | Efficient | 0 | Conventional | FoodServ | Com - School | Com | ROB and NEW | 0 | 1000 sqft2 of floor space | Dishwasher | 15 | DEER:Indoor_Non-CFL_Ltg | -2040 | -0.427 | -86.7 | SWFS002-03 | 9004.34 | 2022 | 0 | 0 | 2022 | 0 | 0 | SWFS002-03 | Com Dishwashers ¦ SCG ¦ All | Com Dishwashers | 0.007874 | 1 | 0.59 | CBSA 2019 | 289.6646 | 2012 | 0.6 | SWFS002
COM-FOODSERV-11.22 | Com ¦ ENERGY STAR Dishwasher - Tier 1 ¦ SDG&E ¦ All | Com ¦ ENERGY STAR Dishwasher - Tier 1 | SDG&E ¦ All | SDG&E | All | Electric & Gas | Efficient, Commercial Dishwasher, High Temp, Tier 1 | Efficient | 0 | Conventional | FoodServ | Com - College | Com | ROB and NEW | 0 | 1000 sqft2 of floor space | Dishwasher | 15 | DEER:Indoor_Non-CFL_Ltg | -2040 | -0.427 | -88.1 | SWFS002-03 | 9004.34 | 2022 | 0 | 0 | 2022 | 0 | 0 | SWFS002-03 | Com Dishwashers ¦ SDG&E ¦ All | Com Dishwashers | 0.0019124 | 1 | 0.59 | CBSA 2019 | 188.537 | 2012 | 0.6 | SWFS002
COM-FOODSERV-11.23 | Com ¦ ENERGY STAR Dishwasher - Tier 1 ¦ SDG&E ¦ All | Com ¦ ENERGY STAR Dishwasher - Tier 1 | SDG&E ¦ All | SDG&E | All | Electric & Gas | Efficient, Commercial Dishwasher, High Temp, Tier 1 | Efficient | 0 | Conventional | FoodServ | Com - Grocery | Com | ROB and NEW | 0 | 1000 sqft2 of floor space | Dishwasher | 15 | DEER:Indoor_Non-CFL_Ltg | -2040 | -0.427 | -88.1 | SWFS002-03 | 9004.34 | 2022 | 0 | 0 | 2022 | 0 | 0 | SWFS002-03 | Com Dishwashers ¦ SDG&E ¦ All | Com Dishwashers | 0.01356 | 1 | 0.59 | CBSA 2019 | 300.8531 | 2012 | 0.6 | SWFS002
COM-FOODSERV-11.24 | Com ¦ ENERGY STAR Dishwasher - Tier 1 ¦ SDG&E ¦ All | Com ¦ ENERGY STAR Dishwasher - Tier 1 | SDG&E ¦ All | SDG&E | All | Electric & Gas | Efficient, Commercial Dishwasher, High Temp, Tier 1 | Efficient | 0 | Conventional | FoodServ | Com - Health | Com | ROB and NEW | 0 | 1000 sqft2 of floor space | Dishwasher | 15 | DEER:Indoor_Non-CFL_Ltg | -2040 | -0.427 | -88.1 | SWFS002-03 | 9004.34 | 2022 | 0 | 0 | 2022 | 0 | 0 | SWFS002-03 | Com Dishwashers ¦ SDG&E ¦ All | Com Dishwashers | 0.0037081 | 1 | 0.59 | CBSA 2019 | 327.0426 | 2012 | 0.6 | SWFS002
COM-FOODSERV-11.25 | Com ¦ ENERGY STAR Dishwasher - Tier 1 ¦ SDG&E ¦ All | Com ¦ ENERGY STAR Dishwasher - Tier 1 | SDG&E ¦ All | SDG&E | All | Electric & Gas | Efficient, Commercial Dishwasher, High Temp, Tier 1 | Efficient | 0 | Conventional | FoodServ | Com - Lodging | Com | ROB and NEW | 0 | 1000 sqft2 of floor space | Dishwasher | 15 | DEER:Indoor_Non-CFL_Ltg | -2040 | -0.427 | -88.1 | SWFS002-03 | 9004.34 | 2022 | 0 | 0 | 2022 | 0 | 0 | SWFS002-03 | Com Dishwashers ¦ SDG&E ¦ All | Com Dishwashers | 0.0058029 | 1 | 0.59 | CBSA 2019 | 767.7461 | 2012 | 0.6 | SWFS002
COM-FOODSERV-11.26 | Com ¦ ENERGY STAR Dishwasher - Tier 1 ¦ SDG&E ¦ All | Com ¦ ENERGY STAR Dishwasher - Tier 1 | SDG&E ¦ All | SDG&E | All | Electric & Gas | Efficient, Commercial Dishwasher, High Temp, Tier 1 | Efficient | 0 | Conventional | FoodServ | Com - Other | Com | ROB and NEW | 0 | 1000 sqft2 of floor space | Dishwasher | 15 | DEER:Indoor_Non-CFL_Ltg | -2040 | -0.427 | -88.1 | SWFS002-03 | 9004.34 | 2022 | 0 | 0 | 2022 | 0 | 0 | SWFS002-03 | Com Dishwashers ¦ SDG&E ¦ All | Com Dishwashers | 0.012894 | 1 | 0.59 | CBSA 2019 | 333.1189 | 2012 | 0.6 | SWFS002
COM-FOODSERV-11.27 | Com ¦ ENERGY STAR Dishwasher - Tier 1 ¦ SDG&E ¦ All | Com ¦ ENERGY STAR Dishwasher - Tier 1 | SDG&E ¦ All | SDG&E | All | Electric & Gas | Efficient, Commercial Dishwasher, High Temp, Tier 1 | Efficient | 0 | Conventional | FoodServ | Com - Restaurant | Com | ROB and NEW | 0 | 1000 sqft2 of floor space | Dishwasher | 15 | DEER:Indoor_Non-CFL_Ltg | -2040 | -0.427 | -88.1 | SWFS002-03 | 9004.34 | 2022 | 0 | 0 | 2022 | 0 | 0 | SWFS002-03 | Com Dishwashers ¦ SDG&E ¦ All | Com Dishwashers | 0.15641 | 1 | 0.59 | CBSA 2019 | 67.0865 | 2012 | 0.6 | SWFS002
COM-FOODSERV-11.28 | Com ¦ ENERGY STAR Dishwasher - Tier 1 ¦ SDG&E ¦ All | Com ¦ ENERGY STAR Dishwasher - Tier 1 | SDG&E ¦ All | SDG&E | All | Electric & Gas | Efficient, Commercial Dishwasher, High Temp, Tier 1 | Efficient | 0 | Conventional | FoodServ | Com - School | Com | ROB and NEW | 0 | 1000 sqft2 of floor space | Dishwasher | 15 | DEER:Indoor_Non-CFL_Ltg | -2040 | -0.427 | -88.1 | SWFS002-03 | 9004.34 | 2022 | 0 | 0 | 2022 | 0 | 0 | SWFS002-03 | Com Dishwashers ¦ SDG&E ¦ All | Com Dishwashers | 0.007874 | 1 | 0.59 | CBSA 2019 | 291.5036 | 2012 | 0.6 | SWFS002
COM-FOODSERV-12.1 | Com ¦ ENERGY STAR Dishwasher - Tier 2 ¦ PG&E ¦ All | Com ¦ ENERGY STAR Dishwasher - Tier 2 | PG&E ¦ All | PG&E | All | Electric & Gas | Efficient, Commercial Dishwasher, High Temp, Tier 2 | Efficient | 0 | Conventional | FoodServ | Com - College | Com | ROB and NEW | 0 | 1000 sqft2 of floor space | Dishwasher | 15 | DEER:Indoor_Non-CFL_Ltg | -3300 | -0.685 | -199 | SWFS002-03 | 14358.96 | 2022 | 0 | 0 | 2022 | 0 | 0 | SWFS002-03 | Com Dishwashers ¦ PG&E ¦ All | Com Dishwashers | 0.0019124 | 1 | 0 | CBSA 2019 | 356.1303 | 2012 | 0.6 | SWFS002
COM-FOODSERV-12.2 | Com ¦ ENERGY STAR Dishwasher - Tier 2 ¦ PG&E ¦ All | Com ¦ ENERGY STAR Dishwasher - Tier 2 | PG&E ¦ All | PG&E | All | Electric & Gas | Efficient, Commercial Dishwasher, High Temp, Tier 2 | Efficient | 0 | Conventional | FoodServ | Com - Grocery | Com | ROB and NEW | 0 | 1000 sqft2 of floor space | Dishwasher | 15 | DEER:Indoor_Non-CFL_Ltg | -3300 | -0.685 | -199 | SWFS002-03 | 14358.96 | 2022 | 0 | 0 | 2022 | 0 | 0 | SWFS002-03 | Com Dishwashers ¦ PG&E ¦ All | Com Dishwashers | 0.01356 | 1 | 0 | CBSA 2019 | 641.9766 | 2012 | 0.6 | SWFS002
COM-FOODSERV-12.3 | Com ¦ ENERGY STAR Dishwasher - Tier 2 ¦ PG&E ¦ All | Com ¦ ENERGY STAR Dishwasher - Tier 2 | PG&E ¦ All | PG&E | All | Electric & Gas | Efficient, Commercial Dishwasher, High Temp, Tier 2 | Efficient | 0 | Conventional | FoodServ | Com - Health | Com | ROB and NEW | 0 | 1000 sqft2 of floor space | Dishwasher | 15 | DEER:Indoor_Non-CFL_Ltg | -3300 | -0.685 | -199 | SWFS002-03 | 14358.96 | 2022 | 0 | 0 | 2022 | 0 | 0 | SWFS002-03 | Com Dishwashers ¦ PG&E ¦ All | Com Dishwashers | 0.0037081 | 1 | 0 | CBSA 2019 | 712.1148 | 2012 | 0.6 | SWFS002
COM-FOODSERV-12.4 | Com ¦ ENERGY STAR Dishwasher - Tier 2 ¦ PG&E ¦ All | Com ¦ ENERGY STAR Dishwasher - Tier 2 | PG&E ¦ All | PG&E | All | Electric & Gas | Efficient, Commercial Dishwasher, High Temp, Tier 2 | Efficient | 0 | Conventional | FoodServ | Com - Lodging | Com | ROB and NEW | 0 | 1000 sqft2 of floor space | Dishwasher | 15 | DEER:Indoor_Non-CFL_Ltg | -3300 | -0.685 | -199 | SWFS002-03 | 14358.96 | 2022 | 0 | 0 | 2022 | 0 | 0 | SWFS002-03 | Com Dishwashers ¦ PG&E ¦ All | Com Dishwashers | 0.0058029 | 1 | 0 | CBSA 2019 | 1663.7032 | 2012 | 0.6 | SWFS002
COM-FOODSERV-12.5 | Com ¦ ENERGY STAR Dishwasher - Tier 2 ¦ PG&E ¦ All | Com ¦ ENERGY STAR Dishwasher - Tier 2 | PG&E ¦ All | PG&E | All | Electric & Gas | Efficient, Commercial Dishwasher, High Temp, Tier 2 | Efficient | 0 | Conventional | FoodServ | Com - Other | Com | ROB and NEW | 0 | 1000 sqft2 of floor space | Dishwasher | 15 | DEER:Indoor_Non-CFL_Ltg | -3300 | -0.685 | -199 | SWFS002-03 | 14358.96 | 2022 | 0 | 0 | 2022 | 0 | 0 | SWFS002-03 | Com Dishwashers ¦ PG&E ¦ All | Com Dishwashers | 0.012894 | 1 | 0 | CBSA 2019 | 677.2631 | 2012 | 0.6 | SWFS002
COM-FOODSERV-12.6 | Com ¦ ENERGY STAR Dishwasher - Tier 2 ¦ PG&E ¦ All | Com ¦ ENERGY STAR Dishwasher - Tier 2 | PG&E ¦ All | PG&E | All | Electric & Gas | Efficient, Commercial Dishwasher, High Temp, Tier 2 | Efficient | 0 | Conventional | FoodServ | Com - Restaurant | Com | ROB and NEW | 0 | 1000 sqft2 of floor space | Dishwasher | 15 | DEER:Indoor_Non-CFL_Ltg | -3300 | -0.685 | -199 | SWFS002-03 | 14358.96 | 2022 | 0 | 0 | 2022 | 0 | 0 | SWFS002-03 | Com Dishwashers ¦ PG&E ¦ All | Com Dishwashers | 0.15641 | 1 | 0 | CBSA 2019 | 123.6544 | 2012 | 0.6 | SWFS002
COM-FOODSERV-12.7 | Com ¦ ENERGY STAR Dishwasher - Tier 2 ¦ PG&E ¦ All | Com ¦ ENERGY STAR Dishwasher - Tier 2 | PG&E ¦ All | PG&E | All | Electric & Gas | Efficient, Commercial Dishwasher, High Temp, Tier 2 | Efficient | 0 | Conventional | FoodServ | Com - School | Com | ROB and NEW | 0 | 1000 sqft2 of floor space | Dishwasher | 15 | DEER:Indoor_Non-CFL_Ltg | -3300 | -0.685 | -199 | SWFS002-03 | 14358.96 | 2022 | 0 | 0 | 2022 | 0 | 0 | SWFS002-03 | Com Dishwashers ¦ PG&E ¦ All | Com Dishwashers | 0.007874 | 1 | 0 | CBSA 2019 | 545.7472 | 2012 | 0.6 | SWFS002
COM-FOODSERV-12.8 | Com ¦ ENERGY STAR Dishwasher - Tier 2 ¦ SCE ¦ All | Com ¦ ENERGY STAR Dishwasher - Tier 2 | SCE ¦ All | SCE | All | Electric & Gas | Efficient, Commercial Dishwasher, High Temp, Tier 2 | Efficient | 0 | Conventional | FoodServ | Com - College | Com | ROB and NEW | 0 | 1000 sqft2 of floor space | Dishwasher | 15 | DEER:Indoor_Non-CFL_Ltg | -3290 | -0.682 | -182 | SWFS002-03 | 14358.96 | 2022 | 0 | 0 | 2022 | 0 | 0 | SWFS002-03 | Com Dishwashers ¦ SCE ¦ All | Com Dishwashers | 0.0019124 | 1 | 0 | CBSA 2019 | 340.2047 | 2012 | 0.6 | SWFS002
COM-FOODSERV-12.9 | Com ¦ ENERGY STAR Dishwasher - Tier 2 ¦ SCE ¦ All | Com ¦ ENERGY STAR Dishwasher - Tier 2 | SCE ¦ All | SCE | All | Electric & Gas | Efficient, Commercial Dishwasher, High Temp, Tier 2 | Efficient | 0 | Conventional | FoodServ | Com - Grocery | Com | ROB and NEW | 0 | 1000 sqft2 of floor space | Dishwasher | 15 | DEER:Indoor_Non-CFL_Ltg | -3290 | -0.682 | -182 | SWFS002-03 | 14358.96 | 2022 | 0 | 0 | 2022 | 0 | 0 | SWFS002-03 | Com Dishwashers ¦ SCE ¦ All | Com Dishwashers | 0.01356 | 1 | 0 | CBSA 2019 | 594.9489 | 2012 | 0.6 | SWFS002
COM-FOODSERV-12.10 | Com ¦ ENERGY STAR Dishwasher - Tier 2 ¦ SCE ¦ All | Com ¦ ENERGY STAR Dishwasher - Tier 2 | SCE ¦ All | SCE | All | Electric & Gas | Efficient, Commercial Dishwasher, High Temp, Tier 2 | Efficient | 0 | Conventional | FoodServ | Com - Health | Com | ROB and NEW | 0 | 1000 sqft2 of floor space | Dishwasher | 15 | DEER:Indoor_Non-CFL_Ltg | -3290 | -0.682 | -182 | SWFS002-03 | 14358.96 | 2022 | 0 | 0 | 2022 | 0 | 0 | SWFS002-03 | Com Dishwashers ¦ SCE ¦ All | Com Dishwashers | 0.0037081 | 1 | 0 | CBSA 2019 | 656.8125 | 2012 | 0.6 | SWFS002
COM-FOODSERV-12.11 | Com ¦ ENERGY STAR Dishwasher - Tier 2 ¦ SCE ¦ All | Com ¦ ENERGY STAR Dishwasher - Tier 2 | SCE ¦ All | SCE | All | Electric & Gas | Efficient, Commercial Dishwasher, High Temp, Tier 2 | Efficient | 0 | Conventional | FoodServ | Com - Lodging | Com | ROB and NEW | 0 | 1000 sqft2 of floor space | Dishwasher | 15 | DEER:Indoor_Non-CFL_Ltg | -3290 | -0.682 | -182 | SWFS002-03 | 14358.96 | 2022 | 0 | 0 | 2022 | 0 | 0 | SWFS002-03 | Com Dishwashers ¦ SCE ¦ All | Com Dishwashers | 0.0058029 | 1 | 0 | CBSA 2019 | 1536.2298 | 2012 | 0.6 | SWFS002
COM-FOODSERV-12.12 | Com ¦ ENERGY STAR Dishwasher - Tier 2 ¦ SCE ¦ All | Com ¦ ENERGY STAR Dishwasher - Tier 2 | SCE ¦ All | SCE | All | Electric & Gas | Efficient, Commercial Dishwasher, High Temp, Tier 2 | Efficient | 0 | Conventional | FoodServ | Com - Other | Com | ROB and NEW | 0 | 1000 sqft2 of floor space | Dishwasher | 15 | DEER:Indoor_Non-CFL_Ltg | -3290 | -0.682 | -182 | SWFS002-03 | 14358.96 | 2022 | 0 | 0 | 2022 | 0 | 0 | SWFS002-03 | Com Dishwashers ¦ SCE ¦ All | Com Dishwashers | 0.012894 | 1 | 0 | CBSA 2019 | 635.0367 | 2012 | 0.6 | SWFS002
COM-FOODSERV-12.13 | Com ¦ ENERGY STAR Dishwasher - Tier 2 ¦ SCE ¦ All | Com ¦ ENERGY STAR Dishwasher - Tier 2 | SCE ¦ All | SCE | All | Electric & Gas | Efficient, Commercial Dishwasher, High Temp, Tier 2 | Efficient | 0 | Conventional | FoodServ | Com - Restaurant | Com | ROB and NEW | 0 | 1000 sqft2 of floor space | Dishwasher | 15 | DEER:Indoor_Non-CFL_Ltg | -3290 | -0.682 | -182 | SWFS002-03 | 14358.96 | 2022 | 0 | 0 | 2022 | 0 | 0 | SWFS002-03 | Com Dishwashers ¦ SCE ¦ All | Com Dishwashers | 0.15641 | 1 | 0 | CBSA 2019 | 118.887 | 2012 | 0.6 | SWFS002
COM-FOODSERV-12.14 | Com ¦ ENERGY STAR Dishwasher - Tier 2 ¦ SCE ¦ All | Com ¦ ENERGY STAR Dishwasher - Tier 2 | SCE ¦ All | SCE | All | Electric & Gas | Efficient, Commercial Dishwasher, High Temp, Tier 2 | Efficient | 0 | Conventional | FoodServ | Com - School | Com | ROB and NEW | 0 | 1000 sqft2 of floor space | Dishwasher | 15 | DEER:Indoor_Non-CFL_Ltg | -3290 | -0.682 | -182 | SWFS002-03 | 14358.96 | 2022 | 0 | 0 | 2022 | 0 | 0 | SWFS002-03 | Com Dishwashers ¦ SCE ¦ All | Com Dishwashers | 0.007874 | 1 | 0 | CBSA 2019 | 522.5549 | 2012 | 0.6 | SWFS002
COM-FOODSERV-12.15 | Com ¦ ENERGY STAR Dishwasher - Tier 2 ¦ SCG ¦ All | Com ¦ ENERGY STAR Dishwasher - Tier 2 | SCG ¦ All | SCG | All | Electric & Gas | Efficient, Commercial Dishwasher, High Temp, Tier 2 | Efficient | 0 | Conventional | FoodServ | Com - College | Com | ROB and NEW | 0 | 1000 sqft2 of floor space | Dishwasher | 15 | DEER:Indoor_Non-CFL_Ltg | -3290 | -0.682 | -182 | SWFS002-03 | 14358.96 | 2022 | 0 | 0 | 2022 | 0 | 0 | SWFS002-03 | Com Dishwashers ¦ SCG ¦ All | Com Dishwashers | 0.0019124 | 1 | 0 | CBSA 2019 | 340.2047 | 2012 | 0.6 | SWFS002
COM-FOODSERV-12.16 | Com ¦ ENERGY STAR Dishwasher - Tier 2 ¦ SCG ¦ All | Com ¦ ENERGY STAR Dishwasher - Tier 2 | SCG ¦ All | SCG | All | Electric & Gas | Efficient, Commercial Dishwasher, High Temp, Tier 2 | Efficient | 0 | Conventional | FoodServ | Com - Grocery | Com | ROB and NEW | 0 | 1000 sqft2 of floor space | Dishwasher | 15 | DEER:Indoor_Non-CFL_Ltg | -3290 | -0.682 | -182 | SWFS002-03 | 14358.96 | 2022 | 0 | 0 | 2022 | 0 | 0 | SWFS002-03 | Com Dishwashers ¦ SCG ¦ All | Com Dishwashers | 0.01356 | 1 | 0 | CBSA 2019 | 594.9489 | 2012 | 0.6 | SWFS002
COM-FOODSERV-12.17 | Com ¦ ENERGY STAR Dishwasher - Tier 2 ¦ SCG ¦ All | Com ¦ ENERGY STAR Dishwasher - Tier 2 | SCG ¦ All | SCG | All | Electric & Gas | Efficient, Commercial Dishwasher, High Temp, Tier 2 | Efficient | 0 | Conventional | FoodServ | Com - Health | Com | ROB and NEW | 0 | 1000 sqft2 of floor space | Dishwasher | 15 | DEER:Indoor_Non-CFL_Ltg | -3290 | -0.682 | -182 | SWFS002-03 | 14358.96 | 2022 | 0 | 0 | 2022 | 0 | 0 | SWFS002-03 | Com Dishwashers ¦ SCG ¦ All | Com Dishwashers | 0.0037081 | 1 | 0 | CBSA 2019 | 656.8125 | 2012 | 0.6 | SWFS002
COM-FOODSERV-12.18 | Com ¦ ENERGY STAR Dishwasher - Tier 2 ¦ SCG ¦ All | Com ¦ ENERGY STAR Dishwasher - Tier 2 | SCG ¦ All | SCG | All | Electric & Gas | Efficient, Commercial Dishwasher, High Temp, Tier 2 | Efficient | 0 | Conventional | FoodServ | Com - Lodging | Com | ROB and NEW | 0 | 1000 sqft2 of floor space | Dishwasher | 15 | DEER:Indoor_Non-CFL_Ltg | -3290 | -0.682 | -182 | SWFS002-03 | 14358.96 | 2022 | 0 | 0 | 2022 | 0 | 0 | SWFS002-03 | Com Dishwashers ¦ SCG ¦ All | Com Dishwashers | 0.0058029 | 1 | 0 | CBSA 2019 | 1536.2298 | 2012 | 0.6 | SWFS002
COM-FOODSERV-12.19 | Com ¦ ENERGY STAR Dishwasher - Tier 2 ¦ SCG ¦ All | Com ¦ ENERGY STAR Dishwasher - Tier 2 | SCG ¦ All | SCG | All | Electric & Gas | Efficient, Commercial Dishwasher, High Temp, Tier 2 | Efficient | 0 | Conventional | FoodServ | Com - Other | Com | ROB and NEW | 0 | 1000 sqft2 of floor space | Dishwasher | 15 | DEER:Indoor_Non-CFL_Ltg | -3290 | -0.682 | -182 | SWFS002-03 | 14358.96 | 2022 | 0 | 0 | 2022 | 0 | 0 | SWFS002-03 | Com Dishwashers ¦ SCG ¦ All | Com Dishwashers | 0.012894 | 1 | 0 | CBSA 2019 | 635.0367 | 2012 | 0.6 | SWFS002
COM-FOODSERV-12.20 | Com ¦ ENERGY STAR Dishwasher - Tier 2 ¦ SCG ¦ All | Com ¦ ENERGY STAR Dishwasher - Tier 2 | SCG ¦ All | SCG | All | Electric & Gas | Efficient, Commercial Dishwasher, High Temp, Tier 2 | Efficient | 0 | Conventional | FoodServ | Com - Restaurant | Com | ROB and NEW | 0 | 1000 sqft2 of floor space | Dishwasher | 15 | DEER:Indoor_Non-CFL_Ltg | -3290 | -0.682 | -182 | SWFS002-03 | 14358.96 | 2022 | 0 | 0 | 2022 | 0 | 0 | SWFS002-03 | Com Dishwashers ¦ SCG ¦ All | Com Dishwashers | 0.15641 | 1 | 0 | CBSA 2019 | 118.887 | 2012 | 0.6 | SWFS002
COM-FOODSERV-12.21 | Com ¦ ENERGY STAR Dishwasher - Tier 2 ¦ SCG ¦ All | Com ¦ ENERGY STAR Dishwasher - Tier 2 | SCG ¦ All | SCG | All | Electric & Gas | Efficient, Commercial Dishwasher, High Temp, Tier 2 | Efficient | 0 | Conventional | FoodServ | Com - School | Com | ROB and NEW | 0 | 1000 sqft2 of floor space | Dishwasher | 15 | DEER:Indoor_Non-CFL_Ltg | -3290 | -0.682 | -182 | SWFS002-03 | 14358.96 | 2022 | 0 | 0 | 2022 | 0 | 0 | SWFS002-03 | Com Dishwashers ¦ SCG ¦ All | Com Dishwashers | 0.007874 | 1 | 0 | CBSA 2019 | 522.5549 | 2012 | 0.6 | SWFS002
COM-FOODSERV-12.22 | Com ¦ ENERGY STAR Dishwasher - Tier 2 ¦ SDG&E ¦ All | Com ¦ ENERGY STAR Dishwasher - Tier 2 | SDG&E ¦ All | SDG&E | All | Electric & Gas | Efficient, Commercial Dishwasher, High Temp, Tier 2 | Efficient | 0 | Conventional | FoodServ | Com - College | Com | ROB and NEW | 0 | 1000 sqft2 of floor space | Dishwasher | 15 | DEER:Indoor_Non-CFL_Ltg | -3290 | -0.683 | -185 | SWFS002-03 | 14358.96 | 2022 | 0 | 0 | 2022 | 0 | 0 | SWFS002-03 | Com Dishwashers ¦ SDG&E ¦ All | Com Dishwashers | 0.0019124 | 1 | 0 | CBSA 2019 | 342.921 | 2012 | 0.6 | SWFS002
COM-FOODSERV-12.23 | Com ¦ ENERGY STAR Dishwasher - Tier 2 ¦ SDG&E ¦ All | Com ¦ ENERGY STAR Dishwasher - Tier 2 | SDG&E ¦ All | SDG&E | All | Electric & Gas | Efficient, Commercial Dishwasher, High Temp, Tier 2 | Efficient | 0 | Conventional | FoodServ | Com - Grocery | Com | ROB and NEW | 0 | 1000 sqft2 of floor space | Dishwasher | 15 | DEER:Indoor_Non-CFL_Ltg | -3290 | -0.683 | -185 | SWFS002-03 | 14358.96 | 2022 | 0 | 0 | 2022 | 0 | 0 | SWFS002-03 | Com Dishwashers ¦ SDG&E ¦ All | Com Dishwashers | 0.01356 | 1 | 0 | CBSA 2019 | 603.1972 | 2012 | 0.6 | SWFS002
COM-FOODSERV-12.24 | Com ¦ ENERGY STAR Dishwasher - Tier 2 ¦ SDG&E ¦ All | Com ¦ ENERGY STAR Dishwasher - Tier 2 | SDG&E ¦ All | SDG&E | All | Electric & Gas | Efficient, Commercial Dishwasher, High Temp, Tier 2 | Efficient | 0 | Conventional | FoodServ | Com - Health | Com | ROB and NEW | 0 | 1000 sqft2 of floor space | Dishwasher | 15 | DEER:Indoor_Non-CFL_Ltg | -3290 | -0.683 | -185 | SWFS002-03 | 14358.96 | 2022 | 0 | 0 | 2022 | 0 | 0 | SWFS002-03 | Com Dishwashers ¦ SDG&E ¦ All | Com Dishwashers | 0.0037081 | 1 | 0 | CBSA 2019 | 666.5358 | 2012 | 0.6 | SWFS002
COM-FOODSERV-12.25 | Com ¦ ENERGY STAR Dishwasher - Tier 2 ¦ SDG&E ¦ All | Com ¦ ENERGY STAR Dishwasher - Tier 2 | SDG&E ¦ All | SDG&E | All | Electric & Gas | Efficient, Commercial Dishwasher, High Temp, Tier 2 | Efficient | 0 | Conventional | FoodServ | Com - Lodging | Com | ROB and NEW | 0 | 1000 sqft2 of floor space | Dishwasher | 15 | DEER:Indoor_Non-CFL_Ltg | -3290 | -0.683 | -185 | SWFS002-03 | 14358.96 | 2022 | 0 | 0 | 2022 | 0 | 0 | SWFS002-03 | Com Dishwashers ¦ SDG&E ¦ All | Com Dishwashers | 0.0058029 | 1 | 0 | CBSA 2019 | 1558.63 | 2012 | 0.6 | SWFS002
COM-FOODSERV-12.26 | Com ¦ ENERGY STAR Dishwasher - Tier 2 ¦ SDG&E ¦ All | Com ¦ ENERGY STAR Dishwasher - Tier 2 | SDG&E ¦ All | SDG&E | All | Electric & Gas | Efficient, Commercial Dishwasher, High Temp, Tier 2 | Efficient | 0 | Conventional | FoodServ | Com - Other | Com | ROB and NEW | 0 | 1000 sqft2 of floor space | Dishwasher | 15 | DEER:Indoor_Non-CFL_Ltg | -3290 | -0.683 | -185 | SWFS002-03 | 14358.96 | 2022 | 0 | 0 | 2022 | 0 | 0 | SWFS002-03 | Com Dishwashers ¦ SDG&E ¦ All | Com Dishwashers | 0.012894 | 1 | 0 | CBSA 2019 | 642.387 | 2012 | 0.6 | SWFS002
COM-FOODSERV-12.27 | Com ¦ ENERGY STAR Dishwasher - Tier 2 ¦ SDG&E ¦ All | Com ¦ ENERGY STAR Dishwasher - Tier 2 | SDG&E ¦ All | SDG&E | All | Electric & Gas | Efficient, Commercial Dishwasher, High Temp, Tier 2 | Efficient | 0 | Conventional | FoodServ | Com - Restaurant | Com | ROB and NEW | 0 | 1000 sqft2 of floor space | Dishwasher | 15 | DEER:Indoor_Non-CFL_Ltg | -3290 | -0.683 | -185 | SWFS002-03 | 14358.96 | 2022 | 0 | 0 | 2022 | 0 | 0 | SWFS002-03 | Com Dishwashers ¦ SDG&E ¦ All | Com Dishwashers | 0.15641 | 1 | 0 | CBSA 2019 | 119.6907 | 2012 | 0.6 | SWFS002
COM-FOODSERV-12.28 | Com ¦ ENERGY STAR Dishwasher - Tier 2 ¦ SDG&E ¦ All | Com ¦ ENERGY STAR Dishwasher - Tier 2 | SDG&E ¦ All | SDG&E | All | Electric & Gas | Efficient, Commercial Dishwasher, High Temp, Tier 2 | Efficient | 0 | Conventional | FoodServ | Com - School | Com | ROB and NEW | 0 | 1000 sqft2 of floor space | Dishwasher | 15 | DEER:Indoor_Non-CFL_Ltg | -3290 | -0.683 | -185 | SWFS002-03 | 14358.96 | 2022 | 0 | 0 | 2022 | 0 | 0 | SWFS002-03 | Com Dishwashers ¦ SDG&E ¦ All | Com Dishwashers | 0.007874 | 1 | 0 | CBSA 2019 | 526.4956 | 2012 | 0.6 | SWFS002
COM-FOODSERV-20.1 | Com ¦ Standard Combination Oven - Electric ¦ PG&E ¦ All | Com ¦ Standard Combination Oven - Electric | PG&E ¦ All | PG&E | All | Electric | Standard, Commercial Combination Oven, <15, Electric | Average Existing and Code | 0 | Conventional | FoodServ | Com - College | Com | ROB and NEW | 0 | 1000 sqft2 of floor space | Oven | 12 | DEER:Indoor_Non-CFL_Ltg | 30900 | 7.05 | 0 | eTRM | 12284.88 | 2022 | 0 | 0 | 2022 | 0 | 0 | SWFS003-02 | Electric Combination Ovens ¦ PG&E ¦ All | Electric Combination Ovens | 0.0021248 | 1 | 0.75 | CBSA 2019 | -1647.5114 | 2012 | 0.6 | SWFS003-02
COM-FOODSERV-20.2 | Com ¦ Standard Combination Oven - Electric ¦ PG&E ¦ All | Com ¦ Standard Combination Oven - Electric | PG&E ¦ All | PG&E | All | Electric | Standard, Commercial Combination Oven, <15, Electric | Average Existing and Code | 0 | Conventional | FoodServ | Com - Grocery | Com | ROB and NEW | 0 | 1000 sqft2 of floor space | Oven | 12 | DEER:Indoor_Non-CFL_Ltg | 30900 | 7.05 | 0 | eTRM | 12284.88 | 2022 | 0 | 0 | 2022 | 0 | 0 | SWFS003-02 | Electric Combination Ovens ¦ PG&E ¦ All | Electric Combination Ovens | 0.015067 | 1 | 0.75 | CBSA 2019 | -888.0425 | 2012 | 0.6 | SWFS003-02
COM-FOODSERV-20.3 | Com ¦ Standard Combination Oven - Electric ¦ PG&E ¦ All | Com ¦ Standard Combination Oven - Electric | PG&E ¦ All | PG&E | All | Electric | Standard, Commercial Combination Oven, <15, Electric | Average Existing and Code | 0 | Conventional | FoodServ | Com - Health | Com | ROB and NEW | 0 | 1000 sqft2 of floor space | Oven | 12 | DEER:Indoor_Non-CFL_Ltg | 30900 | 7.05 | 0 | eTRM | 12284.88 | 2022 | 0 | 0 | 2022 | 0 | 0 | SWFS003-02 | Electric Combination Ovens ¦ PG&E ¦ All | Electric Combination Ovens | 0.0028182 | 1 | 0.75 | CBSA 2019 | -628.61 | 2012 | 0.6 | SWFS003-02
COM-FOODSERV-20.4 | Com ¦ Standard Combination Oven - Electric ¦ PG&E ¦ All | Com ¦ Standard Combination Oven - Electric | PG&E ¦ All | PG&E | All | Electric | Standard, Commercial Combination Oven, <15, Electric | Average Existing and Code | 0 | Conventional | FoodServ | Com - Lodging | Com | ROB and NEW | 0 | 1000 sqft2 of floor space | Oven | 12 | DEER:Indoor_Non-CFL_Ltg | 30900 | 7.05 | 0 | eTRM | 12284.88 | 2022 | 0 | 0 | 2022 | 0 | 0 | SWFS003-02 | Electric Combination Ovens ¦ PG&E ¦ All | Electric Combination Ovens | 0.0027633 | 1 | 0.75 | CBSA 2019 | -1665.0586 | 2012 | 0.6 | SWFS003-02
COM-FOODSERV-20.5 | Com ¦ Standard Combination Oven - Electric ¦ PG&E ¦ All | Com ¦ Standard Combination Oven - Electric | PG&E ¦ All | PG&E | All | Electric | Standard, Commercial Combination Oven, <15, Electric | Average Existing and Code | 0 | Conventional | FoodServ | Com - Other | Com | ROB and NEW | 0 | 1000 sqft2 of floor space | Oven | 12 | DEER:Indoor_Non-CFL_Ltg | 30900 | 7.05 | 0 | eTRM | 12284.88 | 2022 | 0 | 0 | 2022 | 0 | 0 | SWFS003-02 | Electric Combination Ovens ¦ PG&E ¦ All | Electric Combination Ovens | 0.0047834 | 1 | 0.75 | CBSA 2019 | -1776.2295 | 2012 | 0.6 | SWFS003-02
COM-FOODSERV-20.6 | Com ¦ Standard Combination Oven - Electric ¦ PG&E ¦ All | Com ¦ Standard Combination Oven - Electric | PG&E ¦ All | PG&E | All | Electric | Standard, Commercial Combination Oven, <15, Electric | Average Existing and Code | 0 | Conventional | FoodServ | Com - Restaurant | Com | ROB and NEW | 0 | 1000 sqft2 of floor space | Oven | 12 | DEER:Indoor_Non-CFL_Ltg | 30900 | 7.05 | 0 | eTRM | 12284.88 | 2022 | 0 | 0 | 2022 | 0 | 0 | SWFS003-02 | Electric Combination Ovens ¦ PG&E ¦ All | Electric Combination Ovens | 0.050454 | 1 | 0.75 | CBSA 2019 | -658.6697 | 2012 | 0.6 | SWFS003-02
COM-FOODSERV-20.7 | Com ¦ Standard Combination Oven - Electric ¦ PG&E ¦ All | Com ¦ Standard Combination Oven - Electric | PG&E ¦ All | PG&E | All | Electric | Standard, Commercial Combination Oven, <15, Electric | Average Existing and Code | 0 | Conventional | FoodServ | Com - School | Com | ROB and NEW | 0 | 1000 sqft2 of floor space | Oven | 12 | DEER:Indoor_Non-CFL_Ltg | 30900 | 7.05 | 0 | eTRM | 12284.88 | 2022 | 0 | 0 | 2022 | 0 | 0 | SWFS003-02 | Electric Combination Ovens ¦ PG&E ¦ All | Electric Combination Ovens | 0.0057019 | 1 | 0.75 | CBSA 2019 | -2662.5257 | 2012 | 0.6 | SWFS003-02
COM-FOODSERV-20.8 | Com ¦ Standard Combination Oven - Electric ¦ SCE ¦ All | Com ¦ Standard Combination Oven - Electric | SCE ¦ All | SCE | All | Electric | Standard, Commercial Combination Oven, <15, Electric | Average Existing and Code | 0 | Conventional | FoodServ | Com - College | Com | ROB and NEW | 0 | 1000 sqft2 of floor space | Oven | 12 | DEER:Indoor_Non-CFL_Ltg | 30900 | 7.05 | 0 | eTRM | 12284.88 | 2022 | 0 | 0 | 2022 | 0 | 0 | SWFS003-02 | Electric Combination Ovens ¦ SCE ¦ All | Electric Combination Ovens | 0.0021248 | 1 | 0.75 | CBSA 2019 | -1647.5114 | 2012 | 0.6 | SWFS003-02
COM-FOODSERV-20.9 | Com ¦ Standard Combination Oven - Electric ¦ SCE ¦ All | Com ¦ Standard Combination Oven - Electric | SCE ¦ All | SCE | All | Electric | Standard, Commercial Combination Oven, <15, Electric | Average Existing and Code | 0 | Conventional | FoodServ | Com - Grocery | Com | ROB and NEW | 0 | 1000 sqft2 of floor space | Oven | 12 | DEER:Indoor_Non-CFL_Ltg | 30900 | 7.05 | 0 | eTRM | 12284.88 | 2022 | 0 | 0 | 2022 | 0 | 0 | SWFS003-02 | Electric Combination Ovens ¦ SCE ¦ All | Electric Combination Ovens | 0.015067 | 1 | 0.75 | CBSA 2019 | -888.0425 | 2012 | 0.6 | SWFS003-02
COM-FOODSERV-20.10 | Com ¦ Standard Combination Oven - Electric ¦ SCE ¦ All | Com ¦ Standard Combination Oven - Electric | SCE ¦ All | SCE | All | Electric | Standard, Commercial Combination Oven, <15, Electric | Average Existing and Code | 0 | Conventional | FoodServ | Com - Health | Com | ROB and NEW | 0 | 1000 sqft2 of floor space | Oven | 12 | DEER:Indoor_Non-CFL_Ltg | 30900 | 7.05 | 0 | eTRM | 12284.88 | 2022 | 0 | 0 | 2022 | 0 | 0 | SWFS003-02 | Electric Combination Ovens ¦ SCE ¦ All | Electric Combination Ovens | 0.0028182 | 1 | 0.75 | CBSA 2019 | -628.61 | 2012 | 0.6 | SWFS003-02
COM-FOODSERV-20.11 | Com ¦ Standard Combination Oven - Electric ¦ SCE ¦ All | Com ¦ Standard Combination Oven - Electric | SCE ¦ All | SCE | All | Electric | Standard, Commercial Combination Oven, <15, Electric | Average Existing and Code | 0 | Conventional | FoodServ | Com - Lodging | Com | ROB and NEW | 0 | 1000 sqft2 of floor space | Oven | 12 | DEER:Indoor_Non-CFL_Ltg | 30900 | 7.05 | 0 | eTRM | 12284.88 | 2022 | 0 | 0 | 2022 | 0 | 0 | SWFS003-02 | Electric Combination Ovens ¦ SCE ¦ All | Electric Combination Ovens | 0.0027633 | 1 | 0.75 | CBSA 2019 | -1665.0586 | 2012 | 0.6 | SWFS003-02
COM-FOODSERV-20.12 | Com ¦ Standard Combination Oven - Electric ¦ SCE ¦ All | Com ¦ Standard Combination Oven - Electric | SCE ¦ All | SCE | All | Electric | Standard, Commercial Combination Oven, <15, Electric | Average Existing and Code | 0 | Conventional | FoodServ | Com - Other | Com | ROB and NEW | 0 | 1000 sqft2 of floor space | Oven | 12 | DEER:Indoor_Non-CFL_Ltg | 30900 | 7.05 | 0 | eTRM | 12284.88 | 2022 | 0 | 0 | 2022 | 0 | 0 | SWFS003-02 | Electric Combination Ovens ¦ SCE ¦ All | Electric Combination Ovens | 0.0047834 | 1 | 0.75 | CBSA 2019 | -1776.2295 | 2012 | 0.6 | SWFS003-02
COM-FOODSERV-20.13 | Com ¦ Standard Combination Oven - Electric ¦ SCE ¦ All | Com ¦ Standard Combination Oven - Electric | SCE ¦ All | SCE | All | Electric | Standard, Commercial Combination Oven, <15, Electric | Average Existing and Code | 0 | Conventional | FoodServ | Com - Restaurant | Com | ROB and NEW | 0 | 1000 sqft2 of floor space | Oven | 12 | DEER:Indoor_Non-CFL_Ltg | 30900 | 7.05 | 0 | eTRM | 12284.88 | 2022 | 0 | 0 | 2022 | 0 | 0 | SWFS003-02 | Electric Combination Ovens ¦ SCE ¦ All | Electric Combination Ovens | 0.050454 | 1 | 0.75 | CBSA 2019 | -658.6697 | 2012 | 0.6 | SWFS003-02
COM-FOODSERV-20.14 | Com ¦ Standard Combination Oven - Electric ¦ SCE ¦ All | Com ¦ Standard Combination Oven - Electric | SCE ¦ All | SCE | All | Electric | Standard, Commercial Combination Oven, <15, Electric | Average Existing and Code | 0 | Conventional | FoodServ | Com - School | Com | ROB and NEW | 0 | 1000 sqft2 of floor space | Oven | 12 | DEER:Indoor_Non-CFL_Ltg | 30900 | 7.05 | 0 | eTRM | 12284.88 | 2022 | 0 | 0 | 2022 | 0 | 0 | SWFS003-02 | Electric Combination Ovens ¦ SCE ¦ All | Electric Combination Ovens | 0.0057019 | 1 | 0.75 | CBSA 2019 | -2662.5257 | 2012 | 0.6 | SWFS003-02
COM-FOODSERV-20.15 | Com ¦ Standard Combination Oven - Electric ¦ SDG&E ¦ All | Com ¦ Standard Combination Oven - Electric | SDG&E ¦ All | SDG&E | All | Electric | Standard, Commercial Combination Oven, <15, Electric | Average Existing and Code | 0 | Conventional | FoodServ | Com - College | Com | ROB and NEW | 0 | 1000 sqft2 of floor space | Oven | 12 | DEER:Indoor_Non-CFL_Ltg | 30900 | 7.05 | 0 | eTRM | 12284.88 | 2022 | 0 | 0 | 2022 | 0 | 0 | SWFS003-02 | Electric Combination Ovens ¦ SDG&E ¦ All | Electric Combination Ovens | 0.0021248 | 1 | 0.75 | CBSA 2019 | -1647.5114 | 2012 | 0.6 | SWFS003-02
COM-FOODSERV-20.16 | Com ¦ Standard Combination Oven - Electric ¦ SDG&E ¦ All | Com ¦ Standard Combination Oven - Electric | SDG&E ¦ All | SDG&E | All | Electric | Standard, Commercial Combination Oven, <15, Electric | Average Existing and Code | 0 | Conventional | FoodServ | Com - Grocery | Com | ROB and NEW | 0 | 1000 sqft2 of floor space | Oven | 12 | DEER:Indoor_Non-CFL_Ltg | 30900 | 7.05 | 0 | eTRM | 12284.88 | 2022 | 0 | 0 | 2022 | 0 | 0 | SWFS003-02 | Electric Combination Ovens ¦ SDG&E ¦ All | Electric Combination Ovens | 0.015067 | 1 | 0.75 | CBSA 2019 | -888.0425 | 2012 | 0.6 | SWFS003-02
COM-FOODSERV-20.17 | Com ¦ Standard Combination Oven - Electric ¦ SDG&E ¦ All | Com ¦ Standard Combination Oven - Electric | SDG&E ¦ All | SDG&E | All | Electric | Standard, Commercial Combination Oven, <15, Electric | Average Existing and Code | 0 | Conventional | FoodServ | Com - Health | Com | ROB and NEW | 0 | 1000 sqft2 of floor space | Oven | 12 | DEER:Indoor_Non-CFL_Ltg | 30900 | 7.05 | 0 | eTRM | 12284.88 | 2022 | 0 | 0 | 2022 | 0 | 0 | SWFS003-02 | Electric Combination Ovens ¦ SDG&E ¦ All | Electric Combination Ovens | 0.0028182 | 1 | 0.75 | CBSA 2019 | -628.61 | 2012 | 0.6 | SWFS003-02
COM-FOODSERV-20.18 | Com ¦ Standard Combination Oven - Electric ¦ SDG&E ¦ All | Com ¦ Standard Combination Oven - Electric | SDG&E ¦ All | SDG&E | All | Electric | Standard, Commercial Combination Oven, <15, Electric | Average Existing and Code | 0 | Conventional | FoodServ | Com - Lodging | Com | ROB and NEW | 0 | 1000 sqft2 of floor space | Oven | 12 | DEER:Indoor_Non-CFL_Ltg | 30900 | 7.05 | 0 | eTRM | 12284.88 | 2022 | 0 | 0 | 2022 | 0 | 0 | SWFS003-02 | Electric Combination Ovens ¦ SDG&E ¦ All | Electric Combination Ovens | 0.0027633 | 1 | 0.75 | CBSA 2019 | -1665.0586 | 2012 | 0.6 | SWFS003-02
COM-FOODSERV-20.19 | Com ¦ Standard Combination Oven - Electric ¦ SDG&E ¦ All | Com ¦ Standard Combination Oven - Electric | SDG&E ¦ All | SDG&E | All | Electric | Standard, Commercial Combination Oven, <15, Electric | Average Existing and Code | 0 | Conventional | FoodServ | Com - Other | Com | ROB and NEW | 0 | 1000 sqft2 of floor space | Oven | 12 | DEER:Indoor_Non-CFL_Ltg | 30900 | 7.05 | 0 | eTRM | 12284.88 | 2022 | 0 | 0 | 2022 | 0 | 0 | SWFS003-02 | Electric Combination Ovens ¦ SDG&E ¦ All | Electric Combination Ovens | 0.0047834 | 1 | 0.75 | CBSA 2019 | -1776.2295 | 2012 | 0.6 | SWFS003-02
COM-FOODSERV-20.20 | Com ¦ Standard Combination Oven - Electric ¦ SDG&E ¦ All | Com ¦ Standard Combination Oven - Electric | SDG&E ¦ All | SDG&E | All | Electric | Standard, Commercial Combination Oven, <15, Electric | Average Existing and Code | 0 | Conventional | FoodServ | Com - Restaurant | Com | ROB and NEW | 0 | 1000 sqft2 of floor space | Oven | 12 | DEER:Indoor_Non-CFL_Ltg | 30900 | 7.05 | 0 | eTRM | 12284.88 | 2022 | 0 | 0 | 2022 | 0 | 0 | SWFS003-02 | Electric Combination Ovens ¦ SDG&E ¦ All | Electric Combination Ovens | 0.050454 | 1 | 0.75 | CBSA 2019 | -658.6697 | 2012 | 0.6 | SWFS003-02
COM-FOODSERV-20.21 | Com ¦ Standard Combination Oven - Electric ¦ SDG&E ¦ All | Com ¦ Standard Combination Oven - Electric | SDG&E ¦ All | SDG&E | All | Electric | Standard, Commercial Combination Oven, <15, Electric | Average Existing and Code | 0 | Conventional | FoodServ | Com - School | Com | ROB and NEW | 0 | 1000 sqft2 of floor space | Oven | 12 | DEER:Indoor_Non-CFL_Ltg | 30900 | 7.05 | 0 | eTRM | 12284.88 | 2022 | 0 | 0 | 2022 | 0 | 0 | SWFS003-02 | Electric Combination Ovens ¦ SDG&E ¦ All | Electric Combination Ovens | 0.0057019 | 1 | 0.75 | CBSA 2019 | -2662.5257 | 2012 | 0.6 | SWFS003-02
COM-FOODSERV-21.1 | Com ¦ ENERGY STAR Combination Oven - Electric ¦ PG&E ¦ All | Com ¦ ENERGY STAR Combination Oven - Electric | PG&E ¦ All | PG&E | All | Electric | Efficient, Commercial Combination Oven, <15, Electric | Efficient | 0 | Conventional | FoodServ | Com - College | Com | ROB and NEW | 0 | 1000 sqft2 of floor space | Oven | 12 | DEER:Indoor_Non-CFL_Ltg | 19400 | 4.42 | 0 | eTRM | 15202.64 | 2022 | 0 | 0 | 2022 | 0 | 0 | SWFS003-02 | Electric Combination Ovens ¦ PG&E ¦ All | Electric Combination Ovens | 0.0021248 | 1 | 0.25 | CBSA 2019 | -1034.3599 | 2012 | 0.6 | SWFS003-02
COM-FOODSERV-21.2 | Com ¦ ENERGY STAR Combination Oven - Electric ¦ PG&E ¦ All | Com ¦ ENERGY STAR Combination Oven - Electric | PG&E ¦ All | PG&E | All | Electric | Efficient, Commercial Combination Oven, <15, Electric | Efficient | 0 | Conventional | FoodServ | Com - Grocery | Com | ROB and NEW | 0 | 1000 sqft2 of floor space | Oven | 12 | DEER:Indoor_Non-CFL_Ltg | 19400 | 4.42 | 0 | eTRM | 15202.64 | 2022 | 0 | 0 | 2022 | 0 | 0 | SWFS003-02 | Electric Combination Ovens ¦ PG&E ¦ All | Electric Combination Ovens | 0.015067 | 1 | 0.25 | CBSA 2019 | -557.5413 | 2012 | 0.6 | SWFS003-02
COM-FOODSERV-21.3 | Com ¦ ENERGY STAR Combination Oven - Electric ¦ PG&E ¦ All | Com ¦ ENERGY STAR Combination Oven - Electric | PG&E ¦ All | PG&E | All | Electric | Efficient, Commercial Combination Oven, <15, Electric | Efficient | 0 | Conventional | FoodServ | Com - Health | Com | ROB and NEW | 0 | 1000 sqft2 of floor space | Oven | 12 | DEER:Indoor_Non-CFL_Ltg | 19400 | 4.42 | 0 | eTRM | 15202.64 | 2022 | 0 | 0 | 2022 | 0 | 0 | SWFS003-02 | Electric Combination Ovens ¦ PG&E ¦ All | Electric Combination Ovens | 0.0028182 | 1 | 0.25 | CBSA 2019 | -394.6613 | 2012 | 0.6 | SWFS003-02
COM-FOODSERV-21.4 | Com ¦ ENERGY STAR Combination Oven - Electric ¦ PG&E ¦ All | Com ¦ ENERGY STAR Combination Oven - Electric | PG&E ¦ All | PG&E | All | Electric | Efficient, Commercial Combination Oven, <15, Electric | Efficient | 0 | Conventional | FoodServ | Com - Lodging | Com | ROB and NEW | 0 | 1000 sqft2 of floor space | Oven | 12 | DEER:Indoor_Non-CFL_Ltg | 19400 | 4.42 | 0 | eTRM | 15202.64 | 2022 | 0 | 0 | 2022 | 0 | 0 | SWFS003-02 | Electric Combination Ovens ¦ PG&E ¦ All | Electric Combination Ovens | 0.0027633 | 1 | 0.25 | CBSA 2019 | -1045.3766 | 2012 | 0.6 | SWFS003-02
COM-FOODSERV-21.5 | Com ¦ ENERGY STAR Combination Oven - Electric ¦ PG&E ¦ All | Com ¦ ENERGY STAR Combination Oven - Electric | PG&E ¦ All | PG&E | All | Electric | Efficient, Commercial Combination Oven, <15, Electric | Efficient | 0 | Conventional | FoodServ | Com - Other | Com | ROB and NEW | 0 | 1000 sqft2 of floor space | Oven | 12 | DEER:Indoor_Non-CFL_Ltg | 19400 | 4.42 | 0 | eTRM | 15202.64 | 2022 | 0 | 0 | 2022 | 0 | 0 | SWFS003-02 | Electric Combination Ovens ¦ PG&E ¦ All | Electric Combination Ovens | 0.0047834 | 1 | 0.25 | CBSA 2019 | -1115.1732 | 2012 | 0.6 | SWFS003-02
COM-FOODSERV-21.6 | Com ¦ ENERGY STAR Combination Oven - Electric ¦ PG&E ¦ All | Com ¦ ENERGY STAR Combination Oven - Electric | PG&E ¦ All | PG&E | All | Electric | Efficient, Commercial Combination Oven, <15, Electric | Efficient | 0 | Conventional | FoodServ | Com - Restaurant | Com | ROB and NEW | 0 | 1000 sqft2 of floor space | Oven | 12 | DEER:Indoor_Non-CFL_Ltg | 19400 | 4.42 | 0 | eTRM | 15202.64 | 2022 | 0 | 0 | 2022 | 0 | 0 | SWFS003-02 | Electric Combination Ovens ¦ PG&E ¦ All | Electric Combination Ovens | 0.050454 | 1 | 0.25 | CBSA 2019 | -413.5337 | 2012 | 0.6 | SWFS003-02
COM-FOODSERV-21.7 | Com ¦ ENERGY STAR Combination Oven - Electric ¦ PG&E ¦ All | Com ¦ ENERGY STAR Combination Oven - Electric | PG&E ¦ All | PG&E | All | Electric | Efficient, Commercial Combination Oven, <15, Electric | Efficient | 0 | Conventional | FoodServ | Com - School | Com | ROB and NEW | 0 | 1000 sqft2 of floor space | Oven | 12 | DEER:Indoor_Non-CFL_Ltg | 19400 | 4.42 | 0 | eTRM | 15202.64 | 2022 | 0 | 0 | 2022 | 0 | 0 | SWFS003-02 | Electric Combination Ovens ¦ PG&E ¦ All | Electric Combination Ovens | 0.0057019 | 1 | 0.25 | CBSA 2019 | -1671.6181 | 2012 | 0.6 | SWFS003-02
COM-FOODSERV-21.8 | Com ¦ ENERGY STAR Combination Oven - Electric ¦ SCE ¦ All | Com ¦ ENERGY STAR Combination Oven - Electric | SCE ¦ All | SCE | All | Electric | Efficient, Commercial Combination Oven, <15, Electric | Efficient | 0 | Conventional | FoodServ | Com - College | Com | ROB and NEW | 0 | 1000 sqft2 of floor space | Oven | 12 | DEER:Indoor_Non-CFL_Ltg | 19400 | 4.42 | 0 | eTRM | 15202.64 | 2022 | 0 | 0 | 2022 | 0 | 0 | SWFS003-02 | Electric Combination Ovens ¦ SCE ¦ All | Electric Combination Ovens | 0.0021248 | 1 | 0.25 | CBSA 2019 | -1034.3599 | 2012 | 0.6 | SWFS003-02
COM-FOODSERV-21.9 | Com ¦ ENERGY STAR Combination Oven - Electric ¦ SCE ¦ All | Com ¦ ENERGY STAR Combination Oven - Electric | SCE ¦ All | SCE | All | Electric | Efficient, Commercial Combination Oven, <15, Electric | Efficient | 0 | Conventional | FoodServ | Com - Grocery | Com | ROB and NEW | 0 | 1000 sqft2 of floor space | Oven | 12 | DEER:Indoor_Non-CFL_Ltg | 19400 | 4.42 | 0 | eTRM | 15202.64 | 2022 | 0 | 0 | 2022 | 0 | 0 | SWFS003-02 | Electric Combination Ovens ¦ SCE ¦ All | Electric Combination Ovens | 0.015067 | 1 | 0.25 | CBSA 2019 | -557.5413 | 2012 | 0.6 | SWFS003-02
COM-FOODSERV-21.10 | Com ¦ ENERGY STAR Combination Oven - Electric ¦ SCE ¦ All | Com ¦ ENERGY STAR Combination Oven - Electric | SCE ¦ All | SCE | All | Electric | Efficient, Commercial Combination Oven, <15, Electric | Efficient | 0 | Conventional | FoodServ | Com - Health | Com | ROB and NEW | 0 | 1000 sqft2 of floor space | Oven | 12 | DEER:Indoor_Non-CFL_Ltg | 19400 | 4.42 | 0 | eTRM | 15202.64 | 2022 | 0 | 0 | 2022 | 0 | 0 | SWFS003-02 | Electric Combination Ovens ¦ SCE ¦ All | Electric Combination Ovens | 0.0028182 | 1 | 0.25 | CBSA 2019 | -394.6613 | 2012 | 0.6 | SWFS003-02
COM-FOODSERV-21.11 | Com ¦ ENERGY STAR Combination Oven - Electric ¦ SCE ¦ All | Com ¦ ENERGY STAR Combination Oven - Electric | SCE ¦ All | SCE | All | Electric | Efficient, Commercial Combination Oven, <15, Electric | Efficient | 0 | Conventional | FoodServ | Com - Lodging | Com | ROB and NEW | 0 | 1000 sqft2 of floor space | Oven | 12 | DEER:Indoor_Non-CFL_Ltg | 19400 | 4.42 | 0 | eTRM | 15202.64 | 2022 | 0 | 0 | 2022 | 0 | 0 | SWFS003-02 | Electric Combination Ovens ¦ SCE ¦ All | Electric Combination Ovens | 0.0027633 | 1 | 0.25 | CBSA 2019 | -1045.3766 | 2012 | 0.6 | SWFS003-02
COM-FOODSERV-21.12 | Com ¦ ENERGY STAR Combination Oven - Electric ¦ SCE ¦ All | Com ¦ ENERGY STAR Combination Oven - Electric | SCE ¦ All | SCE | All | Electric | Efficient, Commercial Combination Oven, <15, Electric | Efficient | 0 | Conventional | FoodServ | Com - Other | Com | ROB and NEW | 0 | 1000 sqft2 of floor space | Oven | 12 | DEER:Indoor_Non-CFL_Ltg | 19400 | 4.42 | 0 | eTRM | 15202.64 | 2022 | 0 | 0 | 2022 | 0 | 0 | SWFS003-02 | Electric Combination Ovens ¦ SCE ¦ All | Electric Combination Ovens | 0.0047834 | 1 | 0.25 | CBSA 2019 | -1115.1732 | 2012 | 0.6 | SWFS003-02
COM-FOODSERV-21.13 | Com ¦ ENERGY STAR Combination Oven - Electric ¦ SCE ¦ All | Com ¦ ENERGY STAR Combination Oven - Electric | SCE ¦ All | SCE | All | Electric | Efficient, Commercial Combination Oven, <15, Electric | Efficient | 0 | Conventional | FoodServ | Com - Restaurant | Com | ROB and NEW | 0 | 1000 sqft2 of floor space | Oven | 12 | DEER:Indoor_Non-CFL_Ltg | 19400 | 4.42 | 0 | eTRM | 15202.64 | 2022 | 0 | 0 | 2022 | 0 | 0 | SWFS003-02 | Electric Combination Ovens ¦ SCE ¦ All | Electric Combination Ovens | 0.050454 | 1 | 0.25 | CBSA 2019 | -413.5337 | 2012 | 0.6 | SWFS003-02
COM-FOODSERV-21.14 | Com ¦ ENERGY STAR Combination Oven - Electric ¦ SCE ¦ All | Com ¦ ENERGY STAR Combination Oven - Electric | SCE ¦ All | SCE | All | Electric | Efficient, Commercial Combination Oven, <15, Electric | Efficient | 0 | Conventional | FoodServ | Com - School | Com | ROB and NEW | 0 | 1000 sqft2 of floor space | Oven | 12 | DEER:Indoor_Non-CFL_Ltg | 19400 | 4.42 | 0 | eTRM | 15202.64 | 2022 | 0 | 0 | 2022 | 0 | 0 | SWFS003-02 | Electric Combination Ovens ¦ SCE ¦ All | Electric Combination Ovens | 0.0057019 | 1 | 0.25 | CBSA 2019 | -1671.6181 | 2012 | 0.6 | SWFS003-02
COM-FOODSERV-21.15 | Com ¦ ENERGY STAR Combination Oven - Electric ¦ SDG&E ¦ All | Com ¦ ENERGY STAR Combination Oven - Electric | SDG&E ¦ All | SDG&E | All | Electric | Efficient, Commercial Combination Oven, <15, Electric | Efficient | 0 | Conventional | FoodServ | Com - College | Com | ROB and NEW | 0 | 1000 sqft2 of floor space | Oven | 12 | DEER:Indoor_Non-CFL_Ltg | 19400 | 4.42 | 0 | eTRM | 15202.64 | 2022 | 0 | 0 | 2022 | 0 | 0 | SWFS003-02 | Electric Combination Ovens ¦ SDG&E ¦ All | Electric Combination Ovens | 0.0021248 | 1 | 0.25 | CBSA 2019 | -1034.3599 | 2012 | 0.6 | SWFS003-02
COM-FOODSERV-21.16 | Com ¦ ENERGY STAR Combination Oven - Electric ¦ SDG&E ¦ All | Com ¦ ENERGY STAR Combination Oven - Electric | SDG&E ¦ All | SDG&E | All | Electric | Efficient, Commercial Combination Oven, <15, Electric | Efficient | 0 | Conventional | FoodServ | Com - Grocery | Com | ROB and NEW | 0 | 1000 sqft2 of floor space | Oven | 12 | DEER:Indoor_Non-CFL_Ltg | 19400 | 4.42 | 0 | eTRM | 15202.64 | 2022 | 0 | 0 | 2022 | 0 | 0 | SWFS003-02 | Electric Combination Ovens ¦ SDG&E ¦ All | Electric Combination Ovens | 0.015067 | 1 | 0.25 | CBSA 2019 | -557.5413 | 2012 | 0.6 | SWFS003-02
COM-FOODSERV-21.17 | Com ¦ ENERGY STAR Combination Oven - Electric ¦ SDG&E ¦ All | Com ¦ ENERGY STAR Combination Oven - Electric | SDG&E ¦ All | SDG&E | All | Electric | Efficient, Commercial Combination Oven, <15, Electric | Efficient | 0 | Conventional | FoodServ | Com - Health | Com | ROB and NEW | 0 | 1000 sqft2 of floor space | Oven | 12 | DEER:Indoor_Non-CFL_Ltg | 19400 | 4.42 | 0 | eTRM | 15202.64 | 2022 | 0 | 0 | 2022 | 0 | 0 | SWFS003-02 | Electric Combination Ovens ¦ SDG&E ¦ All | Electric Combination Ovens | 0.0028182 | 1 | 0.25 | CBSA 2019 | -394.6613 | 2012 | 0.6 | SWFS003-02
COM-FOODSERV-21.18 | Com ¦ ENERGY STAR Combination Oven - Electric ¦ SDG&E ¦ All | Com ¦ ENERGY STAR Combination Oven - Electric | SDG&E ¦ All | SDG&E | All | Electric | Efficient, Commercial Combination Oven, <15, Electric | Efficient | 0 | Conventional | FoodServ | Com - Lodging | Com | ROB and NEW | 0 | 1000 sqft2 of floor space | Oven | 12 | DEER:Indoor_Non-CFL_Ltg | 19400 | 4.42 | 0 | eTRM | 15202.64 | 2022 | 0 | 0 | 2022 | 0 | 0 | SWFS003-02 | Electric Combination Ovens ¦ SDG&E ¦ All | Electric Combination Ovens | 0.0027633 | 1 | 0.25 | CBSA 2019 | -1045.3766 | 2012 | 0.6 | SWFS003-02
COM-FOODSERV-21.19 | Com ¦ ENERGY STAR Combination Oven - Electric ¦ SDG&E ¦ All | Com ¦ ENERGY STAR Combination Oven - Electric | SDG&E ¦ All | SDG&E | All | Electric | Efficient, Commercial Combination Oven, <15, Electric | Efficient | 0 | Conventional | FoodServ | Com - Other | Com | ROB and NEW | 0 | 1000 sqft2 of floor space | Oven | 12 | DEER:Indoor_Non-CFL_Ltg | 19400 | 4.42 | 0 | eTRM | 15202.64 | 2022 | 0 | 0 | 2022 | 0 | 0 | SWFS003-02 | Electric Combination Ovens ¦ SDG&E ¦ All | Electric Combination Ovens | 0.0047834 | 1 | 0.25 | CBSA 2019 | -1115.1732 | 2012 | 0.6 | SWFS003-02
COM-FOODSERV-21.20 | Com ¦ ENERGY STAR Combination Oven - Electric ¦ SDG&E ¦ All | Com ¦ ENERGY STAR Combination Oven - Electric | SDG&E ¦ All | SDG&E | All | Electric | Efficient, Commercial Combination Oven, <15, Electric | Efficient | 0 | Conventional | FoodServ | Com - Restaurant | Com | ROB and NEW | 0 | 1000 sqft2 of floor space | Oven | 12 | DEER:Indoor_Non-CFL_Ltg | 19400 | 4.42 | 0 | eTRM | 15202.64 | 2022 | 0 | 0 | 2022 | 0 | 0 | SWFS003-02 | Electric Combination Ovens ¦ SDG&E ¦ All | Electric Combination Ovens | 0.050454 | 1 | 0.25 | CBSA 2019 | -413.5337 | 2012 | 0.6 | SWFS003-02
COM-FOODSERV-21.21 | Com ¦ ENERGY STAR Combination Oven - Electric ¦ SDG&E ¦ All | Com ¦ ENERGY STAR Combination Oven - Electric | SDG&E ¦ All | SDG&E | All | Electric | Efficient, Commercial Combination Oven, <15, Electric | Efficient | 0 | Conventional | FoodServ | Com - School | Com | ROB and NEW | 0 | 1000 sqft2 of floor space | Oven | 12 | DEER:Indoor_Non-CFL_Ltg | 19400 | 4.42 | 0 | eTRM | 15202.64 | 2022 | 0 | 0 | 2022 | 0 | 0 | SWFS003-02 | Electric Combination Ovens ¦ SDG&E ¦ All | Electric Combination Ovens | 0.0057019 | 1 | 0.25 | CBSA 2019 | -1671.6181 | 2012 | 0.6 | SWFS003-02
COM-FOODSERV-25.1 | Com ¦ Standard Steamer - Electric ¦ PG&E ¦ All | Com ¦ Standard Steamer - Electric | PG&E ¦ All | PG&E | All | Electric | Standard, Commercial Steamer, Electric | Average Existing and Code | 0 | Conventional | FoodServ | Com - College | Com | ROB and NEW | 0 | 1000 sqft2 of floor space | Steamer | 12 | DEER:Indoor_Non-CFL_Ltg | 13800 | 4.62 | 0 | SWFS005-03 | 5443.79 | 2022 | 0 | 0 | 2022 | 0 | 0 | eTRM (SWFS005-03) | Electric Steamers ¦ PG&E ¦ All | Electric Steamers | 0.0015768 | 1 | 0.59 | CBSA 2014 | -735.7818 | 2012 | 0.6 | SWFS005-03
COM-FOODSERV-25.2 | Com ¦ Standard Steamer - Electric ¦ PG&E ¦ All | Com ¦ Standard Steamer - Electric | PG&E ¦ All | PG&E | All | Electric | Standard, Commercial Steamer, Electric | Average Existing and Code | 0 | Conventional | FoodServ | Com - Grocery | Com | ROB and NEW | 0 | 1000 sqft2 of floor space | Steamer | 12 | DEER:Indoor_Non-CFL_Ltg | 13800 | 4.62 | 0 | SWFS005-03 | 5443.79 | 2022 | 0 | 0 | 2022 | 0 | 0 | eTRM (SWFS005-03) | Electric Steamers ¦ PG&E ¦ All | Electric Steamers | 0.0071518 | 1 | 0.59 | CBSA 2014 | -396.6015 | 2012 | 0.6 | SWFS005-03
COM-FOODSERV-25.3 | Com ¦ Standard Steamer - Electric ¦ PG&E ¦ All | Com ¦ Standard Steamer - Electric | PG&E ¦ All | PG&E | All | Electric | Standard, Commercial Steamer, Electric | Average Existing and Code | 0 | Conventional | FoodServ | Com - Health | Com | ROB and NEW | 0 | 1000 sqft2 of floor space | Steamer | 12 | DEER:Indoor_Non-CFL_Ltg | 13800 | 4.62 | 0 | SWFS005-03 | 5443.79 | 2022 | 0 | 0 | 2022 | 0 | 0 | eTRM (SWFS005-03) | Electric Steamers ¦ PG&E ¦ All | Electric Steamers | 0.0047397 | 1 | 0.59 | CBSA 2014 | -280.7384 | 2012 | 0.6 | SWFS005-03
COM-FOODSERV-25.4 | Com ¦ Standard Steamer - Electric ¦ PG&E ¦ All | Com ¦ Standard Steamer - Electric | PG&E ¦ All | PG&E | All | Electric | Standard, Commercial Steamer, Electric | Average Existing and Code | 0 | Conventional | FoodServ | Com - Lodging | Com | ROB and NEW | 0 | 1000 sqft2 of floor space | Steamer | 12 | DEER:Indoor_Non-CFL_Ltg | 13800 | 4.62 | 0 | SWFS005-03 | 5443.79 | 2022 | 0 | 0 | 2022 | 0 | 0 | eTRM (SWFS005-03) | Electric Steamers ¦ PG&E ¦ All | Electric Steamers | 0.0026579 | 1 | 0.59 | CBSA 2014 | -743.6184 | 2012 | 0.6 | SWFS005-03
COM-FOODSERV-25.5 | Com ¦ Standard Steamer - Electric ¦ PG&E ¦ All | Com ¦ Standard Steamer - Electric | PG&E ¦ All | PG&E | All | Electric | Standard, Commercial Steamer, Electric | Average Existing and Code | 0 | Conventional | FoodServ | Com - Other | Com | ROB and NEW | 0 | 1000 sqft2 of floor space | Steamer | 12 | DEER:Indoor_Non-CFL_Ltg | 13800 | 4.62 | 0 | SWFS005-03 | 5443.79 | 2022 | 0 | 0 | 2022 | 0 | 0 | eTRM (SWFS005-03) | Electric Steamers ¦ PG&E ¦ All | Electric Steamers | 0.0014524 | 1 | 0.59 | CBSA 2014 | -793.2675 | 2012 | 0.6 | SWFS005-03
COM-FOODSERV-25.6 | Com ¦ Standard Steamer - Electric ¦ PG&E ¦ All | Com ¦ Standard Steamer - Electric | PG&E ¦ All | PG&E | All | Electric | Standard, Commercial Steamer, Electric | Average Existing and Code | 0 | Conventional | FoodServ | Com - Restaurant | Com | ROB and NEW | 0 | 1000 sqft2 of floor space | Steamer | 12 | DEER:Indoor_Non-CFL_Ltg | 13800 | 4.62 | 0 | SWFS005-03 | 5443.79 | 2022 | 0 | 0 | 2022 | 0 | 0 | eTRM (SWFS005-03) | Electric Steamers ¦ PG&E ¦ All | Electric Steamers | 0.032083 | 1 | 0.59 | CBSA 2014 | -294.1631 | 2012 | 0.6 | SWFS005-03
COM-FOODSERV-25.7 | Com ¦ Standard Steamer - Electric ¦ PG&E ¦ All | Com ¦ Standard Steamer - Electric | PG&E ¦ All | PG&E | All | Electric | Standard, Commercial Steamer, Electric | Average Existing and Code | 0 | Conventional | FoodServ | Com - School | Com | ROB and NEW | 0 | 1000 sqft2 of floor space | Steamer | 12 | DEER:Indoor_Non-CFL_Ltg | 13800 | 4.62 | 0 | SWFS005-03 | 5443.79 | 2022 | 0 | 0 | 2022 | 0 | 0 | eTRM (SWFS005-03) | Electric Steamers ¦ PG&E ¦ All | Electric Steamers | 0.0015768 | 1 | 0.59 | CBSA 2014 | -1189.0891 | 2012 | 0.6 | SWFS005-03
COM-FOODSERV-25.8 | Com ¦ Standard Steamer - Electric ¦ SCE ¦ All | Com ¦ Standard Steamer - Electric | SCE ¦ All | SCE | All | Electric | Standard, Commercial Steamer, Electric | Average Existing and Code | 0 | Conventional | FoodServ | Com - College | Com | ROB and NEW | 0 | 1000 sqft2 of floor space | Steamer | 12 | DEER:Indoor_Non-CFL_Ltg | 13800 | 4.62 | 0 | SWFS005-03 | 5443.79 | 2022 | 0 | 0 | 2022 | 0 | 0 | eTRM (SWFS005-03) | Electric Steamers ¦ SCE ¦ All | Electric Steamers | 0.0015768 | 1 | 0.59 | CBSA 2014 | -735.7818 | 2012 | 0.6 | SWFS005-03
COM-FOODSERV-25.9 | Com ¦ Standard Steamer - Electric ¦ SCE ¦ All | Com ¦ Standard Steamer - Electric | SCE ¦ All | SCE | All | Electric | Standard, Commercial Steamer, Electric | Average Existing and Code | 0 | Conventional | FoodServ | Com - Grocery | Com | ROB and NEW | 0 | 1000 sqft2 of floor space | Steamer | 12 | DEER:Indoor_Non-CFL_Ltg | 13800 | 4.62 | 0 | SWFS005-03 | 5443.79 | 2022 | 0 | 0 | 2022 | 0 | 0 | eTRM (SWFS005-03) | Electric Steamers ¦ SCE ¦ All | Electric Steamers | 0.0071518 | 1 | 0.59 | CBSA 2014 | -396.6015 | 2012 | 0.6 | SWFS005-03
COM-FOODSERV-25.10 | Com ¦ Standard Steamer - Electric ¦ SCE ¦ All | Com ¦ Standard Steamer - Electric | SCE ¦ All | SCE | All | Electric | Standard, Commercial Steamer, Electric | Average Existing and Code | 0 | Conventional | FoodServ | Com - Health | Com | ROB and NEW | 0 | 1000 sqft2 of floor space | Steamer | 12 | DEER:Indoor_Non-CFL_Ltg | 13800 | 4.62 | 0 | SWFS005-03 | 5443.79 | 2022 | 0 | 0 | 2022 | 0 | 0 | eTRM (SWFS005-03) | Electric Steamers ¦ SCE ¦ All | Electric Steamers | 0.0047397 | 1 | 0.59 | CBSA 2014 | -280.7384 | 2012 | 0.6 | SWFS005-03
COM-FOODSERV-25.11 | Com ¦ Standard Steamer - Electric ¦ SCE ¦ All | Com ¦ Standard Steamer - Electric | SCE ¦ All | SCE | All | Electric | Standard, Commercial Steamer, Electric | Average Existing and Code | 0 | Conventional | FoodServ | Com - Lodging | Com | ROB and NEW | 0 | 1000 sqft2 of floor space | Steamer | 12 | DEER:Indoor_Non-CFL_Ltg | 13800 | 4.62 | 0 | SWFS005-03 | 5443.79 | 2022 | 0 | 0 | 2022 | 0 | 0 | eTRM (SWFS005-03) | Electric Steamers ¦ SCE ¦ All | Electric Steamers | 0.0026579 | 1 | 0.59 | CBSA 2014 | -743.6184 | 2012 | 0.6 | SWFS005-03
COM-FOODSERV-25.12 | Com ¦ Standard Steamer - Electric ¦ SCE ¦ All | Com ¦ Standard Steamer - Electric | SCE ¦ All | SCE | All | Electric | Standard, Commercial Steamer, Electric | Average Existing and Code | 0 | Conventional | FoodServ | Com - Other | Com | ROB and NEW | 0 | 1000 sqft2 of floor space | Steamer | 12 | DEER:Indoor_Non-CFL_Ltg | 13800 | 4.62 | 0 | SWFS005-03 | 5443.79 | 2022 | 0 | 0 | 2022 | 0 | 0 | eTRM (SWFS005-03) | Electric Steamers ¦ SCE ¦ All | Electric Steamers | 0.0014524 | 1 | 0.59 | CBSA 2014 | -793.2675 | 2012 | 0.6 | SWFS005-03
COM-FOODSERV-25.13 | Com ¦ Standard Steamer - Electric ¦ SCE ¦ All | Com ¦ Standard Steamer - Electric | SCE ¦ All | SCE | All | Electric | Standard, Commercial Steamer, Electric | Average Existing and Code | 0 | Conventional | FoodServ | Com - Restaurant | Com | ROB and NEW | 0 | 1000 sqft2 of floor space | Steamer | 12 | DEER:Indoor_Non-CFL_Ltg | 13800 | 4.62 | 0 | SWFS005-03 | 5443.79 | 2022 | 0 | 0 | 2022 | 0 | 0 | eTRM (SWFS005-03) | Electric Steamers ¦ SCE ¦ All | Electric Steamers | 0.032083 | 1 | 0.59 | CBSA 2014 | -294.1631 | 2012 | 0.6 | SWFS005-03
COM-FOODSERV-25.14 | Com ¦ Standard Steamer - Electric ¦ SCE ¦ All | Com ¦ Standard Steamer - Electric | SCE ¦ All | SCE | All | Electric | Standard, Commercial Steamer, Electric | Average Existing and Code | 0 | Conventional | FoodServ | Com - School | Com | ROB and NEW | 0 | 1000 sqft2 of floor space | Steamer | 12 | DEER:Indoor_Non-CFL_Ltg | 13800 | 4.62 | 0 | SWFS005-03 | 5443.79 | 2022 | 0 | 0 | 2022 | 0 | 0 | eTRM (SWFS005-03) | Electric Steamers ¦ SCE ¦ All | Electric Steamers | 0.0015768 | 1 | 0.59 | CBSA 2014 | -1189.0891 | 2012 | 0.6 | SWFS005-03
COM-FOODSERV-25.15 | Com ¦ Standard Steamer - Electric ¦ SDG&E ¦ All | Com ¦ Standard Steamer - Electric | SDG&E ¦ All | SDG&E | All | Electric | Standard, Commercial Steamer, Electric | Average Existing and Code | 0 | Conventional | FoodServ | Com - College | Com | ROB and NEW | 0 | 1000 sqft2 of floor space | Steamer | 12 | DEER:Indoor_Non-CFL_Ltg | 13800 | 4.62 | 0 | SWFS005-03 | 5443.79 | 2022 | 0 | 0 | 2022 | 0 | 0 | eTRM (SWFS005-03) | Electric Steamers ¦ SDG&E ¦ All | Electric Steamers | 0.0015768 | 1 | 0.59 | CBSA 2014 | -735.7818 | 2012 | 0.6 | SWFS005-03
COM-FOODSERV-25.16 | Com ¦ Standard Steamer - Electric ¦ SDG&E ¦ All | Com ¦ Standard Steamer - Electric | SDG&E ¦ All | SDG&E | All | Electric | Standard, Commercial Steamer, Electric | Average Existing and Code | 0 | Conventional | FoodServ | Com - Grocery | Com | ROB and NEW | 0 | 1000 sqft2 of floor space | Steamer | 12 | DEER:Indoor_Non-CFL_Ltg | 13800 | 4.62 | 0 | SWFS005-03 | 5443.79 | 2022 | 0 | 0 | 2022 | 0 | 0 | eTRM (SWFS005-03) | Electric Steamers ¦ SDG&E ¦ All | Electric Steamers | 0.0071518 | 1 | 0.59 | CBSA 2014 | -396.6015 | 2012 | 0.6 | SWFS005-03
COM-FOODSERV-25.17 | Com ¦ Standard Steamer - Electric ¦ SDG&E ¦ All | Com ¦ Standard Steamer - Electric | SDG&E ¦ All | SDG&E | All | Electric | Standard, Commercial Steamer, Electric | Average Existing and Code | 0 | Conventional | FoodServ | Com - Health | Com | ROB and NEW | 0 | 1000 sqft2 of floor space | Steamer | 12 | DEER:Indoor_Non-CFL_Ltg | 13800 | 4.62 | 0 | SWFS005-03 | 5443.79 | 2022 | 0 | 0 | 2022 | 0 | 0 | eTRM (SWFS005-03) | Electric Steamers ¦ SDG&E ¦ All | Electric Steamers | 0.0047397 | 1 | 0.59 | CBSA 2014 | -280.7384 | 2012 | 0.6 | SWFS005-03
COM-FOODSERV-25.18 | Com ¦ Standard Steamer - Electric ¦ SDG&E ¦ All | Com ¦ Standard Steamer - Electric | SDG&E ¦ All | SDG&E | All | Electric | Standard, Commercial Steamer, Electric | Average Existing and Code | 0 | Conventional | FoodServ | Com - Lodging | Com | ROB and NEW | 0 | 1000 sqft2 of floor space | Steamer | 12 | DEER:Indoor_Non-CFL_Ltg | 13800 | 4.62 | 0 | SWFS005-03 | 5443.79 | 2022 | 0 | 0 | 2022 | 0 | 0 | eTRM (SWFS005-03) | Electric Steamers ¦ SDG&E ¦ All | Electric Steamers | 0.0026579 | 1 | 0.59 | CBSA 2014 | -743.6184 | 2012 | 0.6 | SWFS005-03
COM-FOODSERV-25.19 | Com ¦ Standard Steamer - Electric ¦ SDG&E ¦ All | Com ¦ Standard Steamer - Electric | SDG&E ¦ All | SDG&E | All | Electric | Standard, Commercial Steamer, Electric | Average Existing and Code | 0 | Conventional | FoodServ | Com - Other | Com | ROB and NEW | 0 | 1000 sqft2 of floor space | Steamer | 12 | DEER:Indoor_Non-CFL_Ltg | 13800 | 4.62 | 0 | SWFS005-03 | 5443.79 | 2022 | 0 | 0 | 2022 | 0 | 0 | eTRM (SWFS005-03) | Electric Steamers ¦ SDG&E ¦ All | Electric Steamers | 0.0014524 | 1 | 0.59 | CBSA 2014 | -793.2675 | 2012 | 0.6 | SWFS005-03
COM-FOODSERV-25.20 | Com ¦ Standard Steamer - Electric ¦ SDG&E ¦ All | Com ¦ Standard Steamer - Electric | SDG&E ¦ All | SDG&E | All | Electric | Standard, Commercial Steamer, Electric | Average Existing and Code | 0 | Conventional | FoodServ | Com - Restaurant | Com | ROB and NEW | 0 | 1000 sqft2 of floor space | Steamer | 12 | DEER:Indoor_Non-CFL_Ltg | 13800 | 4.62 | 0 | SWFS005-03 | 5443.79 | 2022 | 0 | 0 | 2022 | 0 | 0 | eTRM (SWFS005-03) | Electric Steamers ¦ SDG&E ¦ All | Electric Steamers | 0.032083 | 1 | 0.59 | CBSA 2014 | -294.1631 | 2012 | 0.6 | SWFS005-03
COM-FOODSERV-25.21 | Com ¦ Standard Steamer - Electric ¦ SDG&E ¦ All | Com ¦ Standard Steamer - Electric | SDG&E ¦ All | SDG&E | All | Electric | Standard, Commercial Steamer, Electric | Average Existing and Code | 0 | Conventional | FoodServ | Com - School | Com | ROB and NEW | 0 | 1000 sqft2 of floor space | Steamer | 12 | DEER:Indoor_Non-CFL_Ltg | 13800 | 4.62 | 0 | SWFS005-03 | 5443.79 | 2022 | 0 | 0 | 2022 | 0 | 0 | eTRM (SWFS005-03) | Electric Steamers ¦ SDG&E ¦ All | Electric Steamers | 0.0015768 | 1 | 0.59 | CBSA 2014 | -1189.0891 | 2012 | 0.6 | SWFS005-03
COM-FOODSERV-26.1 | Com ¦ ENERGY STAR Steamer - Electric ¦ PG&E ¦ All | Com ¦ ENERGY STAR Steamer - Electric | PG&E ¦ All | PG&E | All | Electric | Efficient, Commercial Steamer, Electric | Efficient | 0 | Conventional | FoodServ | Com - College | Com | ROB and NEW | 0 | 1000 sqft2 of floor space | Steamer | 12 | DEER:Indoor_Non-CFL_Ltg | 10100 | 3.39 | 0 | SWFS005-03 | 8201.35 | 2022 | 0 | 0 | 2022 | 0 | 0 | eTRM (SWFS005-03) | Electric Steamers ¦ PG&E ¦ All | Electric Steamers | 0.0015768 | 1 | 0.41 | CBSA 2014 | -538.507 | 2012 | 0.6 | SWFS005-03
COM-FOODSERV-26.2 | Com ¦ ENERGY STAR Steamer - Electric ¦ PG&E ¦ All | Com ¦ ENERGY STAR Steamer - Electric | PG&E ¦ All | PG&E | All | Electric | Efficient, Commercial Steamer, Electric | Efficient | 0 | Conventional | FoodServ | Com - Grocery | Com | ROB and NEW | 0 | 1000 sqft2 of floor space | Steamer | 12 | DEER:Indoor_Non-CFL_Ltg | 10100 | 3.39 | 0 | SWFS005-03 | 8201.35 | 2022 | 0 | 0 | 2022 | 0 | 0 | eTRM (SWFS005-03) | Electric Steamers ¦ PG&E ¦ All | Electric Steamers | 0.0071518 | 1 | 0.41 | CBSA 2014 | -290.2663 | 2012 | 0.6 | SWFS005-03
COM-FOODSERV-26.3 | Com ¦ ENERGY STAR Steamer - Electric ¦ PG&E ¦ All | Com ¦ ENERGY STAR Steamer - Electric | PG&E ¦ All | PG&E | All | Electric | Efficient, Commercial Steamer, Electric | Efficient | 0 | Conventional | FoodServ | Com - Health | Com | ROB and NEW | 0 | 1000 sqft2 of floor space | Steamer | 12 | DEER:Indoor_Non-CFL_Ltg | 10100 | 3.39 | 0 | SWFS005-03 | 8201.35 | 2022 | 0 | 0 | 2022 | 0 | 0 | eTRM (SWFS005-03) | Electric Steamers ¦ PG&E ¦ All | Electric Steamers | 0.0047397 | 1 | 0.41 | CBSA 2014 | -205.468 | 2012 | 0.6 | SWFS005-03
COM-FOODSERV-26.4 | Com ¦ ENERGY STAR Steamer - Electric ¦ PG&E ¦ All | Com ¦ ENERGY STAR Steamer - Electric | PG&E ¦ All | PG&E | All | Electric | Efficient, Commercial Steamer, Electric | Efficient | 0 | Conventional | FoodServ | Com - Lodging | Com | ROB and NEW | 0 | 1000 sqft2 of floor space | Steamer | 12 | DEER:Indoor_Non-CFL_Ltg | 10100 | 3.39 | 0 | SWFS005-03 | 8201.35 | 2022 | 0 | 0 | 2022 | 0 | 0 | eTRM (SWFS005-03) | Electric Steamers ¦ PG&E ¦ All | Electric Steamers | 0.0026579 | 1 | 0.41 | CBSA 2014 | -544.2425 | 2012 | 0.6 | SWFS005-03
COM-FOODSERV-26.5 | Com ¦ ENERGY STAR Steamer - Electric ¦ PG&E ¦ All | Com ¦ ENERGY STAR Steamer - Electric | PG&E ¦ All | PG&E | All | Electric | Efficient, Commercial Steamer, Electric | Efficient | 0 | Conventional | FoodServ | Com - Other | Com | ROB and NEW | 0 | 1000 sqft2 of floor space | Steamer | 12 | DEER:Indoor_Non-CFL_Ltg | 10100 | 3.39 | 0 | SWFS005-03 | 8201.35 | 2022 | 0 | 0 | 2022 | 0 | 0 | eTRM (SWFS005-03) | Electric Steamers ¦ PG&E ¦ All | Electric Steamers | 0.0014524 | 1 | 0.41 | CBSA 2014 | -580.5799 | 2012 | 0.6 | SWFS005-03
COM-FOODSERV-26.6 | Com ¦ ENERGY STAR Steamer - Electric ¦ PG&E ¦ All | Com ¦ ENERGY STAR Steamer - Electric | PG&E ¦ All | PG&E | All | Electric | Efficient, Commercial Steamer, Electric | Efficient | 0 | Conventional | FoodServ | Com - Restaurant | Com | ROB and NEW | 0 | 1000 sqft2 of floor space | Steamer | 12 | DEER:Indoor_Non-CFL_Ltg | 10100 | 3.39 | 0 | SWFS005-03 | 8201.35 | 2022 | 0 | 0 | 2022 | 0 | 0 | eTRM (SWFS005-03) | Electric Steamers ¦ PG&E ¦ All | Electric Steamers | 0.032083 | 1 | 0.41 | CBSA 2014 | -215.2933 | 2012 | 0.6 | SWFS005-03
COM-FOODSERV-26.7 | Com ¦ ENERGY STAR Steamer - Electric ¦ PG&E ¦ All | Com ¦ ENERGY STAR Steamer - Electric | PG&E ¦ All | PG&E | All | Electric | Efficient, Commercial Steamer, Electric | Efficient | 0 | Conventional | FoodServ | Com - School | Com | ROB and NEW | 0 | 1000 sqft2 of floor space | Steamer | 12 | DEER:Indoor_Non-CFL_Ltg | 10100 | 3.39 | 0 | SWFS005-03 | 8201.35 | 2022 | 0 | 0 | 2022 | 0 | 0 | eTRM (SWFS005-03) | Electric Steamers ¦ PG&E ¦ All | Electric Steamers | 0.0015768 | 1 | 0.41 | CBSA 2014 | -870.2754 | 2012 | 0.6 | SWFS005-03
COM-FOODSERV-26.8 | Com ¦ ENERGY STAR Steamer - Electric ¦ SCE ¦ All | Com ¦ ENERGY STAR Steamer - Electric | SCE ¦ All | SCE | All | Electric | Efficient, Commercial Steamer, Electric | Efficient | 0 | Conventional | FoodServ | Com - College | Com | ROB and NEW | 0 | 1000 sqft2 of floor space | Steamer | 12 | DEER:Indoor_Non-CFL_Ltg | 10100 | 3.39 | 0 | SWFS005-03 | 8201.35 | 2022 | 0 | 0 | 2022 | 0 | 0 | eTRM (SWFS005-03) | Electric Steamers ¦ SCE ¦ All | Electric Steamers | 0.0015768 | 1 | 0.41 | CBSA 2014 | -538.507 | 2012 | 0.6 | SWFS005-03
COM-FOODSERV-26.9 | Com ¦ ENERGY STAR Steamer - Electric ¦ SCE ¦ All | Com ¦ ENERGY STAR Steamer - Electric | SCE ¦ All | SCE | All | Electric | Efficient, Commercial Steamer, Electric | Efficient | 0 | Conventional | FoodServ | Com - Grocery | Com | ROB and NEW | 0 | 1000 sqft2 of floor space | Steamer | 12 | DEER:Indoor_Non-CFL_Ltg | 10100 | 3.39 | 0 | SWFS005-03 | 8201.35 | 2022 | 0 | 0 | 2022 | 0 | 0 | eTRM (SWFS005-03) | Electric Steamers ¦ SCE ¦ All | Electric Steamers | 0.0071518 | 1 | 0.41 | CBSA 2014 | -290.2663 | 2012 | 0.6 | SWFS005-03
COM-FOODSERV-26.10 | Com ¦ ENERGY STAR Steamer - Electric ¦ SCE ¦ All | Com ¦ ENERGY STAR Steamer - Electric | SCE ¦ All | SCE | All | Electric | Efficient, Commercial Steamer, Electric | Efficient | 0 | Conventional | FoodServ | Com - Health | Com | ROB and NEW | 0 | 1000 sqft2 of floor space | Steamer | 12 | DEER:Indoor_Non-CFL_Ltg | 10100 | 3.39 | 0 | SWFS005-03 | 8201.35 | 2022 | 0 | 0 | 2022 | 0 | 0 | eTRM (SWFS005-03) | Electric Steamers ¦ SCE ¦ All | Electric Steamers | 0.0047397 | 1 | 0.41 | CBSA 2014 | -205.468 | 2012 | 0.6 | SWFS005-03
COM-FOODSERV-26.11 | Com ¦ ENERGY STAR Steamer - Electric ¦ SCE ¦ All | Com ¦ ENERGY STAR Steamer - Electric | SCE ¦ All | SCE | All | Electric | Efficient, Commercial Steamer, Electric | Efficient | 0 | Conventional | FoodServ | Com - Lodging | Com | ROB and NEW | 0 | 1000 sqft2 of floor space | Steamer | 12 | DEER:Indoor_Non-CFL_Ltg | 10100 | 3.39 | 0 | SWFS005-03 | 8201.35 | 2022 | 0 | 0 | 2022 | 0 | 0 | eTRM (SWFS005-03) | Electric Steamers ¦ SCE ¦ All | Electric Steamers | 0.0026579 | 1 | 0.41 | CBSA 2014 | -544.2425 | 2012 | 0.6 | SWFS005-03
COM-FOODSERV-26.12 | Com ¦ ENERGY STAR Steamer - Electric ¦ SCE ¦ All | Com ¦ ENERGY STAR Steamer - Electric | SCE ¦ All | SCE | All | Electric | Efficient, Commercial Steamer, Electric | Efficient | 0 | Conventional | FoodServ | Com - Other | Com | ROB and NEW | 0 | 1000 sqft2 of floor space | Steamer | 12 | DEER:Indoor_Non-CFL_Ltg | 10100 | 3.39 | 0 | SWFS005-03 | 8201.35 | 2022 | 0 | 0 | 2022 | 0 | 0 | eTRM (SWFS005-03) | Electric Steamers ¦ SCE ¦ All | Electric Steamers | 0.0014524 | 1 | 0.41 | CBSA 2014 | -580.5799 | 2012 | 0.6 | SWFS005-03
COM-FOODSERV-26.13 | Com ¦ ENERGY STAR Steamer - Electric ¦ SCE ¦ All | Com ¦ ENERGY STAR Steamer - Electric | SCE ¦ All | SCE | All | Electric | Efficient, Commercial Steamer, Electric | Efficient | 0 | Conventional | FoodServ | Com - Restaurant | Com | ROB and NEW | 0 | 1000 sqft2 of floor space | Steamer | 12 | DEER:Indoor_Non-CFL_Ltg | 10100 | 3.39 | 0 | SWFS005-03 | 8201.35 | 2022 | 0 | 0 | 2022 | 0 | 0 | eTRM (SWFS005-03) | Electric Steamers ¦ SCE ¦ All | Electric Steamers | 0.032083 | 1 | 0.41 | CBSA 2014 | -215.2933 | 2012 | 0.6 | SWFS005-03
COM-FOODSERV-26.14 | Com ¦ ENERGY STAR Steamer - Electric ¦ SCE ¦ All | Com ¦ ENERGY STAR Steamer - Electric | SCE ¦ All | SCE | All | Electric | Efficient, Commercial Steamer, Electric | Efficient | 0 | Conventional | FoodServ | Com - School | Com | ROB and NEW | 0 | 1000 sqft2 of floor space | Steamer | 12 | DEER:Indoor_Non-CFL_Ltg | 10100 | 3.39 | 0 | SWFS005-03 | 8201.35 | 2022 | 0 | 0 | 2022 | 0 | 0 | eTRM (SWFS005-03) | Electric Steamers ¦ SCE ¦ All | Electric Steamers | 0.0015768 | 1 | 0.41 | CBSA 2014 | -870.2754 | 2012 | 0.6 | SWFS005-03
COM-FOODSERV-26.15 | Com ¦ ENERGY STAR Steamer - Electric ¦ SDG&E ¦ All | Com ¦ ENERGY STAR Steamer - Electric | SDG&E ¦ All | SDG&E | All | Electric | Efficient, Commercial Steamer, Electric | Efficient | 0 | Conventional | FoodServ | Com - College | Com | ROB and NEW | 0 | 1000 sqft2 of floor space | Steamer | 12 | DEER:Indoor_Non-CFL_Ltg | 10100 | 3.39 | 0 | SWFS005-03 | 8201.35 | 2022 | 0 | 0 | 2022 | 0 | 0 | eTRM (SWFS005-03) | Electric Steamers ¦ SDG&E ¦ All | Electric Steamers | 0.0015768 | 1 | 0.41 | CBSA 2014 | -538.507 | 2012 | 0.6 | SWFS005-03
COM-FOODSERV-26.16 | Com ¦ ENERGY STAR Steamer - Electric ¦ SDG&E ¦ All | Com ¦ ENERGY STAR Steamer - Electric | SDG&E ¦ All | SDG&E | All | Electric | Efficient, Commercial Steamer, Electric | Efficient | 0 | Conventional | FoodServ | Com - Grocery | Com | ROB and NEW | 0 | 1000 sqft2 of floor space | Steamer | 12 | DEER:Indoor_Non-CFL_Ltg | 10100 | 3.39 | 0 | SWFS005-03 | 8201.35 | 2022 | 0 | 0 | 2022 | 0 | 0 | eTRM (SWFS005-03) | Electric Steamers ¦ SDG&E ¦ All | Electric Steamers | 0.0071518 | 1 | 0.41 | CBSA 2014 | -290.2663 | 2012 | 0.6 | SWFS005-03
COM-FOODSERV-26.17 | Com ¦ ENERGY STAR Steamer - Electric ¦ SDG&E ¦ All | Com ¦ ENERGY STAR Steamer - Electric | SDG&E ¦ All | SDG&E | All | Electric | Efficient, Commercial Steamer, Electric | Efficient | 0 | Conventional | FoodServ | Com - Health | Com | ROB and NEW | 0 | 1000 sqft2 of floor space | Steamer | 12 | DEER:Indoor_Non-CFL_Ltg | 10100 | 3.39 | 0 | SWFS005-03 | 8201.35 | 2022 | 0 | 0 | 2022 | 0 | 0 | eTRM (SWFS005-03) | Electric Steamers ¦ SDG&E ¦ All | Electric Steamers | 0.0047397 | 1 | 0.41 | CBSA 2014 | -205.468 | 2012 | 0.6 | SWFS005-03
COM-FOODSERV-26.18 | Com ¦ ENERGY STAR Steamer - Electric ¦ SDG&E ¦ All | Com ¦ ENERGY STAR Steamer - Electric | SDG&E ¦ All | SDG&E | All | Electric | Efficient, Commercial Steamer, Electric | Efficient | 0 | Conventional | FoodServ | Com - Lodging | Com | ROB and NEW | 0 | 1000 sqft2 of floor space | Steamer | 12 | DEER:Indoor_Non-CFL_Ltg | 10100 | 3.39 | 0 | SWFS005-03 | 8201.35 | 2022 | 0 | 0 | 2022 | 0 | 0 | eTRM (SWFS005-03) | Electric Steamers ¦ SDG&E ¦ All | Electric Steamers | 0.0026579 | 1 | 0.41 | CBSA 2014 | -544.2425 | 2012 | 0.6 | SWFS005-03
COM-FOODSERV-26.19 | Com ¦ ENERGY STAR Steamer - Electric ¦ SDG&E ¦ All | Com ¦ ENERGY STAR Steamer - Electric | SDG&E ¦ All | SDG&E | All | Electric | Efficient, Commercial Steamer, Electric | Efficient | 0 | Conventional | FoodServ | Com - Other | Com | ROB and NEW | 0 | 1000 sqft2 of floor space | Steamer | 12 | DEER:Indoor_Non-CFL_Ltg | 10100 | 3.39 | 0 | SWFS005-03 | 8201.35 | 2022 | 0 | 0 | 2022 | 0 | 0 | eTRM (SWFS005-03) | Electric Steamers ¦ SDG&E ¦ All | Electric Steamers | 0.0014524 | 1 | 0.41 | CBSA 2014 | -580.5799 | 2012 | 0.6 | SWFS005-03
COM-FOODSERV-26.20 | Com ¦ ENERGY STAR Steamer - Electric ¦ SDG&E ¦ All | Com ¦ ENERGY STAR Steamer - Electric | SDG&E ¦ All | SDG&E | All | Electric | Efficient, Commercial Steamer, Electric | Efficient | 0 | Conventional | FoodServ | Com - Restaurant | Com | ROB and NEW | 0 | 1000 sqft2 of floor space | Steamer | 12 | DEER:Indoor_Non-CFL_Ltg | 10100 | 3.39 | 0 | SWFS005-03 | 8201.35 | 2022 | 0 | 0 | 2022 | 0 | 0 | eTRM (SWFS005-03) | Electric Steamers ¦ SDG&E ¦ All | Electric Steamers | 0.032083 | 1 | 0.41 | CBSA 2014 | -215.2933 | 2012 | 0.6 | SWFS005-03
COM-FOODSERV-26.21 | Com ¦ ENERGY STAR Steamer - Electric ¦ SDG&E ¦ All | Com ¦ ENERGY STAR Steamer - Electric | SDG&E ¦ All | SDG&E | All | Electric | Efficient, Commercial Steamer, Electric | Efficient | 0 | Conventional | FoodServ | Com - School | Com | ROB and NEW | 0 | 1000 sqft2 of floor space | Steamer | 12 | DEER:Indoor_Non-CFL_Ltg | 10100 | 3.39 | 0 | SWFS005-03 | 8201.35 | 2022 | 0 | 0 | 2022 | 0 | 0 | eTRM (SWFS005-03) | Electric Steamers ¦ SDG&E ¦ All | Electric Steamers | 0.0015768 | 1 | 0.41 | CBSA 2014 | -870.2754 | 2012 | 0.6 | SWFS005-03
COM-FOODSERV-30.1 | Com ¦ Standard Conveyor Broiler - Gas ¦ PG&E ¦ All | Com ¦ Standard Conveyor Broiler - Gas | PG&E ¦ All | PG&E | All | Electric & Gas | Standard, Commercial Conveyor Broilers, Automatic Conveyor Broilers | Average Existing and Code | 0 | Conventional | FoodServ | Com - College | Com | ROB and NEW | 0 | 1000 sqft2 of floor space | Broiler | 12 | DEER:Indoor_Non-CFL_Ltg | 12272.2222 | 2.1156 | 4397.7778 | SWFS017-02 | 9324.3889 | 2021 | 0 | 1000 | 2021 | 0 | 0 | SWFS017-02 | Gas Broilers ¦ PG&E ¦ All | Gas Broilers | 8.4994e-05 | 1 | 0.5 | CBSA 2019 | -4636.2469 | 2012 | 0.6 | SWFS017-02
COM-FOODSERV-30.2 | Com ¦ Standard Conveyor Broiler - Gas ¦ PG&E ¦ All | Com ¦ Standard Conveyor Broiler - Gas | PG&E ¦ All | PG&E | All | Electric & Gas | Standard, Commercial Conveyor Broilers, Automatic Conveyor Broilers | Average Existing and Code | 0 | Conventional | FoodServ | Com - Grocery | Com | ROB and NEW | 0 | 1000 sqft2 of floor space | Broiler | 12 | DEER:Indoor_Non-CFL_Ltg | 12272.2222 | 2.1156 | 4397.7778 | SWFS017-02 | 9324.3889 | 2021 | 0 | 1000 | 2021 | 0 | 0 | SWFS017-02 | Gas Broilers ¦ PG&E ¦ All | Gas Broilers | 0.00060268 | 1 | 0.5 | CBSA 2019 | -12444.089 | 2012 | 0.6 | SWFS017-02
COM-FOODSERV-30.3 | Com ¦ Standard Conveyor Broiler - Gas ¦ PG&E ¦ All | Com ¦ Standard Conveyor Broiler - Gas | PG&E ¦ All | PG&E | All | Electric & Gas | Standard, Commercial Conveyor Broilers, Automatic Conveyor Broilers | Average Existing and Code | 0 | Conventional | FoodServ | Com - Health | Com | ROB and NEW | 0 | 1000 sqft2 of floor space | Broiler | 12 | DEER:Indoor_Non-CFL_Ltg | 12272.2222 | 2.1156 | 4397.7778 | SWFS017-02 | 9324.3889 | 2021 | 0 | 1000 | 2021 | 0 | 0 | SWFS017-02 | Gas Broilers ¦ PG&E ¦ All | Gas Broilers | 0.00011866 | 1 | 0.5 | CBSA 2019 | -14503.3587 | 2012 | 0.6 | SWFS017-02
COM-FOODSERV-30.4 | Com ¦ Standard Conveyor Broiler - Gas ¦ PG&E ¦ All | Com ¦ Standard Conveyor Broiler - Gas | PG&E ¦ All | PG&E | All | Electric & Gas | Standard, Commercial Conveyor Broilers, Automatic Conveyor Broilers | Average Existing and Code | 0 | Conventional | FoodServ | Com - Lodging | Com | ROB and NEW | 0 | 1000 sqft2 of floor space | Broiler | 12 | DEER:Indoor_Non-CFL_Ltg | 12272.2222 | 2.1156 | 4397.7778 | SWFS017-02 | 9324.3889 | 2021 | 0 | 1000 | 2021 | 0 | 0 | SWFS017-02 | Gas Broilers ¦ PG&E ¦ All | Gas Broilers | 0.00024869 | 1 | 0.5 | CBSA 2019 | -33498.3606 | 2012 | 0.6 | SWFS017-02
COM-FOODSERV-30.5 | Com ¦ Standard Conveyor Broiler - Gas ¦ PG&E ¦ All | Com ¦ Standard Conveyor Broiler - Gas | PG&E ¦ All | PG&E | All | Electric & Gas | Standard, Commercial Conveyor Broilers, Automatic Conveyor Broilers | Average Existing and Code | 0 | Conventional | FoodServ | Com - Other | Com | ROB and NEW | 0 | 1000 sqft2 of floor space | Broiler | 12 | DEER:Indoor_Non-CFL_Ltg | 12272.2222 | 2.1156 | 4397.7778 | SWFS017-02 | 9324.3889 | 2021 | 0 | 1000 | 2021 | 0 | 0 | SWFS017-02 | Gas Broilers ¦ PG&E ¦ All | Gas Broilers | 0.00047834 | 1 | 0.5 | CBSA 2019 | -11480.4147 | 2012 | 0.6 | SWFS017-02
COM-FOODSERV-30.6 | Com ¦ Standard Conveyor Broiler - Gas ¦ PG&E ¦ All | Com ¦ Standard Conveyor Broiler - Gas | PG&E ¦ All | PG&E | All | Electric & Gas | Standard, Commercial Conveyor Broilers, Automatic Conveyor Broilers | Average Existing and Code | 0 | Conventional | FoodServ | Com - Restaurant | Com | ROB and NEW | 0 | 1000 sqft2 of floor space | Broiler | 12 | DEER:Indoor_Non-CFL_Ltg | 12272.2222 | 2.1156 | 4397.7778 | SWFS017-02 | 9324.3889 | 2021 | 0 | 1000 | 2021 | 0 | 0 | SWFS017-02 | Gas Broilers ¦ PG&E ¦ All | Gas Broilers | 0.0095863 | 1 | 0.5 | CBSA 2019 | -1439.737 | 2012 | 0.6 | SWFS017-02
COM-FOODSERV-30.7 | Com ¦ Standard Conveyor Broiler - Gas ¦ PG&E ¦ All | Com ¦ Standard Conveyor Broiler - Gas | PG&E ¦ All | PG&E | All | Electric & Gas | Standard, Commercial Conveyor Broilers, Automatic Conveyor Broilers | Average Existing and Code | 0 | Conventional | FoodServ | Com - School | Com | ROB and NEW | 0 | 1000 sqft2 of floor space | Broiler | 12 | DEER:Indoor_Non-CFL_Ltg | 12272.2222 | 2.1156 | 4397.7778 | SWFS017-02 | 9324.3889 | 2021 | 0 | 1000 | 2021 | 0 | 0 | SWFS017-02 | Gas Broilers ¦ PG&E ¦ All | Gas Broilers | 0.00010861 | 1 | 0.5 | CBSA 2019 | -6834.2216 | 2012 | 0.6 | SWFS017-02
COM-FOODSERV-30.8 | Com ¦ Standard Conveyor Broiler - Gas ¦ SCG ¦ All | Com ¦ Standard Conveyor Broiler - Gas | SCG ¦ All | SCG | All | Electric & Gas | Standard, Commercial Conveyor Broilers, Automatic Conveyor Broilers | Average Existing and Code | 0 | Conventional | FoodServ | Com - College | Com | ROB and NEW | 0 | 1000 sqft2 of floor space | Broiler | 12 | DEER:Indoor_Non-CFL_Ltg | 12272.2222 | 2.1156 | 4397.7778 | SWFS017-02 | 9324.3889 | 2021 | 0 | 1000 | 2021 | 0 | 0 | SWFS017-02 | Gas Broilers ¦ SCG ¦ All | Gas Broilers | 8.4994e-05 | 1 | 0.5 | CBSA 2019 | -4636.2469 | 2012 | 0.6 | SWFS017-02
COM-FOODSERV-30.9 | Com ¦ Standard Conveyor Broiler - Gas ¦ SCG ¦ All | Com ¦ Standard Conveyor Broiler - Gas | SCG ¦ All | SCG | All | Electric & Gas | Standard, Commercial Conveyor Broilers, Automatic Conveyor Broilers | Average Existing and Code | 0 | Conventional | FoodServ | Com - Grocery | Com | ROB and NEW | 0 | 1000 sqft2 of floor space | Broiler | 12 | DEER:Indoor_Non-CFL_Ltg | 12272.2222 | 2.1156 | 4397.7778 | SWFS017-02 | 9324.3889 | 2021 | 0 | 1000 | 2021 | 0 | 0 | SWFS017-02 | Gas Broilers ¦ SCG ¦ All | Gas Broilers | 0.00060268 | 1 | 0.5 | CBSA 2019 | -12444.089 | 2012 | 0.6 | SWFS017-02
COM-FOODSERV-30.10 | Com ¦ Standard Conveyor Broiler - Gas ¦ SCG ¦ All | Com ¦ Standard Conveyor Broiler - Gas | SCG ¦ All | SCG | All | Electric & Gas | Standard, Commercial Conveyor Broilers, Automatic Conveyor Broilers | Average Existing and Code | 0 | Conventional | FoodServ | Com - Health | Com | ROB and NEW | 0 | 1000 sqft2 of floor space | Broiler | 12 | DEER:Indoor_Non-CFL_Ltg | 12272.2222 | 2.1156 | 4397.7778 | SWFS017-02 | 9324.3889 | 2021 | 0 | 1000 | 2021 | 0 | 0 | SWFS017-02 | Gas Broilers ¦ SCG ¦ All | Gas Broilers | 0.00011866 | 1 | 0.5 | CBSA 2019 | -14503.3587 | 2012 | 0.6 | SWFS017-02
COM-FOODSERV-30.11 | Com ¦ Standard Conveyor Broiler - Gas ¦ SCG ¦ All | Com ¦ Standard Conveyor Broiler - Gas | SCG ¦ All | SCG | All | Electric & Gas | Standard, Commercial Conveyor Broilers, Automatic Conveyor Broilers | Average Existing and Code | 0 | Conventional | FoodServ | Com - Lodging | Com | ROB and NEW | 0 | 1000 sqft2 of floor space | Broiler | 12 | DEER:Indoor_Non-CFL_Ltg | 12272.2222 | 2.1156 | 4397.7778 | SWFS017-02 | 9324.3889 | 2021 | 0 | 1000 | 2021 | 0 | 0 | SWFS017-02 | Gas Broilers ¦ SCG ¦ All | Gas Broilers | 0.00024869 | 1 | 0.5 | CBSA 2019 | -33498.3606 | 2012 | 0.6 | SWFS017-02
COM-FOODSERV-30.12 | Com ¦ Standard Conveyor Broiler - Gas ¦ SCG ¦ All | Com ¦ Standard Conveyor Broiler - Gas | SCG ¦ All | SCG | All | Electric & Gas | Standard, Commercial Conveyor Broilers, Automatic Conveyor Broilers | Average Existing and Code | 0 | Conventional | FoodServ | Com - Other | Com | ROB and NEW | 0 | 1000 sqft2 of floor space | Broiler | 12 | DEER:Indoor_Non-CFL_Ltg | 12272.2222 | 2.1156 | 4397.7778 | SWFS017-02 | 9324.3889 | 2021 | 0 | 1000 | 2021 | 0 | 0 | SWFS017-02 | Gas Broilers ¦ SCG ¦ All | Gas Broilers | 0.00047834 | 1 | 0.5 | CBSA 2019 | -11480.4147 | 2012 | 0.6 | SWFS017-02
COM-FOODSERV-30.13 | Com ¦ Standard Conveyor Broiler - Gas ¦ SCG ¦ All | Com ¦ Standard Conveyor Broiler - Gas | SCG ¦ All | SCG | All | Electric & Gas | Standard, Commercial Conveyor Broilers, Automatic Conveyor Broilers | Average Existing and Code | 0 | Conventional | FoodServ | Com - Restaurant | Com | ROB and NEW | 0 | 1000 sqft2 of floor space | Broiler | 12 | DEER:Indoor_Non-CFL_Ltg | 12272.2222 | 2.1156 | 4397.7778 | SWFS017-02 | 9324.3889 | 2021 | 0 | 1000 | 2021 | 0 | 0 | SWFS017-02 | Gas Broilers ¦ SCG ¦ All | Gas Broilers | 0.0095863 | 1 | 0.5 | CBSA 2019 | -1439.737 | 2012 | 0.6 | SWFS017-02
COM-FOODSERV-30.14 | Com ¦ Standard Conveyor Broiler - Gas ¦ SCG ¦ All | Com ¦ Standard Conveyor Broiler - Gas | SCG ¦ All | SCG | All | Electric & Gas | Standard, Commercial Conveyor Broilers, Automatic Conveyor Broilers | Average Existing and Code | 0 | Conventional | FoodServ | Com - School | Com | ROB and NEW | 0 | 1000 sqft2 of floor space | Broiler | 12 | DEER:Indoor_Non-CFL_Ltg | 12272.2222 | 2.1156 | 4397.7778 | SWFS017-02 | 9324.3889 | 2021 | 0 | 1000 | 2021 | 0 | 0 | SWFS017-02 | Gas Broilers ¦ SCG ¦ All | Gas Broilers | 0.00010861 | 1 | 0.5 | CBSA 2019 | -6834.2216 | 2012 | 0.6 | SWFS017-02
COM-FOODSERV-30.15 | Com ¦ Standard Conveyor Broiler - Gas ¦ SDG&E ¦ All | Com ¦ Standard Conveyor Broiler - Gas | SDG&E ¦ All | SDG&E | All | Electric & Gas | Standard, Commercial Conveyor Broilers, Automatic Conveyor Broilers | Average Existing and Code | 0 | Conventional | FoodServ | Com - College | Com | ROB and NEW | 0 | 1000 sqft2 of floor space | Broiler | 12 | DEER:Indoor_Non-CFL_Ltg | 12272.2222 | 2.1156 | 4397.7778 | SWFS017-02 | 9324.3889 | 2021 | 0 | 1000 | 2021 | 0 | 0 | SWFS017-02 | Gas Broilers ¦ SDG&E ¦ All | Gas Broilers | 8.4994e-05 | 1 | 0.5 | CBSA 2019 | -4636.2469 | 2012 | 0.6 | SWFS017-02
COM-FOODSERV-30.16 | Com ¦ Standard Conveyor Broiler - Gas ¦ SDG&E ¦ All | Com ¦ Standard Conveyor Broiler - Gas | SDG&E ¦ All | SDG&E | All | Electric & Gas | Standard, Commercial Conveyor Broilers, Automatic Conveyor Broilers | Average Existing and Code | 0 | Conventional | FoodServ | Com - Grocery | Com | ROB and NEW | 0 | 1000 sqft2 of floor space | Broiler | 12 | DEER:Indoor_Non-CFL_Ltg | 12272.2222 | 2.1156 | 4397.7778 | SWFS017-02 | 9324.3889 | 2021 | 0 | 1000 | 2021 | 0 | 0 | SWFS017-02 | Gas Broilers ¦ SDG&E ¦ All | Gas Broilers | 0.00060268 | 1 | 0.5 | CBSA 2019 | -12444.089 | 2012 | 0.6 | SWFS017-02
COM-FOODSERV-30.17 | Com ¦ Standard Conveyor Broiler - Gas ¦ SDG&E ¦ All | Com ¦ Standard Conveyor Broiler - Gas | SDG&E ¦ All | SDG&E | All | Electric & Gas | Standard, Commercial Conveyor Broilers, Automatic Conveyor Broilers | Average Existing and Code | 0 | Conventional | FoodServ | Com - Health | Com | ROB and NEW | 0 | 1000 sqft2 of floor space | Broiler | 12 | DEER:Indoor_Non-CFL_Ltg | 12272.2222 | 2.1156 | 4397.7778 | SWFS017-02 | 9324.3889 | 2021 | 0 | 1000 | 2021 | 0 | 0 | SWFS017-02 | Gas Broilers ¦ SDG&E ¦ All | Gas Broilers | 0.00011866 | 1 | 0.5 | CBSA 2019 | -14503.3587 | 2012 | 0.6 | SWFS017-02
COM-FOODSERV-30.18 | Com ¦ Standard Conveyor Broiler - Gas ¦ SDG&E ¦ All | Com ¦ Standard Conveyor Broiler - Gas | SDG&E ¦ All | SDG&E | All | Electric & Gas | Standard, Commercial Conveyor Broilers, Automatic Conveyor Broilers | Average Existing and Code | 0 | Conventional | FoodServ | Com - Lodging | Com | ROB and NEW | 0 | 1000 sqft2 of floor space | Broiler | 12 | DEER:Indoor_Non-CFL_Ltg | 12272.2222 | 2.1156 | 4397.7778 | SWFS017-02 | 9324.3889 | 2021 | 0 | 1000 | 2021 | 0 | 0 | SWFS017-02 | Gas Broilers ¦ SDG&E ¦ All | Gas Broilers | 0.00024869 | 1 | 0.5 | CBSA 2019 | -33498.3606 | 2012 | 0.6 | SWFS017-02
COM-FOODSERV-30.19 | Com ¦ Standard Conveyor Broiler - Gas ¦ SDG&E ¦ All | Com ¦ Standard Conveyor Broiler - Gas | SDG&E ¦ All | SDG&E | All | Electric & Gas | Standard, Commercial Conveyor Broilers, Automatic Conveyor Broilers | Average Existing and Code | 0 | Conventional | FoodServ | Com - Other | Com | ROB and NEW | 0 | 1000 sqft2 of floor space | Broiler | 12 | DEER:Indoor_Non-CFL_Ltg | 12272.2222 | 2.1156 | 4397.7778 | SWFS017-02 | 9324.3889 | 2021 | 0 | 1000 | 2021 | 0 | 0 | SWFS017-02 | Gas Broilers ¦ SDG&E ¦ All | Gas Broilers | 0.00047834 | 1 | 0.5 | CBSA 2019 | -11480.4147 | 2012 | 0.6 | SWFS017-02
COM-FOODSERV-30.20 | Com ¦ Standard Conveyor Broiler - Gas ¦ SDG&E ¦ All | Com ¦ Standard Conveyor Broiler - Gas | SDG&E ¦ All | SDG&E | All | Electric & Gas | Standard, Commercial Conveyor Broilers, Automatic Conveyor Broilers | Average Existing and Code | 0 | Conventional | FoodServ | Com - Restaurant | Com | ROB and NEW | 0 | 1000 sqft2 of floor space | Broiler | 12 | DEER:Indoor_Non-CFL_Ltg | 12272.2222 | 2.1156 | 4397.7778 | SWFS017-02 | 9324.3889 | 2021 | 0 | 1000 | 2021 | 0 | 0 | SWFS017-02 | Gas Broilers ¦ SDG&E ¦ All | Gas Broilers | 0.0095863 | 1 | 0.5 | CBSA 2019 | -1439.737 | 2012 | 0.6 | SWFS017-02
COM-FOODSERV-30.21 | Com ¦ Standard Conveyor Broiler - Gas ¦ SDG&E ¦ All | Com ¦ Standard Conveyor Broiler - Gas | SDG&E ¦ All | SDG&E | All | Electric & Gas | Standard, Commercial Conveyor Broilers, Automatic Conveyor Broilers | Average Existing and Code | 0 | Conventional | FoodServ | Com - School | Com | ROB and NEW | 0 | 1000 sqft2 of floor space | Broiler | 12 | DEER:Indoor_Non-CFL_Ltg | 12272.2222 | 2.1156 | 4397.7778 | SWFS017-02 | 9324.3889 | 2021 | 0 | 1000 | 2021 | 0 | 0 | SWFS017-02 | Gas Broilers ¦ SDG&E ¦ All | Gas Broilers | 0.00010861 | 1 | 0.5 | CBSA 2019 | -6834.2216 | 2012 | 0.6 | SWFS017-02
COM-FOODSERV-30.22 | Com ¦ Standard Conveyor Broiler - Gas ¦ SCE ¦ All | Com ¦ Standard Conveyor Broiler - Gas | SCE ¦ All | SCE | All | Electric & Gas | Standard, Commercial Conveyor Broilers, Automatic Conveyor Broilers | Average Existing and Code | 0 | Conventional | FoodServ | Com - College | Com | ROB and NEW | 0 | 1000 sqft2 of floor space | Broiler | 12 | DEER:Indoor_Non-CFL_Ltg | 12272.2222 | 2.1156 | 4397.7778 | SWFS017-02 | 9324.3889 | 2021 | 0 | 1000 | 2021 | 0 | 0 | SWFS017-02 | Gas Broilers ¦ SCE ¦ All | Gas Broilers | 8.4994e-05 | 1 | 0.5 | CBSA 2019 | -4636.2469 | 2012 | 0.6 | SWFS017-02
COM-FOODSERV-30.23 | Com ¦ Standard Conveyor Broiler - Gas ¦ SCE ¦ All | Com ¦ Standard Conveyor Broiler - Gas | SCE ¦ All | SCE | All | Electric & Gas | Standard, Commercial Conveyor Broilers, Automatic Conveyor Broilers | Average Existing and Code | 0 | Conventional | FoodServ | Com - Grocery | Com | ROB and NEW | 0 | 1000 sqft2 of floor space | Broiler | 12 | DEER:Indoor_Non-CFL_Ltg | 12272.2222 | 2.1156 | 4397.7778 | SWFS017-02 | 9324.3889 | 2021 | 0 | 1000 | 2021 | 0 | 0 | SWFS017-02 | Gas Broilers ¦ SCE ¦ All | Gas Broilers | 0.00060268 | 1 | 0.5 | CBSA 2019 | -12444.089 | 2012 | 0.6 | SWFS017-02
COM-FOODSERV-30.24 | Com ¦ Standard Conveyor Broiler - Gas ¦ SCE ¦ All | Com ¦ Standard Conveyor Broiler - Gas | SCE ¦ All | SCE | All | Electric & Gas | Standard, Commercial Conveyor Broilers, Automatic Conveyor Broilers | Average Existing and Code | 0 | Conventional | FoodServ | Com - Health | Com | ROB and NEW | 0 | 1000 sqft2 of floor space | Broiler | 12 | DEER:Indoor_Non-CFL_Ltg | 12272.2222 | 2.1156 | 4397.7778 | SWFS017-02 | 9324.3889 | 2021 | 0 | 1000 | 2021 | 0 | 0 | SWFS017-02 | Gas Broilers ¦ SCE ¦ All | Gas Broilers | 0.00011866 | 1 | 0.5 | CBSA 2019 | -14503.3587 | 2012 | 0.6 | SWFS017-02
COM-FOODSERV-30.25 | Com ¦ Standard Conveyor Broiler - Gas ¦ SCE ¦ All | Com ¦ Standard Conveyor Broiler - Gas | SCE ¦ All | SCE | All | Electric & Gas | Standard, Commercial Conveyor Broilers, Automatic Conveyor Broilers | Average Existing and Code | 0 | Conventional | FoodServ | Com - Lodging | Com | ROB and NEW | 0 | 1000 sqft2 of floor space | Broiler | 12 | DEER:Indoor_Non-CFL_Ltg | 12272.2222 | 2.1156 | 4397.7778 | SWFS017-02 | 9324.3889 | 2021 | 0 | 1000 | 2021 | 0 | 0 | SWFS017-02 | Gas Broilers ¦ SCE ¦ All | Gas Broilers | 0.00024869 | 1 | 0.5 | CBSA 2019 | -33498.3606 | 2012 | 0.6 | SWFS017-02
COM-FOODSERV-30.26 | Com ¦ Standard Conveyor Broiler - Gas ¦ SCE ¦ All | Com ¦ Standard Conveyor Broiler - Gas | SCE ¦ All | SCE | All | Electric & Gas | Standard, Commercial Conveyor Broilers, Automatic Conveyor Broilers | Average Existing and Code | 0 | Conventional | FoodServ | Com - Other | Com | ROB and NEW | 0 | 1000 sqft2 of floor space | Broiler | 12 | DEER:Indoor_Non-CFL_Ltg | 12272.2222 | 2.1156 | 4397.7778 | SWFS017-02 | 9324.3889 | 2021 | 0 | 1000 | 2021 | 0 | 0 | SWFS017-02 | Gas Broilers ¦ SCE ¦ All | Gas Broilers | 0.00047834 | 1 | 0.5 | CBSA 2019 | -11480.4147 | 2012 | 0.6 | SWFS017-02
COM-FOODSERV-30.27 | Com ¦ Standard Conveyor Broiler - Gas ¦ SCE ¦ All | Com ¦ Standard Conveyor Broiler - Gas | SCE ¦ All | SCE | All | Electric & Gas | Standard, Commercial Conveyor Broilers, Automatic Conveyor Broilers | Average Existing and Code | 0 | Conventional | FoodServ | Com - Restaurant | Com | ROB and NEW | 0 | 1000 sqft2 of floor space | Broiler | 12 | DEER:Indoor_Non-CFL_Ltg | 12272.2222 | 2.1156 | 4397.7778 | SWFS017-02 | 9324.3889 | 2021 | 0 | 1000 | 2021 | 0 | 0 | SWFS017-02 | Gas Broilers ¦ SCE ¦ All | Gas Broilers | 0.0095863 | 1 | 0.5 | CBSA 2019 | -1439.737 | 2012 | 0.6 | SWFS017-02
COM-FOODSERV-30.28 | Com ¦ Standard Conveyor Broiler - Gas ¦ SCE ¦ All | Com ¦ Standard Conveyor Broiler - Gas | SCE ¦ All | SCE | All | Electric & Gas | Standard, Commercial Conveyor Broilers, Automatic Conveyor Broilers | Average Existing and Code | 0 | Conventional | FoodServ | Com - School | Com | ROB and NEW | 0 | 1000 sqft2 of floor space | Broiler | 12 | DEER:Indoor_Non-CFL_Ltg | 12272.2222 | 2.1156 | 4397.7778 | SWFS017-02 | 9324.3889 | 2021 | 0 | 1000 | 2021 | 0 | 0 | SWFS017-02 | Gas Broilers ¦ SCE ¦ All | Gas Broilers | 0.00010861 | 1 | 0.5 | CBSA 2019 | -6834.2216 | 2012 | 0.6 | SWFS017-02
COM-FOODSERV-31.1 | Com ¦ ENERGY STAR Conveyor Broiler - Gas ¦ PG&E ¦ All | Com ¦ ENERGY STAR Conveyor Broiler - Gas | PG&E ¦ All | PG&E | All | Electric & Gas | Efficient, Commercial Conveyor Broilers, Automatic Conveyor Broilers | Efficient | 0 | Conventional | FoodServ | Com - College | Com | ROB and NEW | 0 | 1000 sqft2 of floor space | Broiler | 12 | DEER:Indoor_Non-CFL_Ltg | 2665.9444 | 0.43389 | 2565.5556 | SWFS017-02 | 12313.4444 | 2021 | 0 | 1000 | 2021 | 0 | 0 | SWFS017-02 | Gas Broilers ¦ PG&E ¦ All | Gas Broilers | 8.4994e-05 | 1 | 0.5 | CBSA 2019 | -2465.0973 | 2012 | 0.6 | SWFS017-02
COM-FOODSERV-31.2 | Com ¦ ENERGY STAR Conveyor Broiler - Gas ¦ PG&E ¦ All | Com ¦ ENERGY STAR Conveyor Broiler - Gas | PG&E ¦ All | PG&E | All | Electric & Gas | Efficient, Commercial Conveyor Broilers, Automatic Conveyor Broilers | Efficient | 0 | Conventional | FoodServ | Com - Grocery | Com | ROB and NEW | 0 | 1000 sqft2 of floor space | Broiler | 12 | DEER:Indoor_Non-CFL_Ltg | 2665.9444 | 0.43389 | 2565.5556 | SWFS017-02 | 12313.4444 | 2021 | 0 | 1000 | 2021 | 0 | 0 | SWFS017-02 | Gas Broilers ¦ PG&E ¦ All | Gas Broilers | 0.00060268 | 1 | 0.5 | CBSA 2019 | -7130.4399 | 2012 | 0.6 | SWFS017-02
COM-FOODSERV-31.3 | Com ¦ ENERGY STAR Conveyor Broiler - Gas ¦ PG&E ¦ All | Com ¦ ENERGY STAR Conveyor Broiler - Gas | PG&E ¦ All | PG&E | All | Electric & Gas | Efficient, Commercial Conveyor Broilers, Automatic Conveyor Broilers | Efficient | 0 | Conventional | FoodServ | Com - Health | Com | ROB and NEW | 0 | 1000 sqft2 of floor space | Broiler | 12 | DEER:Indoor_Non-CFL_Ltg | 2665.9444 | 0.43389 | 2565.5556 | SWFS017-02 | 12313.4444 | 2021 | 0 | 1000 | 2021 | 0 | 0 | SWFS017-02 | Gas Broilers ¦ PG&E ¦ All | Gas Broilers | 0.00011866 | 1 | 0.5 | CBSA 2019 | -8369.493 | 2012 | 0.6 | SWFS017-02
COM-FOODSERV-31.4 | Com ¦ ENERGY STAR Conveyor Broiler - Gas ¦ PG&E ¦ All | Com ¦ ENERGY STAR Conveyor Broiler - Gas | PG&E ¦ All | PG&E | All | Electric & Gas | Efficient, Commercial Conveyor Broilers, Automatic Conveyor Broilers | Efficient | 0 | Conventional | FoodServ | Com - Lodging | Com | ROB and NEW | 0 | 1000 sqft2 of floor space | Broiler | 12 | DEER:Indoor_Non-CFL_Ltg | 2665.9444 | 0.43389 | 2565.5556 | SWFS017-02 | 12313.4444 | 2021 | 0 | 1000 | 2021 | 0 | 0 | SWFS017-02 | Gas Broilers ¦ PG&E ¦ All | Gas Broilers | 0.00024869 | 1 | 0.5 | CBSA 2019 | -19299.994 | 2012 | 0.6 | SWFS017-02
COM-FOODSERV-31.5 | Com ¦ ENERGY STAR Conveyor Broiler - Gas ¦ PG&E ¦ All | Com ¦ ENERGY STAR Conveyor Broiler - Gas | PG&E ¦ All | PG&E | All | Electric & Gas | Efficient, Commercial Conveyor Broilers, Automatic Conveyor Broilers | Efficient | 0 | Conventional | FoodServ | Com - Other | Com | ROB and NEW | 0 | 1000 sqft2 of floor space | Broiler | 12 | DEER:Indoor_Non-CFL_Ltg | 2665.9444 | 0.43389 | 2565.5556 | SWFS017-02 | 12313.4444 | 2021 | 0 | 1000 | 2021 | 0 | 0 | SWFS017-02 | Gas Broilers ¦ PG&E ¦ All | Gas Broilers | 0.00047834 | 1 | 0.5 | CBSA 2019 | -6439.099 | 2012 | 0.6 | SWFS017-02
COM-FOODSERV-31.6 | Com ¦ ENERGY STAR Conveyor Broiler - Gas ¦ PG&E ¦ All | Com ¦ ENERGY STAR Conveyor Broiler - Gas | PG&E ¦ All | PG&E | All | Electric & Gas | Efficient, Commercial Conveyor Broilers, Automatic Conveyor Broilers | Efficient | 0 | Conventional | FoodServ | Com - Restaurant | Com | ROB and NEW | 0 | 1000 sqft2 of floor space | Broiler | 12 | DEER:Indoor_Non-CFL_Ltg | 2665.9444 | 0.43389 | 2565.5556 | SWFS017-02 | 12313.4444 | 2021 | 0 | 1000 | 2021 | 0 | 0 | SWFS017-02 | Gas Broilers ¦ PG&E ¦ All | Gas Broilers | 0.0095863 | 1 | 0.5 | CBSA 2019 | -744.1258 | 2012 | 0.6 | SWFS017-02
COM-FOODSERV-31.7 | Com ¦ ENERGY STAR Conveyor Broiler - Gas ¦ PG&E ¦ All | Com ¦ ENERGY STAR Conveyor Broiler - Gas | PG&E ¦ All | PG&E | All | Electric & Gas | Efficient, Commercial Conveyor Broilers, Automatic Conveyor Broilers | Efficient | 0 | Conventional | FoodServ | Com - School | Com | ROB and NEW | 0 | 1000 sqft2 of floor space | Broiler | 12 | DEER:Indoor_Non-CFL_Ltg | 2665.9444 | 0.43389 | 2565.5556 | SWFS017-02 | 12313.4444 | 2021 | 0 | 1000 | 2021 | 0 | 0 | SWFS017-02 | Gas Broilers ¦ PG&E ¦ All | Gas Broilers | 0.00010861 | 1 | 0.5 | CBSA 2019 | -3599.742 | 2012 | 0.6 | SWFS017-02
COM-FOODSERV-31.8 | Com ¦ ENERGY STAR Conveyor Broiler - Gas ¦ SCG ¦ All | Com ¦ ENERGY STAR Conveyor Broiler - Gas | SCG ¦ All | SCG | All | Electric & Gas | Efficient, Commercial Conveyor Broilers, Automatic Conveyor Broilers | Efficient | 0 | Conventional | FoodServ | Com - College | Com | ROB and NEW | 0 | 1000 sqft2 of floor space | Broiler | 12 | DEER:Indoor_Non-CFL_Ltg | 2665.9444 | 0.43389 | 2565.5556 | SWFS017-02 | 12313.4444 | 2021 | 0 | 1000 | 2021 | 0 | 0 | SWFS017-02 | Gas Broilers ¦ SCG ¦ All | Gas Broilers | 8.4994e-05 | 1 | 0.5 | CBSA 2019 | -2465.0973 | 2012 | 0.6 | SWFS017-02
COM-FOODSERV-31.9 | Com ¦ ENERGY STAR Conveyor Broiler - Gas ¦ SCG ¦ All | Com ¦ ENERGY STAR Conveyor Broiler - Gas | SCG ¦ All | SCG | All | Electric & Gas | Efficient, Commercial Conveyor Broilers, Automatic Conveyor Broilers | Efficient | 0 | Conventional | FoodServ | Com - Grocery | Com | ROB and NEW | 0 | 1000 sqft2 of floor space | Broiler | 12 | DEER:Indoor_Non-CFL_Ltg | 2665.9444 | 0.43389 | 2565.5556 | SWFS017-02 | 12313.4444 | 2021 | 0 | 1000 | 2021 | 0 | 0 | SWFS017-02 | Gas Broilers ¦ SCG ¦ All | Gas Broilers | 0.00060268 | 1 | 0.5 | CBSA 2019 | -7130.4399 | 2012 | 0.6 | SWFS017-02
COM-FOODSERV-31.10 | Com ¦ ENERGY STAR Conveyor Broiler - Gas ¦ SCG ¦ All | Com ¦ ENERGY STAR Conveyor Broiler - Gas | SCG ¦ All | SCG | All | Electric & Gas | Efficient, Commercial Conveyor Broilers, Automatic Conveyor Broilers | Efficient | 0 | Conventional | FoodServ | Com - Health | Com | ROB and NEW | 0 | 1000 sqft2 of floor space | Broiler | 12 | DEER:Indoor_Non-CFL_Ltg | 2665.9444 | 0.43389 | 2565.5556 | SWFS017-02 | 12313.4444 | 2021 | 0 | 1000 | 2021 | 0 | 0 | SWFS017-02 | Gas Broilers ¦ SCG ¦ All | Gas Broilers | 0.00011866 | 1 | 0.5 | CBSA 2019 | -8369.493 | 2012 | 0.6 | SWFS017-02
COM-FOODSERV-31.11 | Com ¦ ENERGY STAR Conveyor Broiler - Gas ¦ SCG ¦ All | Com ¦ ENERGY STAR Conveyor Broiler - Gas | SCG ¦ All | SCG | All | Electric & Gas | Efficient, Commercial Conveyor Broilers, Automatic Conveyor Broilers | Efficient | 0 | Conventional | FoodServ | Com - Lodging | Com | ROB and NEW | 0 | 1000 sqft2 of floor space | Broiler | 12 | DEER:Indoor_Non-CFL_Ltg | 2665.9444 | 0.43389 | 2565.5556 | SWFS017-02 | 12313.4444 | 2021 | 0 | 1000 | 2021 | 0 | 0 | SWFS017-02 | Gas Broilers ¦ SCG ¦ All | Gas Broilers | 0.00024869 | 1 | 0.5 | CBSA 2019 | -19299.994 | 2012 | 0.6 | SWFS017-02
COM-FOODSERV-31.12 | Com ¦ ENERGY STAR Conveyor Broiler - Gas ¦ SCG ¦ All | Com ¦ ENERGY STAR Conveyor Broiler - Gas | SCG ¦ All | SCG | All | Electric & Gas | Efficient, Commercial Conveyor Broilers, Automatic Conveyor Broilers | Efficient | 0 | Conventional | FoodServ | Com - Other | Com | ROB and NEW | 0 | 1000 sqft2 of floor space | Broiler | 12 | DEER:Indoor_Non-CFL_Ltg | 2665.9444 | 0.43389 | 2565.5556 | SWFS017-02 | 12313.4444 | 2021 | 0 | 1000 | 2021 | 0 | 0 | SWFS017-02 | Gas Broilers ¦ SCG ¦ All | Gas Broilers | 0.00047834 | 1 | 0.5 | CBSA 2019 | -6439.099 | 2012 | 0.6 | SWFS017-02
COM-FOODSERV-31.13 | Com ¦ ENERGY STAR Conveyor Broiler - Gas ¦ SCG ¦ All | Com ¦ ENERGY STAR Conveyor Broiler - Gas | SCG ¦ All | SCG | All | Electric & Gas | Efficient, Commercial Conveyor Broilers, Automatic Conveyor Broilers | Efficient | 0 | Conventional | FoodServ | Com - Restaurant | Com | ROB and NEW | 0 | 1000 sqft2 of floor space | Broiler | 12 | DEER:Indoor_Non-CFL_Ltg | 2665.9444 | 0.43389 | 2565.5556 | SWFS017-02 | 12313.4444 | 2021 | 0 | 1000 | 2021 | 0 | 0 | SWFS017-02 | Gas Broilers ¦ SCG ¦ All | Gas Broilers | 0.0095863 | 1 | 0.5 | CBSA 2019 | -744.1258 | 2012 | 0.6 | SWFS017-02
COM-FOODSERV-31.14 | Com ¦ ENERGY STAR Conveyor Broiler - Gas ¦ SCG ¦ All | Com ¦ ENERGY STAR Conveyor Broiler - Gas | SCG ¦ All | SCG | All | Electric & Gas | Efficient, Commercial Conveyor Broilers, Automatic Conveyor Broilers | Efficient | 0 | Conventional | FoodServ | Com - School | Com | ROB and NEW | 0 | 1000 sqft2 of floor space | Broiler | 12 | DEER:Indoor_Non-CFL_Ltg | 2665.9444 | 0.43389 | 2565.5556 | SWFS017-02 | 12313.4444 | 2021 | 0 | 1000 | 2021 | 0 | 0 | SWFS017-02 | Gas Broilers ¦ SCG ¦ All | Gas Broilers | 0.00010861 | 1 | 0.5 | CBSA 2019 | -3599.742 | 2012 | 0.6 | SWFS017-02
COM-FOODSERV-31.15 | Com ¦ ENERGY STAR Conveyor Broiler - Gas ¦ SDG&E ¦ All | Com ¦ ENERGY STAR Conveyor Broiler - Gas | SDG&E ¦ All | SDG&E | All | Electric & Gas | Efficient, Commercial Conveyor Broilers, Automatic Conveyor Broilers | Efficient | 0 | Conventional | FoodServ | Com - College | Com | ROB and NEW | 0 | 1000 sqft2 of floor space | Broiler | 12 | DEER:Indoor_Non-CFL_Ltg | 2665.9444 | 0.43389 | 2565.5556 | SWFS017-02 | 12313.4444 | 2021 | 0 | 1000 | 2021 | 0 | 0 | SWFS017-02 | Gas Broilers ¦ SDG&E ¦ All | Gas Broilers | 8.4994e-05 | 1 | 0.5 | CBSA 2019 | -2465.0973 | 2012 | 0.6 | SWFS017-02
COM-FOODSERV-31.16 | Com ¦ ENERGY STAR Conveyor Broiler - Gas ¦ SDG&E ¦ All | Com ¦ ENERGY STAR Conveyor Broiler - Gas | SDG&E ¦ All | SDG&E | All | Electric & Gas | Efficient, Commercial Conveyor Broilers, Automatic Conveyor Broilers | Efficient | 0 | Conventional | FoodServ | Com - Grocery | Com | ROB and NEW | 0 | 1000 sqft2 of floor space | Broiler | 12 | DEER:Indoor_Non-CFL_Ltg | 2665.9444 | 0.43389 | 2565.5556 | SWFS017-02 | 12313.4444 | 2021 | 0 | 1000 | 2021 | 0 | 0 | SWFS017-02 | Gas Broilers ¦ SDG&E ¦ All | Gas Broilers | 0.00060268 | 1 | 0.5 | CBSA 2019 | -7130.4399 | 2012 | 0.6 | SWFS017-02
COM-FOODSERV-31.17 | Com ¦ ENERGY STAR Conveyor Broiler - Gas ¦ SDG&E ¦ All | Com ¦ ENERGY STAR Conveyor Broiler - Gas | SDG&E ¦ All | SDG&E | All | Electric & Gas | Efficient, Commercial Conveyor Broilers, Automatic Conveyor Broilers | Efficient | 0 | Conventional | FoodServ | Com - Health | Com | ROB and NEW | 0 | 1000 sqft2 of floor space | Broiler | 12 | DEER:Indoor_Non-CFL_Ltg | 2665.9444 | 0.43389 | 2565.5556 | SWFS017-02 | 12313.4444 | 2021 | 0 | 1000 | 2021 | 0 | 0 | SWFS017-02 | Gas Broilers ¦ SDG&E ¦ All | Gas Broilers | 0.00011866 | 1 | 0.5 | CBSA 2019 | -8369.493 | 2012 | 0.6 | SWFS017-02
COM-FOODSERV-31.18 | Com ¦ ENERGY STAR Conveyor Broiler - Gas ¦ SDG&E ¦ All | Com ¦ ENERGY STAR Conveyor Broiler - Gas | SDG&E ¦ All | SDG&E | All | Electric & Gas | Efficient, Commercial Conveyor Broilers, Automatic Conveyor Broilers | Efficient | 0 | Conventional | FoodServ | Com - Lodging | Com | ROB and NEW | 0 | 1000 sqft2 of floor space | Broiler | 12 | DEER:Indoor_Non-CFL_Ltg | 2665.9444 | 0.43389 | 2565.5556 | SWFS017-02 | 12313.4444 | 2021 | 0 | 1000 | 2021 | 0 | 0 | SWFS017-02 | Gas Broilers ¦ SDG&E ¦ All | Gas Broilers | 0.00024869 | 1 | 0.5 | CBSA 2019 | -19299.994 | 2012 | 0.6 | SWFS017-02
COM-FOODSERV-31.19 | Com ¦ ENERGY STAR Conveyor Broiler - Gas ¦ SDG&E ¦ All | Com ¦ ENERGY STAR Conveyor Broiler - Gas | SDG&E ¦ All | SDG&E | All | Electric & Gas | Efficient, Commercial Conveyor Broilers, Automatic Conveyor Broilers | Efficient | 0 | Conventional | FoodServ | Com - Other | Com | ROB and NEW | 0 | 1000 sqft2 of floor space | Broiler | 12 | DEER:Indoor_Non-CFL_Ltg | 2665.9444 | 0.43389 | 2565.5556 | SWFS017-02 | 12313.4444 | 2021 | 0 | 1000 | 2021 | 0 | 0 | SWFS017-02 | Gas Broilers ¦ SDG&E ¦ All | Gas Broilers | 0.00047834 | 1 | 0.5 | CBSA 2019 | -6439.099 | 2012 | 0.6 | SWFS017-02
COM-FOODSERV-31.20 | Com ¦ ENERGY STAR Conveyor Broiler - Gas ¦ SDG&E ¦ All | Com ¦ ENERGY STAR Conveyor Broiler - Gas | SDG&E ¦ All | SDG&E | All | Electric & Gas | Efficient, Commercial Conveyor Broilers, Automatic Conveyor Broilers | Efficient | 0 | Conventional | FoodServ | Com - Restaurant | Com | ROB and NEW | 0 | 1000 sqft2 of floor space | Broiler | 12 | DEER:Indoor_Non-CFL_Ltg | 2665.9444 | 0.43389 | 2565.5556 | SWFS017-02 | 12313.4444 | 2021 | 0 | 1000 | 2021 | 0 | 0 | SWFS017-02 | Gas Broilers ¦ SDG&E ¦ All | Gas Broilers | 0.0095863 | 1 | 0.5 | CBSA 2019 | -744.1258 | 2012 | 0.6 | SWFS017-02
COM-FOODSERV-31.21 | Com ¦ ENERGY STAR Conveyor Broiler - Gas ¦ SDG&E ¦ All | Com ¦ ENERGY STAR Conveyor Broiler - Gas | SDG&E ¦ All | SDG&E | All | Electric & Gas | Efficient, Commercial Conveyor Broilers, Automatic Conveyor Broilers | Efficient | 0 | Conventional | FoodServ | Com - School | Com | ROB and NEW | 0 | 1000 sqft2 of floor space | Broiler | 12 | DEER:Indoor_Non-CFL_Ltg | 2665.9444 | 0.43389 | 2565.5556 | SWFS017-02 | 12313.4444 | 2021 | 0 | 1000 | 2021 | 0 | 0 | SWFS017-02 | Gas Broilers ¦ SDG&E ¦ All | Gas Broilers | 0.00010861 | 1 | 0.5 | CBSA 2019 | -3599.742 | 2012 | 0.6 | SWFS017-02
COM-FOODSERV-31.22 | Com ¦ ENERGY STAR Conveyor Broiler - Gas ¦ SCE ¦ All | Com ¦ ENERGY STAR Conveyor Broiler - Gas | SCE ¦ All | SCE | All | Electric & Gas | Efficient, Commercial Conveyor Broilers, Automatic Conveyor Broilers | Efficient | 0 | Conventional | FoodServ | Com - College | Com | ROB and NEW | 0 | 1000 sqft2 of floor space | Broiler | 12 | DEER:Indoor_Non-CFL_Ltg | 2665.9444 | 0.43389 | 2565.5556 | SWFS017-02 | 12313.4444 | 2021 | 0 | 1000 | 2021 | 0 | 0 | SWFS017-02 | Gas Broilers ¦ SCE ¦ All | Gas Broilers | 8.4994e-05 | 1 | 0.5 | CBSA 2019 | -2465.0973 | 2012 | 0.6 | SWFS017-02
COM-FOODSERV-31.23 | Com ¦ ENERGY STAR Conveyor Broiler - Gas ¦ SCE ¦ All | Com ¦ ENERGY STAR Conveyor Broiler - Gas | SCE ¦ All | SCE | All | Electric & Gas | Efficient, Commercial Conveyor Broilers, Automatic Conveyor Broilers | Efficient | 0 | Conventional | FoodServ | Com - Grocery | Com | ROB and NEW | 0 | 1000 sqft2 of floor space | Broiler | 12 | DEER:Indoor_Non-CFL_Ltg | 2665.9444 | 0.43389 | 2565.5556 | SWFS017-02 | 12313.4444 | 2021 | 0 | 1000 | 2021 | 0 | 0 | SWFS017-02 | Gas Broilers ¦ SCE ¦ All | Gas Broilers | 0.00060268 | 1 | 0.5 | CBSA 2019 | -7130.4399 | 2012 | 0.6 | SWFS017-02
COM-FOODSERV-31.24 | Com ¦ ENERGY STAR Conveyor Broiler - Gas ¦ SCE ¦ All | Com ¦ ENERGY STAR Conveyor Broiler - Gas | SCE ¦ All | SCE | All | Electric & Gas | Efficient, Commercial Conveyor Broilers, Automatic Conveyor Broilers | Efficient | 0 | Conventional | FoodServ | Com - Health | Com | ROB and NEW | 0 | 1000 sqft2 of floor space | Broiler | 12 | DEER:Indoor_Non-CFL_Ltg | 2665.9444 | 0.43389 | 2565.5556 | SWFS017-02 | 12313.4444 | 2021 | 0 | 1000 | 2021 | 0 | 0 | SWFS017-02 | Gas Broilers ¦ SCE ¦ All | Gas Broilers | 0.00011866 | 1 | 0.5 | CBSA 2019 | -8369.493 | 2012 | 0.6 | SWFS017-02
COM-FOODSERV-31.25 | Com ¦ ENERGY STAR Conveyor Broiler - Gas ¦ SCE ¦ All | Com ¦ ENERGY STAR Conveyor Broiler - Gas | SCE ¦ All | SCE | All | Electric & Gas | Efficient, Commercial Conveyor Broilers, Automatic Conveyor Broilers | Efficient | 0 | Conventional | FoodServ | Com - Lodging | Com | ROB and NEW | 0 | 1000 sqft2 of floor space | Broiler | 12 | DEER:Indoor_Non-CFL_Ltg | 2665.9444 | 0.43389 | 2565.5556 | SWFS017-02 | 12313.4444 | 2021 | 0 | 1000 | 2021 | 0 | 0 | SWFS017-02 | Gas Broilers ¦ SCE ¦ All | Gas Broilers | 0.00024869 | 1 | 0.5 | CBSA 2019 | -19299.994 | 2012 | 0.6 | SWFS017-02
COM-FOODSERV-31.26 | Com ¦ ENERGY STAR Conveyor Broiler - Gas ¦ SCE ¦ All | Com ¦ ENERGY STAR Conveyor Broiler - Gas | SCE ¦ All | SCE | All | Electric & Gas | Efficient, Commercial Conveyor Broilers, Automatic Conveyor Broilers | Efficient | 0 | Conventional | FoodServ | Com - Other | Com | ROB and NEW | 0 | 1000 sqft2 of floor space | Broiler | 12 | DEER:Indoor_Non-CFL_Ltg | 2665.9444 | 0.43389 | 2565.5556 | SWFS017-02 | 12313.4444 | 2021 | 0 | 1000 | 2021 | 0 | 0 | SWFS017-02 | Gas Broilers ¦ SCE ¦ All | Gas Broilers | 0.00047834 | 1 | 0.5 | CBSA 2019 | -6439.099 | 2012 | 0.6 | SWFS017-02
COM-FOODSERV-31.27 | Com ¦ ENERGY STAR Conveyor Broiler - Gas ¦ SCE ¦ All | Com ¦ ENERGY STAR Conveyor Broiler - Gas | SCE ¦ All | SCE | All | Electric & Gas | Efficient, Commercial Conveyor Broilers, Automatic Conveyor Broilers | Efficient | 0 | Conventional | FoodServ | Com - Restaurant | Com | ROB and NEW | 0 | 1000 sqft2 of floor space | Broiler | 12 | DEER:Indoor_Non-CFL_Ltg | 2665.9444 | 0.43389 | 2565.5556 | SWFS017-02 | 12313.4444 | 2021 | 0 | 1000 | 2021 | 0 | 0 | SWFS017-02 | Gas Broilers ¦ SCE ¦ All | Gas Broilers | 0.0095863 | 1 | 0.5 | CBSA 2019 | -744.1258 | 2012 | 0.6 | SWFS017-02
COM-FOODSERV-31.28 | Com ¦ ENERGY STAR Conveyor Broiler - Gas ¦ SCE ¦ All | Com ¦ ENERGY STAR Conveyor Broiler - Gas | SCE ¦ All | SCE | All | Electric & Gas | Efficient, Commercial Conveyor Broilers, Automatic Conveyor Broilers | Efficient | 0 | Conventional | FoodServ | Com - School | Com | ROB and NEW | 0 | 1000 sqft2 of floor space | Broiler | 12 | DEER:Indoor_Non-CFL_Ltg | 2665.9444 | 0.43389 | 2565.5556 | SWFS017-02 | 12313.4444 | 2021 | 0 | 1000 | 2021 | 0 | 0 | SWFS017-02 | Gas Broilers ¦ SCE ¦ All | Gas Broilers | 0.00010861 | 1 | 0.5 | CBSA 2019 | -3599.742 | 2012 | 0.6 | SWFS017-02
COM-FOODSERV-35.1 | Com ¦ Standard Conveyor Oven - Gas ¦ PG&E ¦ All | Com ¦ Standard Conveyor Oven - Gas | PG&E ¦ All | PG&E | All | Gas | Standard, Commercial Conveyor Oven, Large, > 25" | Average Existing and Code | 0 | Conventional | FoodServ | Com - College | Com | ROB and NEW | 0 | 1000 sqft2 of floor space | Oven | 12 | None | 0 | 0 | 2393.9786 | SWFS008-01 | 10177.5 | 2017 | 0 | 0 | 2017 | 0 | 0 | SWFS008-01 | Gas Conveyor Ovens ¦ PG&E ¦ All | Gas Conveyor Ovens | 0.00070616 | 1 | 0.5 | CBSA 2019 and CA eTRM 2014 | -2167.6031 | 2012 | 0.6 | SWFS008
COM-FOODSERV-35.2 | Com ¦ Standard Conveyor Oven - Gas ¦ PG&E ¦ All | Com ¦ Standard Conveyor Oven - Gas | PG&E ¦ All | PG&E | All | Gas | Standard, Commercial Conveyor Oven, Large, > 25" | Average Existing and Code | 0 | Conventional | FoodServ | Com - Grocery | Com | ROB and NEW | 0 | 1000 sqft2 of floor space | Oven | 12 | None | 0 | 0 | 2393.9786 | SWFS008-01 | 10177.5 | 2017 | 0 | 0 | 2017 | 0 | 0 | SWFS008-01 | Gas Conveyor Ovens ¦ PG&E ¦ All | Gas Conveyor Ovens | 0.0050073 | 1 | 0.5 | CBSA 2019 and CA eTRM 2014 | -6582.0834 | 2012 | 0.6 | SWFS008
COM-FOODSERV-35.3 | Com ¦ Standard Conveyor Oven - Gas ¦ PG&E ¦ All | Com ¦ Standard Conveyor Oven - Gas | PG&E ¦ All | PG&E | All | Gas | Standard, Commercial Conveyor Oven, Large, > 25" | Average Existing and Code | 0 | Conventional | FoodServ | Com - Health | Com | ROB and NEW | 0 | 1000 sqft2 of floor space | Oven | 12 | None | 0 | 0 | 2393.9786 | SWFS008-01 | 10177.5 | 2017 | 0 | 0 | 2017 | 0 | 0 | SWFS008-01 | Gas Conveyor Ovens ¦ PG&E ¦ All | Gas Conveyor Ovens | 0.0012939 | 1 | 0.5 | CBSA 2019 and CA eTRM 2014 | -7759.1582 | 2012 | 0.6 | SWFS008
COM-FOODSERV-35.4 | Com ¦ Standard Conveyor Oven - Gas ¦ PG&E ¦ All | Com ¦ Standard Conveyor Oven - Gas | PG&E ¦ All | PG&E | All | Gas | Standard, Commercial Conveyor Oven, Large, > 25" | Average Existing and Code | 0 | Conventional | FoodServ | Com - Lodging | Com | ROB and NEW | 0 | 1000 sqft2 of floor space | Oven | 12 | None | 0 | 0 | 2393.9786 | SWFS008-01 | 10177.5 | 2017 | 0 | 0 | 2017 | 0 | 0 | SWFS008-01 | Gas Conveyor Ovens ¦ PG&E ¦ All | Gas Conveyor Ovens | 0.00040177 | 1 | 0.5 | CBSA 2019 and CA eTRM 2014 | -17875.2179 | 2012 | 0.6 | SWFS008
COM-FOODSERV-35.5 | Com ¦ Standard Conveyor Oven - Gas ¦ PG&E ¦ All | Com ¦ Standard Conveyor Oven - Gas | PG&E ¦ All | PG&E | All | Gas | Standard, Commercial Conveyor Oven, Large, > 25" | Average Existing and Code | 0 | Conventional | FoodServ | Com - Other | Com | ROB and NEW | 0 | 1000 sqft2 of floor space | Oven | 12 | None | 0 | 0 | 2393.9786 | SWFS008-01 | 10177.5 | 2017 | 0 | 0 | 2017 | 0 | 0 | SWFS008-01 | Gas Conveyor Ovens ¦ PG&E ¦ All | Gas Conveyor Ovens | 0.0028943 | 1 | 0.5 | CBSA 2019 and CA eTRM 2014 | -5865.4724 | 2012 | 0.6 | SWFS008
COM-FOODSERV-35.6 | Com ¦ Standard Conveyor Oven - Gas ¦ PG&E ¦ All | Com ¦ Standard Conveyor Oven - Gas | PG&E ¦ All | PG&E | All | Gas | Standard, Commercial Conveyor Oven, Large, > 25" | Average Existing and Code | 0 | Conventional | FoodServ | Com - Restaurant | Com | ROB and NEW | 0 | 1000 sqft2 of floor space | Oven | 12 | None | 0 | 0 | 2393.9786 | SWFS008-01 | 10177.5 | 2017 | 0 | 0 | 2017 | 0 | 0 | SWFS008-01 | Gas Conveyor Ovens ¦ PG&E ¦ All | Gas Conveyor Ovens | 0.030391 | 1 | 0.5 | CBSA 2019 and CA eTRM 2014 | -641.3336 | 2012 | 0.6 | SWFS008
COM-FOODSERV-35.7 | Com ¦ Standard Conveyor Oven - Gas ¦ PG&E ¦ All | Com ¦ Standard Conveyor Oven - Gas | PG&E ¦ All | PG&E | All | Gas | Standard, Commercial Conveyor Oven, Large, > 25" | Average Existing and Code | 0 | Conventional | FoodServ | Com - School | Com | ROB and NEW | 0 | 1000 sqft2 of floor space | Oven | 12 | None | 0 | 0 | 2393.9786 | SWFS008-01 | 10177.5 | 2017 | 0 | 0 | 2017 | 0 | 0 | SWFS008-01 | Gas Conveyor Ovens ¦ PG&E ¦ All | Gas Conveyor Ovens | 0.0014663 | 1 | 0.5 | CBSA 2019 and CA eTRM 2014 | -3144.6507 | 2012 | 0.6 | SWFS008
COM-FOODSERV-35.8 | Com ¦ Standard Conveyor Oven - Gas ¦ SCG ¦ All | Com ¦ Standard Conveyor Oven - Gas | SCG ¦ All | SCG | All | Gas | Standard, Commercial Conveyor Oven, Large, > 25" | Average Existing and Code | 0 | Conventional | FoodServ | Com - College | Com | ROB and NEW | 0 | 1000 sqft2 of floor space | Oven | 12 | None | 0 | 0 | 2393.9786 | SWFS008-01 | 10177.5 | 2017 | 0 | 0 | 2017 | 0 | 0 | SWFS008-01 | Gas Conveyor Ovens ¦ SCG ¦ All | Gas Conveyor Ovens | 0.00070616 | 1 | 0.5 | CBSA 2019 and CA eTRM 2014 | -2167.6031 | 2012 | 0.6 | SWFS008
COM-FOODSERV-35.9 | Com ¦ Standard Conveyor Oven - Gas ¦ SCG ¦ All | Com ¦ Standard Conveyor Oven - Gas | SCG ¦ All | SCG | All | Gas | Standard, Commercial Conveyor Oven, Large, > 25" | Average Existing and Code | 0 | Conventional | FoodServ | Com - Grocery | Com | ROB and NEW | 0 | 1000 sqft2 of floor space | Oven | 12 | None | 0 | 0 | 2393.9786 | SWFS008-01 | 10177.5 | 2017 | 0 | 0 | 2017 | 0 | 0 | SWFS008-01 | Gas Conveyor Ovens ¦ SCG ¦ All | Gas Conveyor Ovens | 0.0050073 | 1 | 0.5 | CBSA 2019 and CA eTRM 2014 | -6582.0834 | 2012 | 0.6 | SWFS008
COM-FOODSERV-35.10 | Com ¦ Standard Conveyor Oven - Gas ¦ SCG ¦ All | Com ¦ Standard Conveyor Oven - Gas | SCG ¦ All | SCG | All | Gas | Standard, Commercial Conveyor Oven, Large, > 25" | Average Existing and Code | 0 | Conventional | FoodServ | Com - Health | Com | ROB and NEW | 0 | 1000 sqft2 of floor space | Oven | 12 | None | 0 | 0 | 2393.9786 | SWFS008-01 | 10177.5 | 2017 | 0 | 0 | 2017 | 0 | 0 | SWFS008-01 | Gas Conveyor Ovens ¦ SCG ¦ All | Gas Conveyor Ovens | 0.0012939 | 1 | 0.5 | CBSA 2019 and CA eTRM 2014 | -7759.1582 | 2012 | 0.6 | SWFS008
COM-FOODSERV-35.11 | Com ¦ Standard Conveyor Oven - Gas ¦ SCG ¦ All | Com ¦ Standard Conveyor Oven - Gas | SCG ¦ All | SCG | All | Gas | Standard, Commercial Conveyor Oven, Large, > 25" | Average Existing and Code | 0 | Conventional | FoodServ | Com - Lodging | Com | ROB and NEW | 0 | 1000 sqft2 of floor space | Oven | 12 | None | 0 | 0 | 2393.9786 | SWFS008-01 | 10177.5 | 2017 | 0 | 0 | 2017 | 0 | 0 | SWFS008-01 | Gas Conveyor Ovens ¦ SCG ¦ All | Gas Conveyor Ovens | 0.00040177 | 1 | 0.5 | CBSA 2019 and CA eTRM 2014 | -17875.2179 | 2012 | 0.6 | SWFS008
COM-FOODSERV-35.12 | Com ¦ Standard Conveyor Oven - Gas ¦ SCG ¦ All | Com ¦ Standard Conveyor Oven - Gas | SCG ¦ All | SCG | All | Gas | Standard, Commercial Conveyor Oven, Large, > 25" | Average Existing and Code | 0 | Conventional | FoodServ | Com - Other | Com | ROB and NEW | 0 | 1000 sqft2 of floor space | Oven | 12 | None | 0 | 0 | 2393.9786 | SWFS008-01 | 10177.5 | 2017 | 0 | 0 | 2017 | 0 | 0 | SWFS008-01 | Gas Conveyor Ovens ¦ SCG ¦ All | Gas Conveyor Ovens | 0.0028943 | 1 | 0.5 | CBSA 2019 and CA eTRM 2014 | -5865.4724 | 2012 | 0.6 | SWFS008
COM-FOODSERV-35.13 | Com ¦ Standard Conveyor Oven - Gas ¦ SCG ¦ All | Com ¦ Standard Conveyor Oven - Gas | SCG ¦ All | SCG | All | Gas | Standard, Commercial Conveyor Oven, Large, > 25" | Average Existing and Code | 0 | Conventional | FoodServ | Com - Restaurant | Com | ROB and NEW | 0 | 1000 sqft2 of floor space | Oven | 12 | None | 0 | 0 | 2393.9786 | SWFS008-01 | 10177.5 | 2017 | 0 | 0 | 2017 | 0 | 0 | SWFS008-01 | Gas Conveyor Ovens ¦ SCG ¦ All | Gas Conveyor Ovens | 0.030391 | 1 | 0.5 | CBSA 2019 and CA eTRM 2014 | -641.3336 | 2012 | 0.6 | SWFS008
COM-FOODSERV-35.14 | Com ¦ Standard Conveyor Oven - Gas ¦ SCG ¦ All | Com ¦ Standard Conveyor Oven - Gas | SCG ¦ All | SCG | All | Gas | Standard, Commercial Conveyor Oven, Large, > 25" | Average Existing and Code | 0 | Conventional | FoodServ | Com - School | Com | ROB and NEW | 0 | 1000 sqft2 of floor space | Oven | 12 | None | 0 | 0 | 2393.9786 | SWFS008-01 | 10177.5 | 2017 | 0 | 0 | 2017 | 0 | 0 | SWFS008-01 | Gas Conveyor Ovens ¦ SCG ¦ All | Gas Conveyor Ovens | 0.0014663 | 1 | 0.5 | CBSA 2019 and CA eTRM 2014 | -3144.6507 | 2012 | 0.6 | SWFS008
COM-FOODSERV-35.15 | Com ¦ Standard Conveyor Oven - Gas ¦ SDG&E ¦ All | Com ¦ Standard Conveyor Oven - Gas | SDG&E ¦ All | SDG&E | All | Gas | Standard, Commercial Conveyor Oven, Large, > 25" | Average Existing and Code | 0 | Conventional | FoodServ | Com - College | Com | ROB and NEW | 0 | 1000 sqft2 of floor space | Oven | 12 | None | 0 | 0 | 2393.9786 | SWFS008-01 | 10177.5 | 2017 | 0 | 0 | 2017 | 0 | 0 | SWFS008-01 | Gas Conveyor Ovens ¦ SDG&E ¦ All | Gas Conveyor Ovens | 0.00070616 | 1 | 0.5 | CBSA 2019 and CA eTRM 2014 | -2167.6031 | 2012 | 0.6 | SWFS008
COM-FOODSERV-35.16 | Com ¦ Standard Conveyor Oven - Gas ¦ SDG&E ¦ All | Com ¦ Standard Conveyor Oven - Gas | SDG&E ¦ All | SDG&E | All | Gas | Standard, Commercial Conveyor Oven, Large, > 25" | Average Existing and Code | 0 | Conventional | FoodServ | Com - Grocery | Com | ROB and NEW | 0 | 1000 sqft2 of floor space | Oven | 12 | None | 0 | 0 | 2393.9786 | SWFS008-01 | 10177.5 | 2017 | 0 | 0 | 2017 | 0 | 0 | SWFS008-01 | Gas Conveyor Ovens ¦ SDG&E ¦ All | Gas Conveyor Ovens | 0.0050073 | 1 | 0.5 | CBSA 2019 and CA eTRM 2014 | -6582.0834 | 2012 | 0.6 | SWFS008
COM-FOODSERV-35.17 | Com ¦ Standard Conveyor Oven - Gas ¦ SDG&E ¦ All | Com ¦ Standard Conveyor Oven - Gas | SDG&E ¦ All | SDG&E | All | Gas | Standard, Commercial Conveyor Oven, Large, > 25" | Average Existing and Code | 0 | Conventional | FoodServ | Com - Health | Com | ROB and NEW | 0 | 1000 sqft2 of floor space | Oven | 12 | None | 0 | 0 | 2393.9786 | SWFS008-01 | 10177.5 | 2017 | 0 | 0 | 2017 | 0 | 0 | SWFS008-01 | Gas Conveyor Ovens ¦ SDG&E ¦ All | Gas Conveyor Ovens | 0.0012939 | 1 | 0.5 | CBSA 2019 and CA eTRM 2014 | -7759.1582 | 2012 | 0.6 | SWFS008
COM-FOODSERV-35.18 | Com ¦ Standard Conveyor Oven - Gas ¦ SDG&E ¦ All | Com ¦ Standard Conveyor Oven - Gas | SDG&E ¦ All | SDG&E | All | Gas | Standard, Commercial Conveyor Oven, Large, > 25" | Average Existing and Code | 0 | Conventional | FoodServ | Com - Lodging | Com | ROB and NEW | 0 | 1000 sqft2 of floor space | Oven | 12 | None | 0 | 0 | 2393.9786 | SWFS008-01 | 10177.5 | 2017 | 0 | 0 | 2017 | 0 | 0 | SWFS008-01 | Gas Conveyor Ovens ¦ SDG&E ¦ All | Gas Conveyor Ovens | 0.00040177 | 1 | 0.5 | CBSA 2019 and CA eTRM 2014 | -17875.2179 | 2012 | 0.6 | SWFS008
COM-FOODSERV-35.19 | Com ¦ Standard Conveyor Oven - Gas ¦ SDG&E ¦ All | Com ¦ Standard Conveyor Oven - Gas | SDG&E ¦ All | SDG&E | All | Gas | Standard, Commercial Conveyor Oven, Large, > 25" | Average Existing and Code | 0 | Conventional | FoodServ | Com - Other | Com | ROB and NEW | 0 | 1000 sqft2 of floor space | Oven | 12 | None | 0 | 0 | 2393.9786 | SWFS008-01 | 10177.5 | 2017 | 0 | 0 | 2017 | 0 | 0 | SWFS008-01 | Gas Conveyor Ovens ¦ SDG&E ¦ All | Gas Conveyor Ovens | 0.0028943 | 1 | 0.5 | CBSA 2019 and CA eTRM 2014 | -5865.4724 | 2012 | 0.6 | SWFS008
COM-FOODSERV-35.20 | Com ¦ Standard Conveyor Oven - Gas ¦ SDG&E ¦ All | Com ¦ Standard Conveyor Oven - Gas | SDG&E ¦ All | SDG&E | All | Gas | Standard, Commercial Conveyor Oven, Large, > 25" | Average Existing and Code | 0 | Conventional | FoodServ | Com - Restaurant | Com | ROB and NEW | 0 | 1000 sqft2 of floor space | Oven | 12 | None | 0 | 0 | 2393.9786 | SWFS008-01 | 10177.5 | 2017 | 0 | 0 | 2017 | 0 | 0 | SWFS008-01 | Gas Conveyor Ovens ¦ SDG&E ¦ All | Gas Conveyor Ovens | 0.030391 | 1 | 0.5 | CBSA 2019 and CA eTRM 2014 | -641.3336 | 2012 | 0.6 | SWFS008
COM-FOODSERV-35.21 | Com ¦ Standard Conveyor Oven - Gas ¦ SDG&E ¦ All | Com ¦ Standard Conveyor Oven - Gas | SDG&E ¦ All | SDG&E | All | Gas | Standard, Commercial Conveyor Oven, Large, > 25" | Average Existing and Code | 0 | Conventional | FoodServ | Com - School | Com | ROB and NEW | 0 | 1000 sqft2 of floor space | Oven | 12 | None | 0 | 0 | 2393.9786 | SWFS008-01 | 10177.5 | 2017 | 0 | 0 | 2017 | 0 | 0 | SWFS008-01 | Gas Conveyor Ovens ¦ SDG&E ¦ All | Gas Conveyor Ovens | 0.0014663 | 1 | 0.5 | CBSA 2019 and CA eTRM 2014 | -3144.6507 | 2012 | 0.6 | SWFS008
COM-FOODSERV-36.1 | Com ¦ ENERGY STAR Conveyor Oven - Gas ¦ PG&E ¦ All | Com ¦ ENERGY STAR Conveyor Oven - Gas | PG&E ¦ All | PG&E | All | Gas | Efficient, Commercial Conveyor Oven, Large, > 25" | Efficient | 0 | Conventional | FoodServ | Com - College | Com | ROB and NEW | 0 | 1000 sqft2 of floor space | Oven | 12 | None | 0 | 0 | 1971.6714 | SWFS008-01 | 12407.5 | 2017 | 0 | 0 | 2017 | 0 | 0 | SWFS008-01 | Gas Conveyor Ovens ¦ PG&E ¦ All | Gas Conveyor Ovens | 0.00070616 | 1 | 0.5 | CBSA 2019 and CA eTRM 2014 | -1785.2295 | 2012 | 0.6 | SWFS008
COM-FOODSERV-36.2 | Com ¦ ENERGY STAR Conveyor Oven - Gas ¦ PG&E ¦ All | Com ¦ ENERGY STAR Conveyor Oven - Gas | PG&E ¦ All | PG&E | All | Gas | Efficient, Commercial Conveyor Oven, Large, > 25" | Efficient | 0 | Conventional | FoodServ | Com - Grocery | Com | ROB and NEW | 0 | 1000 sqft2 of floor space | Oven | 12 | None | 0 | 0 | 1971.6714 | SWFS008-01 | 12407.5 | 2017 | 0 | 0 | 2017 | 0 | 0 | SWFS008-01 | Gas Conveyor Ovens ¦ PG&E ¦ All | Gas Conveyor Ovens | 0.0050073 | 1 | 0.5 | CBSA 2019 and CA eTRM 2014 | -5420.9781 | 2012 | 0.6 | SWFS008
COM-FOODSERV-36.3 | Com ¦ ENERGY STAR Conveyor Oven - Gas ¦ PG&E ¦ All | Com ¦ ENERGY STAR Conveyor Oven - Gas | PG&E ¦ All | PG&E | All | Gas | Efficient, Commercial Conveyor Oven, Large, > 25" | Efficient | 0 | Conventional | FoodServ | Com - Health | Com | ROB and NEW | 0 | 1000 sqft2 of floor space | Oven | 12 | None | 0 | 0 | 1971.6714 | SWFS008-01 | 12407.5 | 2017 | 0 | 0 | 2017 | 0 | 0 | SWFS008-01 | Gas Conveyor Ovens ¦ PG&E ¦ All | Gas Conveyor Ovens | 0.0012939 | 1 | 0.5 | CBSA 2019 and CA eTRM 2014 | -6390.4123 | 2012 | 0.6 | SWFS008
COM-FOODSERV-36.4 | Com ¦ ENERGY STAR Conveyor Oven - Gas ¦ PG&E ¦ All | Com ¦ ENERGY STAR Conveyor Oven - Gas | PG&E ¦ All | PG&E | All | Gas | Efficient, Commercial Conveyor Oven, Large, > 25" | Efficient | 0 | Conventional | FoodServ | Com - Lodging | Com | ROB and NEW | 0 | 1000 sqft2 of floor space | Oven | 12 | None | 0 | 0 | 1971.6714 | SWFS008-01 | 12407.5 | 2017 | 0 | 0 | 2017 | 0 | 0 | SWFS008-01 | Gas Conveyor Ovens ¦ PG&E ¦ All | Gas Conveyor Ovens | 0.00040177 | 1 | 0.5 | CBSA 2019 and CA eTRM 2014 | -14721.9594 | 2012 | 0.6 | SWFS008
COM-FOODSERV-36.5 | Com ¦ ENERGY STAR Conveyor Oven - Gas ¦ PG&E ¦ All | Com ¦ ENERGY STAR Conveyor Oven - Gas | PG&E ¦ All | PG&E | All | Gas | Efficient, Commercial Conveyor Oven, Large, > 25" | Efficient | 0 | Conventional | FoodServ | Com - Other | Com | ROB and NEW | 0 | 1000 sqft2 of floor space | Oven | 12 | None | 0 | 0 | 1971.6714 | SWFS008-01 | 12407.5 | 2017 | 0 | 0 | 2017 | 0 | 0 | SWFS008-01 | Gas Conveyor Ovens ¦ PG&E ¦ All | Gas Conveyor Ovens | 0.0028943 | 1 | 0.5 | CBSA 2019 and CA eTRM 2014 | -4830.7801 | 2012 | 0.6 | SWFS008
COM-FOODSERV-36.6 | Com ¦ ENERGY STAR Conveyor Oven - Gas ¦ PG&E ¦ All | Com ¦ ENERGY STAR Conveyor Oven - Gas | PG&E ¦ All | PG&E | All | Gas | Efficient, Commercial Conveyor Oven, Large, > 25" | Efficient | 0 | Conventional | FoodServ | Com - Restaurant | Com | ROB and NEW | 0 | 1000 sqft2 of floor space | Oven | 12 | None | 0 | 0 | 1971.6714 | SWFS008-01 | 12407.5 | 2017 | 0 | 0 | 2017 | 0 | 0 | SWFS008-01 | Gas Conveyor Ovens ¦ PG&E ¦ All | Gas Conveyor Ovens | 0.030391 | 1 | 0.5 | CBSA 2019 and CA eTRM 2014 | -528.1998 | 2012 | 0.6 | SWFS008
COM-FOODSERV-36.7 | Com ¦ ENERGY STAR Conveyor Oven - Gas ¦ PG&E ¦ All | Com ¦ ENERGY STAR Conveyor Oven - Gas | PG&E ¦ All | PG&E | All | Gas | Efficient, Commercial Conveyor Oven, Large, > 25" | Efficient | 0 | Conventional | FoodServ | Com - School | Com | ROB and NEW | 0 | 1000 sqft2 of floor space | Oven | 12 | None | 0 | 0 | 1971.6714 | SWFS008-01 | 12407.5 | 2017 | 0 | 0 | 2017 | 0 | 0 | SWFS008-01 | Gas Conveyor Ovens ¦ PG&E ¦ All | Gas Conveyor Ovens | 0.0014663 | 1 | 0.5 | CBSA 2019 and CA eTRM 2014 | -2589.922 | 2012 | 0.6 | SWFS008
COM-FOODSERV-36.8 | Com ¦ ENERGY STAR Conveyor Oven - Gas ¦ SCG ¦ All | Com ¦ ENERGY STAR Conveyor Oven - Gas | SCG ¦ All | SCG | All | Gas | Efficient, Commercial Conveyor Oven, Large, > 25" | Efficient | 0 | Conventional | FoodServ | Com - College | Com | ROB and NEW | 0 | 1000 sqft2 of floor space | Oven | 12 | None | 0 | 0 | 1971.6714 | SWFS008-01 | 12407.5 | 2017 | 0 | 0 | 2017 | 0 | 0 | SWFS008-01 | Gas Conveyor Ovens ¦ SCG ¦ All | Gas Conveyor Ovens | 0.00070616 | 1 | 0.5 | CBSA 2019 and CA eTRM 2014 | -1785.2295 | 2012 | 0.6 | SWFS008
COM-FOODSERV-36.9 | Com ¦ ENERGY STAR Conveyor Oven - Gas ¦ SCG ¦ All | Com ¦ ENERGY STAR Conveyor Oven - Gas | SCG ¦ All | SCG | All | Gas | Efficient, Commercial Conveyor Oven, Large, > 25" | Efficient | 0 | Conventional | FoodServ | Com - Grocery | Com | ROB and NEW | 0 | 1000 sqft2 of floor space | Oven | 12 | None | 0 | 0 | 1971.6714 | SWFS008-01 | 12407.5 | 2017 | 0 | 0 | 2017 | 0 | 0 | SWFS008-01 | Gas Conveyor Ovens ¦ SCG ¦ All | Gas Conveyor Ovens | 0.0050073 | 1 | 0.5 | CBSA 2019 and CA eTRM 2014 | -5420.9781 | 2012 | 0.6 | SWFS008
COM-FOODSERV-36.10 | Com ¦ ENERGY STAR Conveyor Oven - Gas ¦ SCG ¦ All | Com ¦ ENERGY STAR Conveyor Oven - Gas | SCG ¦ All | SCG | All | Gas | Efficient, Commercial Conveyor Oven, Large, > 25" | Efficient | 0 | Conventional | FoodServ | Com - Health | Com | ROB and NEW | 0 | 1000 sqft2 of floor space | Oven | 12 | None | 0 | 0 | 1971.6714 | SWFS008-01 | 12407.5 | 2017 | 0 | 0 | 2017 | 0 | 0 | SWFS008-01 | Gas Conveyor Ovens ¦ SCG ¦ All | Gas Conveyor Ovens | 0.0012939 | 1 | 0.5 | CBSA 2019 and CA eTRM 2014 | -6390.4123 | 2012 | 0.6 | SWFS008
COM-FOODSERV-36.11 | Com ¦ ENERGY STAR Conveyor Oven - Gas ¦ SCG ¦ All | Com ¦ ENERGY STAR Conveyor Oven - Gas | SCG ¦ All | SCG | All | Gas | Efficient, Commercial Conveyor Oven, Large, > 25" | Efficient | 0 | Conventional | FoodServ | Com - Lodging | Com | ROB and NEW | 0 | 1000 sqft2 of floor space | Oven | 12 | None | 0 | 0 | 1971.6714 | SWFS008-01 | 12407.5 | 2017 | 0 | 0 | 2017 | 0 | 0 | SWFS008-01 | Gas Conveyor Ovens ¦ SCG ¦ All | Gas Conveyor Ovens | 0.00040177 | 1 | 0.5 | CBSA 2019 and CA eTRM 2014 | -14721.9594 | 2012 | 0.6 | SWFS008
COM-FOODSERV-36.12 | Com ¦ ENERGY STAR Conveyor Oven - Gas ¦ SCG ¦ All | Com ¦ ENERGY STAR Conveyor Oven - Gas | SCG ¦ All | SCG | All | Gas | Efficient, Commercial Conveyor Oven, Large, > 25" | Efficient | 0 | Conventional | FoodServ | Com - Other | Com | ROB and NEW | 0 | 1000 sqft2 of floor space | Oven | 12 | None | 0 | 0 | 1971.6714 | SWFS008-01 | 12407.5 | 2017 | 0 | 0 | 2017 | 0 | 0 | SWFS008-01 | Gas Conveyor Ovens ¦ SCG ¦ All | Gas Conveyor Ovens | 0.0028943 | 1 | 0.5 | CBSA 2019 and CA eTRM 2014 | -4830.7801 | 2012 | 0.6 | SWFS008
COM-FOODSERV-36.13 | Com ¦ ENERGY STAR Conveyor Oven - Gas ¦ SCG ¦ All | Com ¦ ENERGY STAR Conveyor Oven - Gas | SCG ¦ All | SCG | All | Gas | Efficient, Commercial Conveyor Oven, Large, > 25" | Efficient | 0 | Conventional | FoodServ | Com - Restaurant | Com | ROB and NEW | 0 | 1000 sqft2 of floor space | Oven | 12 | None | 0 | 0 | 1971.6714 | SWFS008-01 | 12407.5 | 2017 | 0 | 0 | 2017 | 0 | 0 | SWFS008-01 | Gas Conveyor Ovens ¦ SCG ¦ All | Gas Conveyor Ovens | 0.030391 | 1 | 0.5 | CBSA 2019 and CA eTRM 2014 | -528.1998 | 2012 | 0.6 | SWFS008
COM-FOODSERV-36.14 | Com ¦ ENERGY STAR Conveyor Oven - Gas ¦ SCG ¦ All | Com ¦ ENERGY STAR Conveyor Oven - Gas | SCG ¦ All | SCG | All | Gas | Efficient, Commercial Conveyor Oven, Large, > 25" | Efficient | 0 | Conventional | FoodServ | Com - School | Com | ROB and NEW | 0 | 1000 sqft2 of floor space | Oven | 12 | None | 0 | 0 | 1971.6714 | SWFS008-01 | 12407.5 | 2017 | 0 | 0 | 2017 | 0 | 0 | SWFS008-01 | Gas Conveyor Ovens ¦ SCG ¦ All | Gas Conveyor Ovens | 0.0014663 | 1 | 0.5 | CBSA 2019 and CA eTRM 2014 | -2589.922 | 2012 | 0.6 | SWFS008
COM-FOODSERV-36.15 | Com ¦ ENERGY STAR Conveyor Oven - Gas ¦ SDG&E ¦ All | Com ¦ ENERGY STAR Conveyor Oven - Gas | SDG&E ¦ All | SDG&E | All | Gas | Efficient, Commercial Conveyor Oven, Large, > 25" | Efficient | 0 | Conventional | FoodServ | Com - College | Com | ROB and NEW | 0 | 1000 sqft2 of floor space | Oven | 12 | None | 0 | 0 | 1971.6714 | SWFS008-01 | 12407.5 | 2017 | 0 | 0 | 2017 | 0 | 0 | SWFS008-01 | Gas Conveyor Ovens ¦ SDG&E ¦ All | Gas Conveyor Ovens | 0.00070616 | 1 | 0.5 | CBSA 2019 and CA eTRM 2014 | -1785.2295 | 2012 | 0.6 | SWFS008
COM-FOODSERV-36.16 | Com ¦ ENERGY STAR Conveyor Oven - Gas ¦ SDG&E ¦ All | Com ¦ ENERGY STAR Conveyor Oven - Gas | SDG&E ¦ All | SDG&E | All | Gas | Efficient, Commercial Conveyor Oven, Large, > 25" | Efficient | 0 | Conventional | FoodServ | Com - Grocery | Com | ROB and NEW | 0 | 1000 sqft2 of floor space | Oven | 12 | None | 0 | 0 | 1971.6714 | SWFS008-01 | 12407.5 | 2017 | 0 | 0 | 2017 | 0 | 0 | SWFS008-01 | Gas Conveyor Ovens ¦ SDG&E ¦ All | Gas Conveyor Ovens | 0.0050073 | 1 | 0.5 | CBSA 2019 and CA eTRM 2014 | -5420.9781 | 2012 | 0.6 | SWFS008
COM-FOODSERV-36.17 | Com ¦ ENERGY STAR Conveyor Oven - Gas ¦ SDG&E ¦ All | Com ¦ ENERGY STAR Conveyor Oven - Gas | SDG&E ¦ All | SDG&E | All | Gas | Efficient, Commercial Conveyor Oven, Large, > 25" | Efficient | 0 | Conventional | FoodServ | Com - Health | Com | ROB and NEW | 0 | 1000 sqft2 of floor space | Oven | 12 | None | 0 | 0 | 1971.6714 | SWFS008-01 | 12407.5 | 2017 | 0 | 0 | 2017 | 0 | 0 | SWFS008-01 | Gas Conveyor Ovens ¦ SDG&E ¦ All | Gas Conveyor Ovens | 0.0012939 | 1 | 0.5 | CBSA 2019 and CA eTRM 2014 | -6390.4123 | 2012 | 0.6 | SWFS008
COM-FOODSERV-36.18 | Com ¦ ENERGY STAR Conveyor Oven - Gas ¦ SDG&E ¦ All | Com ¦ ENERGY STAR Conveyor Oven - Gas | SDG&E ¦ All | SDG&E | All | Gas | Efficient, Commercial Conveyor Oven, Large, > 25" | Efficient | 0 | Conventional | FoodServ | Com - Lodging | Com | ROB and NEW | 0 | 1000 sqft2 of floor space | Oven | 12 | None | 0 | 0 | 1971.6714 | SWFS008-01 | 12407.5 | 2017 | 0 | 0 | 2017 | 0 | 0 | SWFS008-01 | Gas Conveyor Ovens ¦ SDG&E ¦ All | Gas Conveyor Ovens | 0.00040177 | 1 | 0.5 | CBSA 2019 and CA eTRM 2014 | -14721.9594 | 2012 | 0.6 | SWFS008
COM-FOODSERV-36.19 | Com ¦ ENERGY STAR Conveyor Oven - Gas ¦ SDG&E ¦ All | Com ¦ ENERGY STAR Conveyor Oven - Gas | SDG&E ¦ All | SDG&E | All | Gas | Efficient, Commercial Conveyor Oven, Large, > 25" | Efficient | 0 | Conventional | FoodServ | Com - Other | Com | ROB and NEW | 0 | 1000 sqft2 of floor space | Oven | 12 | None | 0 | 0 | 1971.6714 | SWFS008-01 | 12407.5 | 2017 | 0 | 0 | 2017 | 0 | 0 | SWFS008-01 | Gas Conveyor Ovens ¦ SDG&E ¦ All | Gas Conveyor Ovens | 0.0028943 | 1 | 0.5 | CBSA 2019 and CA eTRM 2014 | -4830.7801 | 2012 | 0.6 | SWFS008
COM-FOODSERV-36.20 | Com ¦ ENERGY STAR Conveyor Oven - Gas ¦ SDG&E ¦ All | Com ¦ ENERGY STAR Conveyor Oven - Gas | SDG&E ¦ All | SDG&E | All | Gas | Efficient, Commercial Conveyor Oven, Large, > 25" | Efficient | 0 | Conventional | FoodServ | Com - Restaurant | Com | ROB and NEW | 0 | 1000 sqft2 of floor space | Oven | 12 | None | 0 | 0 | 1971.6714 | SWFS008-01 | 12407.5 | 2017 | 0 | 0 | 2017 | 0 | 0 | SWFS008-01 | Gas Conveyor Ovens ¦ SDG&E ¦ All | Gas Conveyor Ovens | 0.030391 | 1 | 0.5 | CBSA 2019 and CA eTRM 2014 | -528.1998 | 2012 | 0.6 | SWFS008
COM-FOODSERV-36.21 | Com ¦ ENERGY STAR Conveyor Oven - Gas ¦ SDG&E ¦ All | Com ¦ ENERGY STAR Conveyor Oven - Gas | SDG&E ¦ All | SDG&E | All | Gas | Efficient, Commercial Conveyor Oven, Large, > 25" | Efficient | 0 | Conventional | FoodServ | Com - School | Com | ROB and NEW | 0 | 1000 sqft2 of floor space | Oven | 12 | None | 0 | 0 | 1971.6714 | SWFS008-01 | 12407.5 | 2017 | 0 | 0 | 2017 | 0 | 0 | SWFS008-01 | Gas Conveyor Ovens ¦ SDG&E ¦ All | Gas Conveyor Ovens | 0.0014663 | 1 | 0.5 | CBSA 2019 and CA eTRM 2014 | -2589.922 | 2012 | 0.6 | SWFS008
COM-FOODSERV-40.1 | Com ¦ Standard Convection Oven - Electric ¦ PG&E ¦ All | Com ¦ Standard Convection Oven - Electric | PG&E ¦ All | PG&E | All | Electric | Standard, Commercial Convection Oven, Full, Electric | Average Existing and Code | 0 | Conventional | FoodServ | Com - College | Com | ROB and NEW | 0 | 1000 sqft2 of floor space | Oven | 12 | DEER:Indoor_Non-CFL_Ltg | 8308.98 | 3.1169 | 0 | eTRM | 4455 | 2017 | 0 | 0 | 2017 | 0 | 0 | SWFS001-02 | Electric Convection Ovens ¦ PG&E ¦ All | Electric Convection Ovens | 0.0088499 | 1 | 0.49 | CBSA 2014 | -443.0142 | 2012 | 0.6 | SWFS001-02
COM-FOODSERV-40.2 | Com ¦ Standard Convection Oven - Electric ¦ PG&E ¦ All | Com ¦ Standard Convection Oven - Electric | PG&E ¦ All | PG&E | All | Electric | Standard, Commercial Convection Oven, Full, Electric | Average Existing and Code | 0 | Conventional | FoodServ | Com - Grocery | Com | ROB and NEW | 0 | 1000 sqft2 of floor space | Oven | 12 | DEER:Indoor_Non-CFL_Ltg | 8308.98 | 3.1169 | 0 | eTRM | 4455 | 2017 | 0 | 0 | 2017 | 0 | 0 | SWFS001-02 | Electric Convection Ovens ¦ PG&E ¦ All | Electric Convection Ovens | 0.037167 | 1 | 0.49 | CBSA 2014 | -238.7938 | 2012 | 0.6 | SWFS001-02
COM-FOODSERV-40.3 | Com ¦ Standard Convection Oven - Electric ¦ PG&E ¦ All | Com ¦ Standard Convection Oven - Electric | PG&E ¦ All | PG&E | All | Electric | Standard, Commercial Convection Oven, Full, Electric | Average Existing and Code | 0 | Conventional | FoodServ | Com - Health | Com | ROB and NEW | 0 | 1000 sqft2 of floor space | Oven | 12 | DEER:Indoor_Non-CFL_Ltg | 8308.98 | 3.1169 | 0 | eTRM | 4455 | 2017 | 0 | 0 | 2017 | 0 | 0 | SWFS001-02 | Electric Convection Ovens ¦ PG&E ¦ All | Electric Convection Ovens | 0.012374 | 1 | 0.49 | CBSA 2014 | -169.0326 | 2012 | 0.6 | SWFS001-02
COM-FOODSERV-40.4 | Com ¦ Standard Convection Oven - Electric ¦ PG&E ¦ All | Com ¦ Standard Convection Oven - Electric | PG&E ¦ All | PG&E | All | Electric | Standard, Commercial Convection Oven, Full, Electric | Average Existing and Code | 0 | Conventional | FoodServ | Com - Lodging | Com | ROB and NEW | 0 | 1000 sqft2 of floor space | Oven | 12 | DEER:Indoor_Non-CFL_Ltg | 8308.98 | 3.1169 | 0 | eTRM | 4455 | 2017 | 0 | 0 | 2017 | 0 | 0 | SWFS001-02 | Electric Convection Ovens ¦ PG&E ¦ All | Electric Convection Ovens | 0.0083045 | 1 | 0.49 | CBSA 2014 | -447.7326 | 2012 | 0.6 | SWFS001-02
COM-FOODSERV-40.5 | Com ¦ Standard Convection Oven - Electric ¦ PG&E ¦ All | Com ¦ Standard Convection Oven - Electric | PG&E ¦ All | PG&E | All | Electric | Standard, Commercial Convection Oven, Full, Electric | Average Existing and Code | 0 | Conventional | FoodServ | Com - Other | Com | ROB and NEW | 0 | 1000 sqft2 of floor space | Oven | 12 | DEER:Indoor_Non-CFL_Ltg | 8308.98 | 3.1169 | 0 | eTRM | 4455 | 2017 | 0 | 0 | 2017 | 0 | 0 | SWFS001-02 | Electric Convection Ovens ¦ PG&E ¦ All | Electric Convection Ovens | 0.008016 | 1 | 0.49 | CBSA 2014 | -477.6264 | 2012 | 0.6 | SWFS001-02
COM-FOODSERV-40.6 | Com ¦ Standard Convection Oven - Electric ¦ PG&E ¦ All | Com ¦ Standard Convection Oven - Electric | PG&E ¦ All | PG&E | All | Electric | Standard, Commercial Convection Oven, Full, Electric | Average Existing and Code | 0 | Conventional | FoodServ | Com - Restaurant | Com | ROB and NEW | 0 | 1000 sqft2 of floor space | Oven | 12 | DEER:Indoor_Non-CFL_Ltg | 8308.98 | 3.1169 | 0 | eTRM | 4455 | 2017 | 0 | 0 | 2017 | 0 | 0 | SWFS001-02 | Electric Convection Ovens ¦ PG&E ¦ All | Electric Convection Ovens | 0.12158 | 1 | 0.49 | CBSA 2014 | -177.1156 | 2012 | 0.6 | SWFS001-02
COM-FOODSERV-40.7 | Com ¦ Standard Convection Oven - Electric ¦ PG&E ¦ All | Com ¦ Standard Convection Oven - Electric | PG&E ¦ All | PG&E | All | Electric | Standard, Commercial Convection Oven, Full, Electric | Average Existing and Code | 0 | Conventional | FoodServ | Com - School | Com | ROB and NEW | 0 | 1000 sqft2 of floor space | Oven | 12 | DEER:Indoor_Non-CFL_Ltg | 8308.98 | 3.1169 | 0 | eTRM | 4455 | 2017 | 0 | 0 | 2017 | 0 | 0 | SWFS001-02 | Electric Convection Ovens ¦ PG&E ¦ All | Electric Convection Ovens | 0.0088499 | 1 | 0.49 | CBSA 2014 | -715.9506 | 2012 | 0.6 | SWFS001-02
COM-FOODSERV-40.8 | Com ¦ Standard Convection Oven - Electric ¦ SCE ¦ All | Com ¦ Standard Convection Oven - Electric | SCE ¦ All | SCE | All | Electric | Standard, Commercial Convection Oven, Full, Electric | Average Existing and Code | 0 | Conventional | FoodServ | Com - College | Com | ROB and NEW | 0 | 1000 sqft2 of floor space | Oven | 12 | DEER:Indoor_Non-CFL_Ltg | 8308.98 | 3.1169 | 0 | eTRM | 4455 | 2017 | 0 | 0 | 2017 | 0 | 0 | SWFS001-02 | Electric Convection Ovens ¦ SCE ¦ All | Electric Convection Ovens | 0.0088499 | 1 | 0.49 | CBSA 2014 | -443.0142 | 2012 | 0.6 | SWFS001-02
COM-FOODSERV-40.9 | Com ¦ Standard Convection Oven - Electric ¦ SCE ¦ All | Com ¦ Standard Convection Oven - Electric | SCE ¦ All | SCE | All | Electric | Standard, Commercial Convection Oven, Full, Electric | Average Existing and Code | 0 | Conventional | FoodServ | Com - Grocery | Com | ROB and NEW | 0 | 1000 sqft2 of floor space | Oven | 12 | DEER:Indoor_Non-CFL_Ltg | 8308.98 | 3.1169 | 0 | eTRM | 4455 | 2017 | 0 | 0 | 2017 | 0 | 0 | SWFS001-02 | Electric Convection Ovens ¦ SCE ¦ All | Electric Convection Ovens | 0.037167 | 1 | 0.49 | CBSA 2014 | -238.7938 | 2012 | 0.6 | SWFS001-02
COM-FOODSERV-40.10 | Com ¦ Standard Convection Oven - Electric ¦ SCE ¦ All | Com ¦ Standard Convection Oven - Electric | SCE ¦ All | SCE | All | Electric | Standard, Commercial Convection Oven, Full, Electric | Average Existing and Code | 0 | Conventional | FoodServ | Com - Health | Com | ROB and NEW | 0 | 1000 sqft2 of floor space | Oven | 12 | DEER:Indoor_Non-CFL_Ltg | 8308.98 | 3.1169 | 0 | eTRM | 4455 | 2017 | 0 | 0 | 2017 | 0 | 0 | SWFS001-02 | Electric Convection Ovens ¦ SCE ¦ All | Electric Convection Ovens | 0.012374 | 1 | 0.49 | CBSA 2014 | -169.0326 | 2012 | 0.6 | SWFS001-02
COM-FOODSERV-40.11 | Com ¦ Standard Convection Oven - Electric ¦ SCE ¦ All | Com ¦ Standard Convection Oven - Electric | SCE ¦ All | SCE | All | Electric | Standard, Commercial Convection Oven, Full, Electric | Average Existing and Code | 0 | Conventional | FoodServ | Com - Lodging | Com | ROB and NEW | 0 | 1000 sqft2 of floor space | Oven | 12 | DEER:Indoor_Non-CFL_Ltg | 8308.98 | 3.1169 | 0 | eTRM | 4455 | 2017 | 0 | 0 | 2017 | 0 | 0 | SWFS001-02 | Electric Convection Ovens ¦ SCE ¦ All | Electric Convection Ovens | 0.0083045 | 1 | 0.49 | CBSA 2014 | -447.7326 | 2012 | 0.6 | SWFS001-02
COM-FOODSERV-40.12 | Com ¦ Standard Convection Oven - Electric ¦ SCE ¦ All | Com ¦ Standard Convection Oven - Electric | SCE ¦ All | SCE | All | Electric | Standard, Commercial Convection Oven, Full, Electric | Average Existing and Code | 0 | Conventional | FoodServ | Com - Other | Com | ROB and NEW | 0 | 1000 sqft2 of floor space | Oven | 12 | DEER:Indoor_Non-CFL_Ltg | 8308.98 | 3.1169 | 0 | eTRM | 4455 | 2017 | 0 | 0 | 2017 | 0 | 0 | SWFS001-02 | Electric Convection Ovens ¦ SCE ¦ All | Electric Convection Ovens | 0.008016 | 1 | 0.49 | CBSA 2014 | -477.6264 | 2012 | 0.6 | SWFS001-02
COM-FOODSERV-40.13 | Com ¦ Standard Convection Oven - Electric ¦ SCE ¦ All | Com ¦ Standard Convection Oven - Electric | SCE ¦ All | SCE | All | Electric | Standard, Commercial Convection Oven, Full, Electric | Average Existing and Code | 0 | Conventional | FoodServ | Com - Restaurant | Com | ROB and NEW | 0 | 1000 sqft2 of floor space | Oven | 12 | DEER:Indoor_Non-CFL_Ltg | 8308.98 | 3.1169 | 0 | eTRM | 4455 | 2017 | 0 | 0 | 2017 | 0 | 0 | SWFS001-02 | Electric Convection Ovens ¦ SCE ¦ All | Electric Convection Ovens | 0.12158 | 1 | 0.49 | CBSA 2014 | -177.1156 | 2012 | 0.6 | SWFS001-02
COM-FOODSERV-40.14 | Com ¦ Standard Convection Oven - Electric ¦ SCE ¦ All | Com ¦ Standard Convection Oven - Electric | SCE ¦ All | SCE | All | Electric | Standard, Commercial Convection Oven, Full, Electric | Average Existing and Code | 0 | Conventional | FoodServ | Com - School | Com | ROB and NEW | 0 | 1000 sqft2 of floor space | Oven | 12 | DEER:Indoor_Non-CFL_Ltg | 8308.98 | 3.1169 | 0 | eTRM | 4455 | 2017 | 0 | 0 | 2017 | 0 | 0 | SWFS001-02 | Electric Convection Ovens ¦ SCE ¦ All | Electric Convection Ovens | 0.0088499 | 1 | 0.49 | CBSA 2014 | -715.9506 | 2012 | 0.6 | SWFS001-02
COM-FOODSERV-40.15 | Com ¦ Standard Convection Oven - Electric ¦ SDG&E ¦ All | Com ¦ Standard Convection Oven - Electric | SDG&E ¦ All | SDG&E | All | Electric | Standard, Commercial Convection Oven, Full, Electric | Average Existing and Code | 0 | Conventional | FoodServ | Com - College | Com | ROB and NEW | 0 | 1000 sqft2 of floor space | Oven | 12 | DEER:Indoor_Non-CFL_Ltg | 8308.98 | 3.1169 | 0 | eTRM | 4455 | 2017 | 0 | 0 | 2017 | 0 | 0 | SWFS001-02 | Electric Convection Ovens ¦ SDG&E ¦ All | Electric Convection Ovens | 0.0088499 | 1 | 0.49 | CBSA 2014 | -443.0142 | 2012 | 0.6 | SWFS001-02
COM-FOODSERV-40.16 | Com ¦ Standard Convection Oven - Electric ¦ SDG&E ¦ All | Com ¦ Standard Convection Oven - Electric | SDG&E ¦ All | SDG&E | All | Electric | Standard, Commercial Convection Oven, Full, Electric | Average Existing and Code | 0 | Conventional | FoodServ | Com - Grocery | Com | ROB and NEW | 0 | 1000 sqft2 of floor space | Oven | 12 | DEER:Indoor_Non-CFL_Ltg | 8308.98 | 3.1169 | 0 | eTRM | 4455 | 2017 | 0 | 0 | 2017 | 0 | 0 | SWFS001-02 | Electric Convection Ovens ¦ SDG&E ¦ All | Electric Convection Ovens | 0.037167 | 1 | 0.49 | CBSA 2014 | -238.7938 | 2012 | 0.6 | SWFS001-02
COM-FOODSERV-40.17 | Com ¦ Standard Convection Oven - Electric ¦ SDG&E ¦ All | Com ¦ Standard Convection Oven - Electric | SDG&E ¦ All | SDG&E | All | Electric | Standard, Commercial Convection Oven, Full, Electric | Average Existing and Code | 0 | Conventional | FoodServ | Com - Health | Com | ROB and NEW | 0 | 1000 sqft2 of floor space | Oven | 12 | DEER:Indoor_Non-CFL_Ltg | 8308.98 | 3.1169 | 0 | eTRM | 4455 | 2017 | 0 | 0 | 2017 | 0 | 0 | SWFS001-02 | Electric Convection Ovens ¦ SDG&E ¦ All | Electric Convection Ovens | 0.012374 | 1 | 0.49 | CBSA 2014 | -169.0326 | 2012 | 0.6 | SWFS001-02
COM-FOODSERV-40.18 | Com ¦ Standard Convection Oven - Electric ¦ SDG&E ¦ All | Com ¦ Standard Convection Oven - Electric | SDG&E ¦ All | SDG&E | All | Electric | Standard, Commercial Convection Oven, Full, Electric | Average Existing and Code | 0 | Conventional | FoodServ | Com - Lodging | Com | ROB and NEW | 0 | 1000 sqft2 of floor space | Oven | 12 | DEER:Indoor_Non-CFL_Ltg | 8308.98 | 3.1169 | 0 | eTRM | 4455 | 2017 | 0 | 0 | 2017 | 0 | 0 | SWFS001-02 | Electric Convection Ovens ¦ SDG&E ¦ All | Electric Convection Ovens | 0.0083045 | 1 | 0.49 | CBSA 2014 | -447.7326 | 2012 | 0.6 | SWFS001-02
COM-FOODSERV-40.19 | Com ¦ Standard Convection Oven - Electric ¦ SDG&E ¦ All | Com ¦ Standard Convection Oven - Electric | SDG&E ¦ All | SDG&E | All | Electric | Standard, Commercial Convection Oven, Full, Electric | Average Existing and Code | 0 | Conventional | FoodServ | Com - Other | Com | ROB and NEW | 0 | 1000 sqft2 of floor space | Oven | 12 | DEER:Indoor_Non-CFL_Ltg | 8308.98 | 3.1169 | 0 | eTRM | 4455 | 2017 | 0 | 0 | 2017 | 0 | 0 | SWFS001-02 | Electric Convection Ovens ¦ SDG&E ¦ All | Electric Convection Ovens | 0.008016 | 1 | 0.49 | CBSA 2014 | -477.6264 | 2012 | 0.6 | SWFS001-02
COM-FOODSERV-40.20 | Com ¦ Standard Convection Oven - Electric ¦ SDG&E ¦ All | Com ¦ Standard Convection Oven - Electric | SDG&E ¦ All | SDG&E | All | Electric | Standard, Commercial Convection Oven, Full, Electric | Average Existing and Code | 0 | Conventional | FoodServ | Com - Restaurant | Com | ROB and NEW | 0 | 1000 sqft2 of floor space | Oven | 12 | DEER:Indoor_Non-CFL_Ltg | 8308.98 | 3.1169 | 0 | eTRM | 4455 | 2017 | 0 | 0 | 2017 | 0 | 0 | SWFS001-02 | Electric Convection Ovens ¦ SDG&E ¦ All | Electric Convection Ovens | 0.12158 | 1 | 0.49 | CBSA 2014 | -177.1156 | 2012 | 0.6 | SWFS001-02
COM-FOODSERV-40.21 | Com ¦ Standard Convection Oven - Electric ¦ SDG&E ¦ All | Com ¦ Standard Convection Oven - Electric | SDG&E ¦ All | SDG&E | All | Electric | Standard, Commercial Convection Oven, Full, Electric | Average Existing and Code | 0 | Conventional | FoodServ | Com - School | Com | ROB and NEW | 0 | 1000 sqft2 of floor space | Oven | 12 | DEER:Indoor_Non-CFL_Ltg | 8308.98 | 3.1169 | 0 | eTRM | 4455 | 2017 | 0 | 0 | 2017 | 0 | 0 | SWFS001-02 | Electric Convection Ovens ¦ SDG&E ¦ All | Electric Convection Ovens | 0.0088499 | 1 | 0.49 | CBSA 2014 | -715.9506 | 2012 | 0.6 | SWFS001-02
COM-FOODSERV-41.1 | Com ¦ ENERGY STAR Convection Oven - Electric ¦ PG&E ¦ All | Com ¦ ENERGY STAR Convection Oven - Electric | PG&E ¦ All | PG&E | All | Electric | Efficient, Commercial Convection Oven, Full, Electric | Efficient | 0 | Conventional | FoodServ | Com - College | Com | ROB and NEW | 0 | 1000 sqft2 of floor space | Oven | 12 | DEER:Indoor_Non-CFL_Ltg | 6630.4 | 2.4873 | 0 | eTRM | 5646 | 2017 | 0 | 0 | 2017 | 0 | 0 | SWFS001-02 | Electric Convection Ovens ¦ PG&E ¦ All | Electric Convection Ovens | 0.0088499 | 1 | 0.51 | CBSA 2014 | -353.5165 | 2012 | 0.6 | SWFS001-02
COM-FOODSERV-41.2 | Com ¦ ENERGY STAR Convection Oven - Electric ¦ PG&E ¦ All | Com ¦ ENERGY STAR Convection Oven - Electric | PG&E ¦ All | PG&E | All | Electric | Efficient, Commercial Convection Oven, Full, Electric | Efficient | 0 | Conventional | FoodServ | Com - Grocery | Com | ROB and NEW | 0 | 1000 sqft2 of floor space | Oven | 12 | DEER:Indoor_Non-CFL_Ltg | 6630.4 | 2.4873 | 0 | eTRM | 5646 | 2017 | 0 | 0 | 2017 | 0 | 0 | SWFS001-02 | Electric Convection Ovens ¦ PG&E ¦ All | Electric Convection Ovens | 0.037167 | 1 | 0.51 | CBSA 2014 | -190.5527 | 2012 | 0.6 | SWFS001-02
COM-FOODSERV-41.3 | Com ¦ ENERGY STAR Convection Oven - Electric ¦ PG&E ¦ All | Com ¦ ENERGY STAR Convection Oven - Electric | PG&E ¦ All | PG&E | All | Electric | Efficient, Commercial Convection Oven, Full, Electric | Efficient | 0 | Conventional | FoodServ | Com - Health | Com | ROB and NEW | 0 | 1000 sqft2 of floor space | Oven | 12 | DEER:Indoor_Non-CFL_Ltg | 6630.4 | 2.4873 | 0 | eTRM | 5646 | 2017 | 0 | 0 | 2017 | 0 | 0 | SWFS001-02 | Electric Convection Ovens ¦ PG&E ¦ All | Electric Convection Ovens | 0.012374 | 1 | 0.51 | CBSA 2014 | -134.8846 | 2012 | 0.6 | SWFS001-02
COM-FOODSERV-41.4 | Com ¦ ENERGY STAR Convection Oven - Electric ¦ PG&E ¦ All | Com ¦ ENERGY STAR Convection Oven - Electric | PG&E ¦ All | PG&E | All | Electric | Efficient, Commercial Convection Oven, Full, Electric | Efficient | 0 | Conventional | FoodServ | Com - Lodging | Com | ROB and NEW | 0 | 1000 sqft2 of floor space | Oven | 12 | DEER:Indoor_Non-CFL_Ltg | 6630.4 | 2.4873 | 0 | eTRM | 5646 | 2017 | 0 | 0 | 2017 | 0 | 0 | SWFS001-02 | Electric Convection Ovens ¦ PG&E ¦ All | Electric Convection Ovens | 0.0083045 | 1 | 0.51 | CBSA 2014 | -357.2817 | 2012 | 0.6 | SWFS001-02
COM-FOODSERV-41.5 | Com ¦ ENERGY STAR Convection Oven - Electric ¦ PG&E ¦ All | Com ¦ ENERGY STAR Convection Oven - Electric | PG&E ¦ All | PG&E | All | Electric | Efficient, Commercial Convection Oven, Full, Electric | Efficient | 0 | Conventional | FoodServ | Com - Other | Com | ROB and NEW | 0 | 1000 sqft2 of floor space | Oven | 12 | DEER:Indoor_Non-CFL_Ltg | 6630.4 | 2.4873 | 0 | eTRM | 5646 | 2017 | 0 | 0 | 2017 | 0 | 0 | SWFS001-02 | Electric Convection Ovens ¦ PG&E ¦ All | Electric Convection Ovens | 0.008016 | 1 | 0.51 | CBSA 2014 | -381.1363 | 2012 | 0.6 | SWFS001-02
COM-FOODSERV-41.6 | Com ¦ ENERGY STAR Convection Oven - Electric ¦ PG&E ¦ All | Com ¦ ENERGY STAR Convection Oven - Electric | PG&E ¦ All | PG&E | All | Electric | Efficient, Commercial Convection Oven, Full, Electric | Efficient | 0 | Conventional | FoodServ | Com - Restaurant | Com | ROB and NEW | 0 | 1000 sqft2 of floor space | Oven | 12 | DEER:Indoor_Non-CFL_Ltg | 6630.4 | 2.4873 | 0 | eTRM | 5646 | 2017 | 0 | 0 | 2017 | 0 | 0 | SWFS001-02 | Electric Convection Ovens ¦ PG&E ¦ All | Electric Convection Ovens | 0.12158 | 1 | 0.51 | CBSA 2014 | -141.3347 | 2012 | 0.6 | SWFS001-02
COM-FOODSERV-41.7 | Com ¦ ENERGY STAR Convection Oven - Electric ¦ PG&E ¦ All | Com ¦ ENERGY STAR Convection Oven - Electric | PG&E ¦ All | PG&E | All | Electric | Efficient, Commercial Convection Oven, Full, Electric | Efficient | 0 | Conventional | FoodServ | Com - School | Com | ROB and NEW | 0 | 1000 sqft2 of floor space | Oven | 12 | DEER:Indoor_Non-CFL_Ltg | 6630.4 | 2.4873 | 0 | eTRM | 5646 | 2017 | 0 | 0 | 2017 | 0 | 0 | SWFS001-02 | Electric Convection Ovens ¦ PG&E ¦ All | Electric Convection Ovens | 0.0088499 | 1 | 0.51 | CBSA 2014 | -571.3142 | 2012 | 0.6 | SWFS001-02
COM-FOODSERV-41.8 | Com ¦ ENERGY STAR Convection Oven - Electric ¦ SCE ¦ All | Com ¦ ENERGY STAR Convection Oven - Electric | SCE ¦ All | SCE | All | Electric | Efficient, Commercial Convection Oven, Full, Electric | Efficient | 0 | Conventional | FoodServ | Com - College | Com | ROB and NEW | 0 | 1000 sqft2 of floor space | Oven | 12 | DEER:Indoor_Non-CFL_Ltg | 6630.4 | 2.4873 | 0 | eTRM | 5646 | 2017 | 0 | 0 | 2017 | 0 | 0 | SWFS001-02 | Electric Convection Ovens ¦ SCE ¦ All | Electric Convection Ovens | 0.0088499 | 1 | 0.51 | CBSA 2014 | -353.5165 | 2012 | 0.6 | SWFS001-02
COM-FOODSERV-41.9 | Com ¦ ENERGY STAR Convection Oven - Electric ¦ SCE ¦ All | Com ¦ ENERGY STAR Convection Oven - Electric | SCE ¦ All | SCE | All | Electric | Efficient, Commercial Convection Oven, Full, Electric | Efficient | 0 | Conventional | FoodServ | Com - Grocery | Com | ROB and NEW | 0 | 1000 sqft2 of floor space | Oven | 12 | DEER:Indoor_Non-CFL_Ltg | 6630.4 | 2.4873 | 0 | eTRM | 5646 | 2017 | 0 | 0 | 2017 | 0 | 0 | SWFS001-02 | Electric Convection Ovens ¦ SCE ¦ All | Electric Convection Ovens | 0.037167 | 1 | 0.51 | CBSA 2014 | -190.5527 | 2012 | 0.6 | SWFS001-02
COM-FOODSERV-41.10 | Com ¦ ENERGY STAR Convection Oven - Electric ¦ SCE ¦ All | Com ¦ ENERGY STAR Convection Oven - Electric | SCE ¦ All | SCE | All | Electric | Efficient, Commercial Convection Oven, Full, Electric | Efficient | 0 | Conventional | FoodServ | Com - Health | Com | ROB and NEW | 0 | 1000 sqft2 of floor space | Oven | 12 | DEER:Indoor_Non-CFL_Ltg | 6630.4 | 2.4873 | 0 | eTRM | 5646 | 2017 | 0 | 0 | 2017 | 0 | 0 | SWFS001-02 | Electric Convection Ovens ¦ SCE ¦ All | Electric Convection Ovens | 0.012374 | 1 | 0.51 | CBSA 2014 | -134.8846 | 2012 | 0.6 | SWFS001-02
COM-FOODSERV-41.11 | Com ¦ ENERGY STAR Convection Oven - Electric ¦ SCE ¦ All | Com ¦ ENERGY STAR Convection Oven - Electric | SCE ¦ All | SCE | All | Electric | Efficient, Commercial Convection Oven, Full, Electric | Efficient | 0 | Conventional | FoodServ | Com - Lodging | Com | ROB and NEW | 0 | 1000 sqft2 of floor space | Oven | 12 | DEER:Indoor_Non-CFL_Ltg | 6630.4 | 2.4873 | 0 | eTRM | 5646 | 2017 | 0 | 0 | 2017 | 0 | 0 | SWFS001-02 | Electric Convection Ovens ¦ SCE ¦ All | Electric Convection Ovens | 0.0083045 | 1 | 0.51 | CBSA 2014 | -357.2817 | 2012 | 0.6 | SWFS001-02
COM-FOODSERV-41.12 | Com ¦ ENERGY STAR Convection Oven - Electric ¦ SCE ¦ All | Com ¦ ENERGY STAR Convection Oven - Electric | SCE ¦ All | SCE | All | Electric | Efficient, Commercial Convection Oven, Full, Electric | Efficient | 0 | Conventional | FoodServ | Com - Other | Com | ROB and NEW | 0 | 1000 sqft2 of floor space | Oven | 12 | DEER:Indoor_Non-CFL_Ltg | 6630.4 | 2.4873 | 0 | eTRM | 5646 | 2017 | 0 | 0 | 2017 | 0 | 0 | SWFS001-02 | Electric Convection Ovens ¦ SCE ¦ All | Electric Convection Ovens | 0.008016 | 1 | 0.51 | CBSA 2014 | -381.1363 | 2012 | 0.6 | SWFS001-02
COM-FOODSERV-41.13 | Com ¦ ENERGY STAR Convection Oven - Electric ¦ SCE ¦ All | Com ¦ ENERGY STAR Convection Oven - Electric | SCE ¦ All | SCE | All | Electric | Efficient, Commercial Convection Oven, Full, Electric | Efficient | 0 | Conventional | FoodServ | Com - Restaurant | Com | ROB and NEW | 0 | 1000 sqft2 of floor space | Oven | 12 | DEER:Indoor_Non-CFL_Ltg | 6630.4 | 2.4873 | 0 | eTRM | 5646 | 2017 | 0 | 0 | 2017 | 0 | 0 | SWFS001-02 | Electric Convection Ovens ¦ SCE ¦ All | Electric Convection Ovens | 0.12158 | 1 | 0.51 | CBSA 2014 | -141.3347 | 2012 | 0.6 | SWFS001-02
COM-FOODSERV-41.14 | Com ¦ ENERGY STAR Convection Oven - Electric ¦ SCE ¦ All | Com ¦ ENERGY STAR Convection Oven - Electric | SCE ¦ All | SCE | All | Electric | Efficient, Commercial Convection Oven, Full, Electric | Efficient | 0 | Conventional | FoodServ | Com - School | Com | ROB and NEW | 0 | 1000 sqft2 of floor space | Oven | 12 | DEER:Indoor_Non-CFL_Ltg | 6630.4 | 2.4873 | 0 | eTRM | 5646 | 2017 | 0 | 0 | 2017 | 0 | 0 | SWFS001-02 | Electric Convection Ovens ¦ SCE ¦ All | Electric Convection Ovens | 0.0088499 | 1 | 0.51 | CBSA 2014 | -571.3142 | 2012 | 0.6 | SWFS001-02
COM-FOODSERV-41.15 | Com ¦ ENERGY STAR Convection Oven - Electric ¦ SDG&E ¦ All | Com ¦ ENERGY STAR Convection Oven - Electric | SDG&E ¦ All | SDG&E | All | Electric | Efficient, Commercial Convection Oven, Full, Electric | Efficient | 0 | Conventional | FoodServ | Com - College | Com | ROB and NEW | 0 | 1000 sqft2 of floor space | Oven | 12 | DEER:Indoor_Non-CFL_Ltg | 6630.4 | 2.4873 | 0 | eTRM | 5646 | 2017 | 0 | 0 | 2017 | 0 | 0 | SWFS001-02 | Electric Convection Ovens ¦ SDG&E ¦ All | Electric Convection Ovens | 0.0088499 | 1 | 0.51 | CBSA 2014 | -353.5165 | 2012 | 0.6 | SWFS001-02
COM-FOODSERV-41.16 | Com ¦ ENERGY STAR Convection Oven - Electric ¦ SDG&E ¦ All | Com ¦ ENERGY STAR Convection Oven - Electric | SDG&E ¦ All | SDG&E | All | Electric | Efficient, Commercial Convection Oven, Full, Electric | Efficient | 0 | Conventional | FoodServ | Com - Grocery | Com | ROB and NEW | 0 | 1000 sqft2 of floor space | Oven | 12 | DEER:Indoor_Non-CFL_Ltg | 6630.4 | 2.4873 | 0 | eTRM | 5646 | 2017 | 0 | 0 | 2017 | 0 | 0 | SWFS001-02 | Electric Convection Ovens ¦ SDG&E ¦ All | Electric Convection Ovens | 0.037167 | 1 | 0.51 | CBSA 2014 | -190.5527 | 2012 | 0.6 | SWFS001-02
COM-FOODSERV-41.17 | Com ¦ ENERGY STAR Convection Oven - Electric ¦ SDG&E ¦ All | Com ¦ ENERGY STAR Convection Oven - Electric | SDG&E ¦ All | SDG&E | All | Electric | Efficient, Commercial Convection Oven, Full, Electric | Efficient | 0 | Conventional | FoodServ | Com - Health | Com | ROB and NEW | 0 | 1000 sqft2 of floor space | Oven | 12 | DEER:Indoor_Non-CFL_Ltg | 6630.4 | 2.4873 | 0 | eTRM | 5646 | 2017 | 0 | 0 | 2017 | 0 | 0 | SWFS001-02 | Electric Convection Ovens ¦ SDG&E ¦ All | Electric Convection Ovens | 0.012374 | 1 | 0.51 | CBSA 2014 | -134.8846 | 2012 | 0.6 | SWFS001-02
COM-FOODSERV-41.18 | Com ¦ ENERGY STAR Convection Oven - Electric ¦ SDG&E ¦ All | Com ¦ ENERGY STAR Convection Oven - Electric | SDG&E ¦ All | SDG&E | All | Electric | Efficient, Commercial Convection Oven, Full, Electric | Efficient | 0 | Conventional | FoodServ | Com - Lodging | Com | ROB and NEW | 0 | 1000 sqft2 of floor space | Oven | 12 | DEER:Indoor_Non-CFL_Ltg | 6630.4 | 2.4873 | 0 | eTRM | 5646 | 2017 | 0 | 0 | 2017 | 0 | 0 | SWFS001-02 | Electric Convection Ovens ¦ SDG&E ¦ All | Electric Convection Ovens | 0.0083045 | 1 | 0.51 | CBSA 2014 | -357.2817 | 2012 | 0.6 | SWFS001-02
COM-FOODSERV-41.19 | Com ¦ ENERGY STAR Convection Oven - Electric ¦ SDG&E ¦ All | Com ¦ ENERGY STAR Convection Oven - Electric | SDG&E ¦ All | SDG&E | All | Electric | Efficient, Commercial Convection Oven, Full, Electric | Efficient | 0 | Conventional | FoodServ | Com - Other | Com | ROB and NEW | 0 | 1000 sqft2 of floor space | Oven | 12 | DEER:Indoor_Non-CFL_Ltg | 6630.4 | 2.4873 | 0 | eTRM | 5646 | 2017 | 0 | 0 | 2017 | 0 | 0 | SWFS001-02 | Electric Convection Ovens ¦ SDG&E ¦ All | Electric Convection Ovens | 0.008016 | 1 | 0.51 | CBSA 2014 | -381.1363 | 2012 | 0.6 | SWFS001-02
COM-FOODSERV-41.20 | Com ¦ ENERGY STAR Convection Oven - Electric ¦ SDG&E ¦ All | Com ¦ ENERGY STAR Convection Oven - Electric | SDG&E ¦ All | SDG&E | All | Electric | Efficient, Commercial Convection Oven, Full, Electric | Efficient | 0 | Conventional | FoodServ | Com - Restaurant | Com | ROB and NEW | 0 | 1000 sqft2 of floor space | Oven | 12 | DEER:Indoor_Non-CFL_Ltg | 6630.4 | 2.4873 | 0 | eTRM | 5646 | 2017 | 0 | 0 | 2017 | 0 | 0 | SWFS001-02 | Electric Convection Ovens ¦ SDG&E ¦ All | Electric Convection Ovens | 0.12158 | 1 | 0.51 | CBSA 2014 | -141.3347 | 2012 | 0.6 | SWFS001-02
COM-FOODSERV-41.21 | Com ¦ ENERGY STAR Convection Oven - Electric ¦ SDG&E ¦ All | Com ¦ ENERGY STAR Convection Oven - Electric | SDG&E ¦ All | SDG&E | All | Electric | Efficient, Commercial Convection Oven, Full, Electric | Efficient | 0 | Conventional | FoodServ | Com - School | Com | ROB and NEW | 0 | 1000 sqft2 of floor space | Oven | 12 | DEER:Indoor_Non-CFL_Ltg | 6630.4 | 2.4873 | 0 | eTRM | 5646 | 2017 | 0 | 0 | 2017 | 0 | 0 | SWFS001-02 | Electric Convection Ovens ¦ SDG&E ¦ All | Electric Convection Ovens | 0.0088499 | 1 | 0.51 | CBSA 2014 | -571.3142 | 2012 | 0.6 | SWFS001-02
COM-FOODSERV-50.1 | Com ¦ Standard Rack Oven - Gas ¦ PG&E ¦ All | Com ¦ Standard Rack Oven - Gas | PG&E ¦ All | PG&E | All | Gas | Standard, Commercial Rack Oven | Average Existing and Code | 0 | Conventional | FoodServ | Com - College | Com | ROB and NEW | 0 | 1000 sqft2 of floor space | Oven | 12 | None | 0 | 0 | 2687.6757 | SWFS014-02 | 11164.875 | 2017 | 0 | 0 | 2017 | 0 | 0 | SWFS014-02 | Gas Rack Ovens ¦ PG&E ¦ All | Gas Rack Ovens | 0.00026312 | 1 | 0.65 | CBSA 2019 and CA eTRM 2014 | -2433.5281 | 2012 | 0.6 | SWFS014-02
COM-FOODSERV-50.2 | Com ¦ Standard Rack Oven - Gas ¦ PG&E ¦ All | Com ¦ Standard Rack Oven - Gas | PG&E ¦ All | PG&E | All | Gas | Standard, Commercial Rack Oven | Average Existing and Code | 0 | Conventional | FoodServ | Com - Grocery | Com | ROB and NEW | 0 | 1000 sqft2 of floor space | Oven | 12 | None | 0 | 0 | 2687.6757 | SWFS014-02 | 11164.875 | 2017 | 0 | 0 | 2017 | 0 | 0 | SWFS014-02 | Gas Rack Ovens ¦ PG&E ¦ All | Gas Rack Ovens | 0.0018658 | 1 | 0.65 | CBSA 2019 and CA eTRM 2014 | -7389.5837 | 2012 | 0.6 | SWFS014-02
COM-FOODSERV-50.3 | Com ¦ Standard Rack Oven - Gas ¦ PG&E ¦ All | Com ¦ Standard Rack Oven - Gas | PG&E ¦ All | PG&E | All | Gas | Standard, Commercial Rack Oven | Average Existing and Code | 0 | Conventional | FoodServ | Com - Health | Com | ROB and NEW | 0 | 1000 sqft2 of floor space | Oven | 12 | None | 0 | 0 | 2687.6757 | SWFS014-02 | 11164.875 | 2017 | 0 | 0 | 2017 | 0 | 0 | SWFS014-02 | Gas Rack Ovens ¦ PG&E ¦ All | Gas Rack Ovens | 0.00048214 | 1 | 0.65 | CBSA 2019 and CA eTRM 2014 | -8711.064 | 2012 | 0.6 | SWFS014-02
COM-FOODSERV-50.4 | Com ¦ Standard Rack Oven - Gas ¦ PG&E ¦ All | Com ¦ Standard Rack Oven - Gas | PG&E ¦ All | PG&E | All | Gas | Standard, Commercial Rack Oven | Average Existing and Code | 0 | Conventional | FoodServ | Com - Lodging | Com | ROB and NEW | 0 | 1000 sqft2 of floor space | Oven | 12 | None | 0 | 0 | 2687.6757 | SWFS014-02 | 11164.875 | 2017 | 0 | 0 | 2017 | 0 | 0 | SWFS014-02 | Gas Rack Ovens ¦ PG&E ¦ All | Gas Rack Ovens | 0.0001497 | 1 | 0.65 | CBSA 2019 and CA eTRM 2014 | -20068.1776 | 2012 | 0.6 | SWFS014-02
COM-FOODSERV-50.5 | Com ¦ Standard Rack Oven - Gas ¦ PG&E ¦ All | Com ¦ Standard Rack Oven - Gas | PG&E ¦ All | PG&E | All | Gas | Standard, Commercial Rack Oven | Average Existing and Code | 0 | Conventional | FoodServ | Com - Other | Com | ROB and NEW | 0 | 1000 sqft2 of floor space | Oven | 12 | None | 0 | 0 | 2687.6757 | SWFS014-02 | 11164.875 | 2017 | 0 | 0 | 2017 | 0 | 0 | SWFS014-02 | Gas Rack Ovens ¦ PG&E ¦ All | Gas Rack Ovens | 0.0010784 | 1 | 0.65 | CBSA 2019 and CA eTRM 2014 | -6585.0578 | 2012 | 0.6 | SWFS014-02
COM-FOODSERV-50.6 | Com ¦ Standard Rack Oven - Gas ¦ PG&E ¦ All | Com ¦ Standard Rack Oven - Gas | PG&E ¦ All | PG&E | All | Gas | Standard, Commercial Rack Oven | Average Existing and Code | 0 | Conventional | FoodServ | Com - Restaurant | Com | ROB and NEW | 0 | 1000 sqft2 of floor space | Oven | 12 | None | 0 | 0 | 2687.6757 | SWFS014-02 | 11164.875 | 2017 | 0 | 0 | 2017 | 0 | 0 | SWFS014-02 | Gas Rack Ovens ¦ PG&E ¦ All | Gas Rack Ovens | 0.011324 | 1 | 0.65 | CBSA 2019 and CA eTRM 2014 | -720.0134 | 2012 | 0.6 | SWFS014-02
COM-FOODSERV-50.7 | Com ¦ Standard Rack Oven - Gas ¦ PG&E ¦ All | Com ¦ Standard Rack Oven - Gas | PG&E ¦ All | PG&E | All | Gas | Standard, Commercial Rack Oven | Average Existing and Code | 0 | Conventional | FoodServ | Com - School | Com | ROB and NEW | 0 | 1000 sqft2 of floor space | Oven | 12 | None | 0 | 0 | 2687.6757 | SWFS014-02 | 11164.875 | 2017 | 0 | 0 | 2017 | 0 | 0 | SWFS014-02 | Gas Rack Ovens ¦ PG&E ¦ All | Gas Rack Ovens | 0.00054636 | 1 | 0.65 | CBSA 2019 and CA eTRM 2014 | -3530.4414 | 2012 | 0.6 | SWFS014-02
COM-FOODSERV-50.8 | Com ¦ Standard Rack Oven - Gas ¦ SCG ¦ All | Com ¦ Standard Rack Oven - Gas | SCG ¦ All | SCG | All | Gas | Standard, Commercial Rack Oven | Average Existing and Code | 0 | Conventional | FoodServ | Com - College | Com | ROB and NEW | 0 | 1000 sqft2 of floor space | Oven | 12 | None | 0 | 0 | 2687.6757 | SWFS014-02 | 11164.875 | 2017 | 0 | 0 | 2017 | 0 | 0 | SWFS014-02 | Gas Rack Ovens ¦ SCG ¦ All | Gas Rack Ovens | 0.00026312 | 1 | 0.65 | CBSA 2019 and CA eTRM 2014 | -2433.5281 | 2012 | 0.6 | SWFS014-02
COM-FOODSERV-50.9 | Com ¦ Standard Rack Oven - Gas ¦ SCG ¦ All | Com ¦ Standard Rack Oven - Gas | SCG ¦ All | SCG | All | Gas | Standard, Commercial Rack Oven | Average Existing and Code | 0 | Conventional | FoodServ | Com - Grocery | Com | ROB and NEW | 0 | 1000 sqft2 of floor space | Oven | 12 | None | 0 | 0 | 2687.6757 | SWFS014-02 | 11164.875 | 2017 | 0 | 0 | 2017 | 0 | 0 | SWFS014-02 | Gas Rack Ovens ¦ SCG ¦ All | Gas Rack Ovens | 0.0018658 | 1 | 0.65 | CBSA 2019 and CA eTRM 2014 | -7389.5837 | 2012 | 0.6 | SWFS014-02
COM-FOODSERV-50.10 | Com ¦ Standard Rack Oven - Gas ¦ SCG ¦ All | Com ¦ Standard Rack Oven - Gas | SCG ¦ All | SCG | All | Gas | Standard, Commercial Rack Oven | Average Existing and Code | 0 | Conventional | FoodServ | Com - Health | Com | ROB and NEW | 0 | 1000 sqft2 of floor space | Oven | 12 | None | 0 | 0 | 2687.6757 | SWFS014-02 | 11164.875 | 2017 | 0 | 0 | 2017 | 0 | 0 | SWFS014-02 | Gas Rack Ovens ¦ SCG ¦ All | Gas Rack Ovens | 0.00048214 | 1 | 0.65 | CBSA 2019 and CA eTRM 2014 | -8711.064 | 2012 | 0.6 | SWFS014-02
COM-FOODSERV-50.11 | Com ¦ Standard Rack Oven - Gas ¦ SCG ¦ All | Com ¦ Standard Rack Oven - Gas | SCG ¦ All | SCG | All | Gas | Standard, Commercial Rack Oven | Average Existing and Code | 0 | Conventional | FoodServ | Com - Lodging | Com | ROB and NEW | 0 | 1000 sqft2 of floor space | Oven | 12 | None | 0 | 0 | 2687.6757 | SWFS014-02 | 11164.875 | 2017 | 0 | 0 | 2017 | 0 | 0 | SWFS014-02 | Gas Rack Ovens ¦ SCG ¦ All | Gas Rack Ovens | 0.0001497 | 1 | 0.65 | CBSA 2019 and CA eTRM 2014 | -20068.1776 | 2012 | 0.6 | SWFS014-02
COM-FOODSERV-50.12 | Com ¦ Standard Rack Oven - Gas ¦ SCG ¦ All | Com ¦ Standard Rack Oven - Gas | SCG ¦ All | SCG | All | Gas | Standard, Commercial Rack Oven | Average Existing and Code | 0 | Conventional | FoodServ | Com - Other | Com | ROB and NEW | 0 | 1000 sqft2 of floor space | Oven | 12 | None | 0 | 0 | 2687.6757 | SWFS014-02 | 11164.875 | 2017 | 0 | 0 | 2017 | 0 | 0 | SWFS014-02 | Gas Rack Ovens ¦ SCG ¦ All | Gas Rack Ovens | 0.0010784 | 1 | 0.65 | CBSA 2019 and CA eTRM 2014 | -6585.0578 | 2012 | 0.6 | SWFS014-02
COM-FOODSERV-50.13 | Com ¦ Standard Rack Oven - Gas ¦ SCG ¦ All | Com ¦ Standard Rack Oven - Gas | SCG ¦ All | SCG | All | Gas | Standard, Commercial Rack Oven | Average Existing and Code | 0 | Conventional | FoodServ | Com - Restaurant | Com | ROB and NEW | 0 | 1000 sqft2 of floor space | Oven | 12 | None | 0 | 0 | 2687.6757 | SWFS014-02 | 11164.875 | 2017 | 0 | 0 | 2017 | 0 | 0 | SWFS014-02 | Gas Rack Ovens ¦ SCG ¦ All | Gas Rack Ovens | 0.011324 | 1 | 0.65 | CBSA 2019 and CA eTRM 2014 | -720.0134 | 2012 | 0.6 | SWFS014-02
COM-FOODSERV-50.14 | Com ¦ Standard Rack Oven - Gas ¦ SCG ¦ All | Com ¦ Standard Rack Oven - Gas | SCG ¦ All | SCG | All | Gas | Standard, Commercial Rack Oven | Average Existing and Code | 0 | Conventional | FoodServ | Com - School | Com | ROB and NEW | 0 | 1000 sqft2 of floor space | Oven | 12 | None | 0 | 0 | 2687.6757 | SWFS014-02 | 11164.875 | 2017 | 0 | 0 | 2017 | 0 | 0 | SWFS014-02 | Gas Rack Ovens ¦ SCG ¦ All | Gas Rack Ovens | 0.00054636 | 1 | 0.65 | CBSA 2019 and CA eTRM 2014 | -3530.4414 | 2012 | 0.6 | SWFS014-02
COM-FOODSERV-50.15 | Com ¦ Standard Rack Oven - Gas ¦ SDG&E ¦ All | Com ¦ Standard Rack Oven - Gas | SDG&E ¦ All | SDG&E | All | Gas | Standard, Commercial Rack Oven | Average Existing and Code | 0 | Conventional | FoodServ | Com - College | Com | ROB and NEW | 0 | 1000 sqft2 of floor space | Oven | 12 | None | 0 | 0 | 2687.6757 | SWFS014-02 | 11164.875 | 2017 | 0 | 0 | 2017 | 0 | 0 | SWFS014-02 | Gas Rack Ovens ¦ SDG&E ¦ All | Gas Rack Ovens | 0.00026312 | 1 | 0.65 | CBSA 2019 and CA eTRM 2014 | -2433.5281 | 2012 | 0.6 | SWFS014-02
COM-FOODSERV-50.16 | Com ¦ Standard Rack Oven - Gas ¦ SDG&E ¦ All | Com ¦ Standard Rack Oven - Gas | SDG&E ¦ All | SDG&E | All | Gas | Standard, Commercial Rack Oven | Average Existing and Code | 0 | Conventional | FoodServ | Com - Grocery | Com | ROB and NEW | 0 | 1000 sqft2 of floor space | Oven | 12 | None | 0 | 0 | 2687.6757 | SWFS014-02 | 11164.875 | 2017 | 0 | 0 | 2017 | 0 | 0 | SWFS014-02 | Gas Rack Ovens ¦ SDG&E ¦ All | Gas Rack Ovens | 0.0018658 | 1 | 0.65 | CBSA 2019 and CA eTRM 2014 | -7389.5837 | 2012 | 0.6 | SWFS014-02
COM-FOODSERV-50.17 | Com ¦ Standard Rack Oven - Gas ¦ SDG&E ¦ All | Com ¦ Standard Rack Oven - Gas | SDG&E ¦ All | SDG&E | All | Gas | Standard, Commercial Rack Oven | Average Existing and Code | 0 | Conventional | FoodServ | Com - Health | Com | ROB and NEW | 0 | 1000 sqft2 of floor space | Oven | 12 | None | 0 | 0 | 2687.6757 | SWFS014-02 | 11164.875 | 2017 | 0 | 0 | 2017 | 0 | 0 | SWFS014-02 | Gas Rack Ovens ¦ SDG&E ¦ All | Gas Rack Ovens | 0.00048214 | 1 | 0.65 | CBSA 2019 and CA eTRM 2014 | -8711.064 | 2012 | 0.6 | SWFS014-02
COM-FOODSERV-50.18 | Com ¦ Standard Rack Oven - Gas ¦ SDG&E ¦ All | Com ¦ Standard Rack Oven - Gas | SDG&E ¦ All | SDG&E | All | Gas | Standard, Commercial Rack Oven | Average Existing and Code | 0 | Conventional | FoodServ | Com - Lodging | Com | ROB and NEW | 0 | 1000 sqft2 of floor space | Oven | 12 | None | 0 | 0 | 2687.6757 | SWFS014-02 | 11164.875 | 2017 | 0 | 0 | 2017 | 0 | 0 | SWFS014-02 | Gas Rack Ovens ¦ SDG&E ¦ All | Gas Rack Ovens | 0.0001497 | 1 | 0.65 | CBSA 2019 and CA eTRM 2014 | -20068.1776 | 2012 | 0.6 | SWFS014-02
COM-FOODSERV-50.19 | Com ¦ Standard Rack Oven - Gas ¦ SDG&E ¦ All | Com ¦ Standard Rack Oven - Gas | SDG&E ¦ All | SDG&E | All | Gas | Standard, Commercial Rack Oven | Average Existing and Code | 0 | Conventional | FoodServ | Com - Other | Com | ROB and NEW | 0 | 1000 sqft2 of floor space | Oven | 12 | None | 0 | 0 | 2687.6757 | SWFS014-02 | 11164.875 | 2017 | 0 | 0 | 2017 | 0 | 0 | SWFS014-02 | Gas Rack Ovens ¦ SDG&E ¦ All | Gas Rack Ovens | 0.0010784 | 1 | 0.65 | CBSA 2019 and CA eTRM 2014 | -6585.0578 | 2012 | 0.6 | SWFS014-02
COM-FOODSERV-50.20 | Com ¦ Standard Rack Oven - Gas ¦ SDG&E ¦ All | Com ¦ Standard Rack Oven - Gas | SDG&E ¦ All | SDG&E | All | Gas | Standard, Commercial Rack Oven | Average Existing and Code | 0 | Conventional | FoodServ | Com - Restaurant | Com | ROB and NEW | 0 | 1000 sqft2 of floor space | Oven | 12 | None | 0 | 0 | 2687.6757 | SWFS014-02 | 11164.875 | 2017 | 0 | 0 | 2017 | 0 | 0 | SWFS014-02 | Gas Rack Ovens ¦ SDG&E ¦ All | Gas Rack Ovens | 0.011324 | 1 | 0.65 | CBSA 2019 and CA eTRM 2014 | -720.0134 | 2012 | 0.6 | SWFS014-02
COM-FOODSERV-50.21 | Com ¦ Standard Rack Oven - Gas ¦ SDG&E ¦ All | Com ¦ Standard Rack Oven - Gas | SDG&E ¦ All | SDG&E | All | Gas | Standard, Commercial Rack Oven | Average Existing and Code | 0 | Conventional | FoodServ | Com - School | Com | ROB and NEW | 0 | 1000 sqft2 of floor space | Oven | 12 | None | 0 | 0 | 2687.6757 | SWFS014-02 | 11164.875 | 2017 | 0 | 0 | 2017 | 0 | 0 | SWFS014-02 | Gas Rack Ovens ¦ SDG&E ¦ All | Gas Rack Ovens | 0.00054636 | 1 | 0.65 | CBSA 2019 and CA eTRM 2014 | -3530.4414 | 2012 | 0.6 | SWFS014-02
COM-FOODSERV-51.1 | Com ¦ ENERGY STAR Rack Oven - Gas ¦ PG&E ¦ All | Com ¦ ENERGY STAR Rack Oven - Gas | PG&E ¦ All | PG&E | All | Gas | Efficient, Commercial Rack Oven | Efficient | 0 | Conventional | FoodServ | Com - College | Com | ROB and NEW | 0 | 1000 sqft2 of floor space | Oven | 12 | None | 0 | 0 | 2214.4075 | SWFS014-02 | 15284.02 | 2017 | 0 | 0 | 2017 | 0 | 0 | SWFS014-02 | Gas Rack Ovens ¦ PG&E ¦ All | Gas Rack Ovens | 0.00026312 | 1 | 0.35 | CBSA 2019 and CA eTRM 2014 | -2005.0124 | 2012 | 0.6 | SWFS014-02
COM-FOODSERV-51.2 | Com ¦ ENERGY STAR Rack Oven - Gas ¦ PG&E ¦ All | Com ¦ ENERGY STAR Rack Oven - Gas | PG&E ¦ All | PG&E | All | Gas | Efficient, Commercial Rack Oven | Efficient | 0 | Conventional | FoodServ | Com - Grocery | Com | ROB and NEW | 0 | 1000 sqft2 of floor space | Oven | 12 | None | 0 | 0 | 2214.4075 | SWFS014-02 | 15284.02 | 2017 | 0 | 0 | 2017 | 0 | 0 | SWFS014-02 | Gas Rack Ovens ¦ PG&E ¦ All | Gas Rack Ovens | 0.0018658 | 1 | 0.35 | CBSA 2019 and CA eTRM 2014 | -6088.3648 | 2012 | 0.6 | SWFS014-02
COM-FOODSERV-51.3 | Com ¦ ENERGY STAR Rack Oven - Gas ¦ PG&E ¦ All | Com ¦ ENERGY STAR Rack Oven - Gas | PG&E ¦ All | PG&E | All | Gas | Efficient, Commercial Rack Oven | Efficient | 0 | Conventional | FoodServ | Com - Health | Com | ROB and NEW | 0 | 1000 sqft2 of floor space | Oven | 12 | None | 0 | 0 | 2214.4075 | SWFS014-02 | 15284.02 | 2017 | 0 | 0 | 2017 | 0 | 0 | SWFS014-02 | Gas Rack Ovens ¦ PG&E ¦ All | Gas Rack Ovens | 0.00048214 | 1 | 0.35 | CBSA 2019 and CA eTRM 2014 | -7177.148 | 2012 | 0.6 | SWFS014-02
COM-FOODSERV-51.4 | Com ¦ ENERGY STAR Rack Oven - Gas ¦ PG&E ¦ All | Com ¦ ENERGY STAR Rack Oven - Gas | PG&E ¦ All | PG&E | All | Gas | Efficient, Commercial Rack Oven | Efficient | 0 | Conventional | FoodServ | Com - Lodging | Com | ROB and NEW | 0 | 1000 sqft2 of floor space | Oven | 12 | None | 0 | 0 | 2214.4075 | SWFS014-02 | 15284.02 | 2017 | 0 | 0 | 2017 | 0 | 0 | SWFS014-02 | Gas Rack Ovens ¦ PG&E ¦ All | Gas Rack Ovens | 0.0001497 | 1 | 0.35 | CBSA 2019 and CA eTRM 2014 | -16534.4074 | 2012 | 0.6 | SWFS014-02
COM-FOODSERV-51.5 | Com ¦ ENERGY STAR Rack Oven - Gas ¦ PG&E ¦ All | Com ¦ ENERGY STAR Rack Oven - Gas | PG&E ¦ All | PG&E | All | Gas | Efficient, Commercial Rack Oven | Efficient | 0 | Conventional | FoodServ | Com - Other | Com | ROB and NEW | 0 | 1000 sqft2 of floor space | Oven | 12 | None | 0 | 0 | 2214.4075 | SWFS014-02 | 15284.02 | 2017 | 0 | 0 | 2017 | 0 | 0 | SWFS014-02 | Gas Rack Ovens ¦ PG&E ¦ All | Gas Rack Ovens | 0.0010784 | 1 | 0.35 | CBSA 2019 and CA eTRM 2014 | -5425.5065 | 2012 | 0.6 | SWFS014-02
COM-FOODSERV-51.6 | Com ¦ ENERGY STAR Rack Oven - Gas ¦ PG&E ¦ All | Com ¦ ENERGY STAR Rack Oven - Gas | PG&E ¦ All | PG&E | All | Gas | Efficient, Commercial Rack Oven | Efficient | 0 | Conventional | FoodServ | Com - Restaurant | Com | ROB and NEW | 0 | 1000 sqft2 of floor space | Oven | 12 | None | 0 | 0 | 2214.4075 | SWFS014-02 | 15284.02 | 2017 | 0 | 0 | 2017 | 0 | 0 | SWFS014-02 | Gas Rack Ovens ¦ PG&E ¦ All | Gas Rack Ovens | 0.011324 | 1 | 0.35 | CBSA 2019 and CA eTRM 2014 | -593.2275 | 2012 | 0.6 | SWFS014-02
COM-FOODSERV-51.7 | Com ¦ ENERGY STAR Rack Oven - Gas ¦ PG&E ¦ All | Com ¦ ENERGY STAR Rack Oven - Gas | PG&E ¦ All | PG&E | All | Gas | Efficient, Commercial Rack Oven | Efficient | 0 | Conventional | FoodServ | Com - School | Com | ROB and NEW | 0 | 1000 sqft2 of floor space | Oven | 12 | None | 0 | 0 | 2214.4075 | SWFS014-02 | 15284.02 | 2017 | 0 | 0 | 2017 | 0 | 0 | SWFS014-02 | Gas Rack Ovens ¦ PG&E ¦ All | Gas Rack Ovens | 0.00054636 | 1 | 0.35 | CBSA 2019 and CA eTRM 2014 | -2908.7722 | 2012 | 0.6 | SWFS014-02
COM-FOODSERV-51.8 | Com ¦ ENERGY STAR Rack Oven - Gas ¦ SCG ¦ All | Com ¦ ENERGY STAR Rack Oven - Gas | SCG ¦ All | SCG | All | Gas | Efficient, Commercial Rack Oven | Efficient | 0 | Conventional | FoodServ | Com - College | Com | ROB and NEW | 0 | 1000 sqft2 of floor space | Oven | 12 | None | 0 | 0 | 2214.4075 | SWFS014-02 | 15284.02 | 2017 | 0 | 0 | 2017 | 0 | 0 | SWFS014-02 | Gas Rack Ovens ¦ SCG ¦ All | Gas Rack Ovens | 0.00026312 | 1 | 0.35 | CBSA 2019 and CA eTRM 2014 | -2005.0124 | 2012 | 0.6 | SWFS014-02
COM-FOODSERV-51.9 | Com ¦ ENERGY STAR Rack Oven - Gas ¦ SCG ¦ All | Com ¦ ENERGY STAR Rack Oven - Gas | SCG ¦ All | SCG | All | Gas | Efficient, Commercial Rack Oven | Efficient | 0 | Conventional | FoodServ | Com - Grocery | Com | ROB and NEW | 0 | 1000 sqft2 of floor space | Oven | 12 | None | 0 | 0 | 2214.4075 | SWFS014-02 | 15284.02 | 2017 | 0 | 0 | 2017 | 0 | 0 | SWFS014-02 | Gas Rack Ovens ¦ SCG ¦ All | Gas Rack Ovens | 0.0018658 | 1 | 0.35 | CBSA 2019 and CA eTRM 2014 | -6088.3648 | 2012 | 0.6 | SWFS014-02
COM-FOODSERV-51.10 | Com ¦ ENERGY STAR Rack Oven - Gas ¦ SCG ¦ All | Com ¦ ENERGY STAR Rack Oven - Gas | SCG ¦ All | SCG | All | Gas | Efficient, Commercial Rack Oven | Efficient | 0 | Conventional | FoodServ | Com - Health | Com | ROB and NEW | 0 | 1000 sqft2 of floor space | Oven | 12 | None | 0 | 0 | 2214.4075 | SWFS014-02 | 15284.02 | 2017 | 0 | 0 | 2017 | 0 | 0 | SWFS014-02 | Gas Rack Ovens ¦ SCG ¦ All | Gas Rack Ovens | 0.00048214 | 1 | 0.35 | CBSA 2019 and CA eTRM 2014 | -7177.148 | 2012 | 0.6 | SWFS014-02
COM-FOODSERV-51.11 | Com ¦ ENERGY STAR Rack Oven - Gas ¦ SCG ¦ All | Com ¦ ENERGY STAR Rack Oven - Gas | SCG ¦ All | SCG | All | Gas | Efficient, Commercial Rack Oven | Efficient | 0 | Conventional | FoodServ | Com - Lodging | Com | ROB and NEW | 0 | 1000 sqft2 of floor space | Oven | 12 | None | 0 | 0 | 2214.4075 | SWFS014-02 | 15284.02 | 2017 | 0 | 0 | 2017 | 0 | 0 | SWFS014-02 | Gas Rack Ovens ¦ SCG ¦ All | Gas Rack Ovens | 0.0001497 | 1 | 0.35 | CBSA 2019 and CA eTRM 2014 | -16534.4074 | 2012 | 0.6 | SWFS014-02
COM-FOODSERV-51.12 | Com ¦ ENERGY STAR Rack Oven - Gas ¦ SCG ¦ All | Com ¦ ENERGY STAR Rack Oven - Gas | SCG ¦ All | SCG | All | Gas | Efficient, Commercial Rack Oven | Efficient | 0 | Conventional | FoodServ | Com - Other | Com | ROB and NEW | 0 | 1000 sqft2 of floor space | Oven | 12 | None | 0 | 0 | 2214.4075 | SWFS014-02 | 15284.02 | 2017 | 0 | 0 | 2017 | 0 | 0 | SWFS014-02 | Gas Rack Ovens ¦ SCG ¦ All | Gas Rack Ovens | 0.0010784 | 1 | 0.35 | CBSA 2019 and CA eTRM 2014 | -5425.5065 | 2012 | 0.6 | SWFS014-02
COM-FOODSERV-51.13 | Com ¦ ENERGY STAR Rack Oven - Gas ¦ SCG ¦ All | Com ¦ ENERGY STAR Rack Oven - Gas | SCG ¦ All | SCG | All | Gas | Efficient, Commercial Rack Oven | Efficient | 0 | Conventional | FoodServ | Com - Restaurant | Com | ROB and NEW | 0 | 1000 sqft2 of floor space | Oven | 12 | None | 0 | 0 | 2214.4075 | SWFS014-02 | 15284.02 | 2017 | 0 | 0 | 2017 | 0 | 0 | SWFS014-02 | Gas Rack Ovens ¦ SCG ¦ All | Gas Rack Ovens | 0.011324 | 1 | 0.35 | CBSA 2019 and CA eTRM 2014 | -593.2275 | 2012 | 0.6 | SWFS014-02
COM-FOODSERV-51.14 | Com ¦ ENERGY STAR Rack Oven - Gas ¦ SCG ¦ All | Com ¦ ENERGY STAR Rack Oven - Gas | SCG ¦ All | SCG | All | Gas | Efficient, Commercial Rack Oven | Efficient | 0 | Conventional | FoodServ | Com - School | Com | ROB and NEW | 0 | 1000 sqft2 of floor space | Oven | 12 | None | 0 | 0 | 2214.4075 | SWFS014-02 | 15284.02 | 2017 | 0 | 0 | 2017 | 0 | 0 | SWFS014-02 | Gas Rack Ovens ¦ SCG ¦ All | Gas Rack Ovens | 0.00054636 | 1 | 0.35 | CBSA 2019 and CA eTRM 2014 | -2908.7722 | 2012 | 0.6 | SWFS014-02
COM-FOODSERV-51.15 | Com ¦ ENERGY STAR Rack Oven - Gas ¦ SDG&E ¦ All | Com ¦ ENERGY STAR Rack Oven - Gas | SDG&E ¦ All | SDG&E | All | Gas | Efficient, Commercial Rack Oven | Efficient | 0 | Conventional | FoodServ | Com - College | Com | ROB and NEW | 0 | 1000 sqft2 of floor space | Oven | 12 | None | 0 | 0 | 2214.4075 | SWFS014-02 | 15284.02 | 2017 | 0 | 0 | 2017 | 0 | 0 | SWFS014-02 | Gas Rack Ovens ¦ SDG&E ¦ All | Gas Rack Ovens | 0.00026312 | 1 | 0.35 | CBSA 2019 and CA eTRM 2014 | -2005.0124 | 2012 | 0.6 | SWFS014-02
COM-FOODSERV-51.16 | Com ¦ ENERGY STAR Rack Oven - Gas ¦ SDG&E ¦ All | Com ¦ ENERGY STAR Rack Oven - Gas | SDG&E ¦ All | SDG&E | All | Gas | Efficient, Commercial Rack Oven | Efficient | 0 | Conventional | FoodServ | Com - Grocery | Com | ROB and NEW | 0 | 1000 sqft2 of floor space | Oven | 12 | None | 0 | 0 | 2214.4075 | SWFS014-02 | 15284.02 | 2017 | 0 | 0 | 2017 | 0 | 0 | SWFS014-02 | Gas Rack Ovens ¦ SDG&E ¦ All | Gas Rack Ovens | 0.0018658 | 1 | 0.35 | CBSA 2019 and CA eTRM 2014 | -6088.3648 | 2012 | 0.6 | SWFS014-02
COM-FOODSERV-51.17 | Com ¦ ENERGY STAR Rack Oven - Gas ¦ SDG&E ¦ All | Com ¦ ENERGY STAR Rack Oven - Gas | SDG&E ¦ All | SDG&E | All | Gas | Efficient, Commercial Rack Oven | Efficient | 0 | Conventional | FoodServ | Com - Health | Com | ROB and NEW | 0 | 1000 sqft2 of floor space | Oven | 12 | None | 0 | 0 | 2214.4075 | SWFS014-02 | 15284.02 | 2017 | 0 | 0 | 2017 | 0 | 0 | SWFS014-02 | Gas Rack Ovens ¦ SDG&E ¦ All | Gas Rack Ovens | 0.00048214 | 1 | 0.35 | CBSA 2019 and CA eTRM 2014 | -7177.148 | 2012 | 0.6 | SWFS014-02
COM-FOODSERV-51.18 | Com ¦ ENERGY STAR Rack Oven - Gas ¦ SDG&E ¦ All | Com ¦ ENERGY STAR Rack Oven - Gas | SDG&E ¦ All | SDG&E | All | Gas | Efficient, Commercial Rack Oven | Efficient | 0 | Conventional | FoodServ | Com - Lodging | Com | ROB and NEW | 0 | 1000 sqft2 of floor space | Oven | 12 | None | 0 | 0 | 2214.4075 | SWFS014-02 | 15284.02 | 2017 | 0 | 0 | 2017 | 0 | 0 | SWFS014-02 | Gas Rack Ovens ¦ SDG&E ¦ All | Gas Rack Ovens | 0.0001497 | 1 | 0.35 | CBSA 2019 and CA eTRM 2014 | -16534.4074 | 2012 | 0.6 | SWFS014-02
COM-FOODSERV-51.19 | Com ¦ ENERGY STAR Rack Oven - Gas ¦ SDG&E ¦ All | Com ¦ ENERGY STAR Rack Oven - Gas | SDG&E ¦ All | SDG&E | All | Gas | Efficient, Commercial Rack Oven | Efficient | 0 | Conventional | FoodServ | Com - Other | Com | ROB and NEW | 0 | 1000 sqft2 of floor space | Oven | 12 | None | 0 | 0 | 2214.4075 | SWFS014-02 | 15284.02 | 2017 | 0 | 0 | 2017 | 0 | 0 | SWFS014-02 | Gas Rack Ovens ¦ SDG&E ¦ All | Gas Rack Ovens | 0.0010784 | 1 | 0.35 | CBSA 2019 and CA eTRM 2014 | -5425.5065 | 2012 | 0.6 | SWFS014-02
COM-FOODSERV-51.20 | Com ¦ ENERGY STAR Rack Oven - Gas ¦ SDG&E ¦ All | Com ¦ ENERGY STAR Rack Oven - Gas | SDG&E ¦ All | SDG&E | All | Gas | Efficient, Commercial Rack Oven | Efficient | 0 | Conventional | FoodServ | Com - Restaurant | Com | ROB and NEW | 0 | 1000 sqft2 of floor space | Oven | 12 | None | 0 | 0 | 2214.4075 | SWFS014-02 | 15284.02 | 2017 | 0 | 0 | 2017 | 0 | 0 | SWFS014-02 | Gas Rack Ovens ¦ SDG&E ¦ All | Gas Rack Ovens | 0.011324 | 1 | 0.35 | CBSA 2019 and CA eTRM 2014 | -593.2275 | 2012 | 0.6 | SWFS014-02
COM-FOODSERV-51.21 | Com ¦ ENERGY STAR Rack Oven - Gas ¦ SDG&E ¦ All | Com ¦ ENERGY STAR Rack Oven - Gas | SDG&E ¦ All | SDG&E | All | Gas | Efficient, Commercial Rack Oven | Efficient | 0 | Conventional | FoodServ | Com - School | Com | ROB and NEW | 0 | 1000 sqft2 of floor space | Oven | 12 | None | 0 | 0 | 2214.4075 | SWFS014-02 | 15284.02 | 2017 | 0 | 0 | 2017 | 0 | 0 | SWFS014-02 | Gas Rack Ovens ¦ SDG&E ¦ All | Gas Rack Ovens | 0.00054636 | 1 | 0.35 | CBSA 2019 and CA eTRM 2014 | -2908.7722 | 2012 | 0.6 | SWFS014-02
COM-FOODSERV-60.1 | Com ¦ Standard Commercial Kitchen Exhaust Hood ¦ PG&E ¦ All | Com ¦ Standard Commercial Kitchen Exhaust Hood | PG&E ¦ All | PG&E | All | Electric & Gas | Standard, Exhaust Hood Ventilation | Average Existing and Code | 0 | Conventional | FoodServ | Com - College | Com | NEW Only | 0 | 1000 sqft2 of floor space | Horsepower | 15 | DEER:HVAC_Split-Package_AC | 0 | 0 | 0 | eTRM | 5338 | 2017 | 0 | 813 | 2017 | 0 | 0 | SWFS012-01 | DCV Exhaust Hood ¦ PG&E ¦ All | DCV Exhaust Hood | 0.01756 | 1 | 0.87233 | CBSA 2014 | 0 | 2012 | 0.6 | SWFS012-01
COM-FOODSERV-60.2 | Com ¦ Standard Commercial Kitchen Exhaust Hood ¦ PG&E ¦ All | Com ¦ Standard Commercial Kitchen Exhaust Hood | PG&E ¦ All | PG&E | All | Electric & Gas | Standard, Exhaust Hood Ventilation | Average Existing and Code | 0 | Conventional | FoodServ | Com - Grocery | Com | NEW Only | 0 | 1000 sqft2 of floor space | Horsepower | 15 | DEER:HVAC_Split-Package_AC | 0 | 0 | 0 | eTRM | 5338 | 2017 | 0 | 813 | 2017 | 0 | 0 | SWFS012-01 | DCV Exhaust Hood ¦ PG&E ¦ All | DCV Exhaust Hood | 0.056145 | 1 | 0.87233 | CBSA 2014 | 0 | 2012 | 0.6 | SWFS012-01
COM-FOODSERV-60.3 | Com ¦ Standard Commercial Kitchen Exhaust Hood ¦ PG&E ¦ All | Com ¦ Standard Commercial Kitchen Exhaust Hood | PG&E ¦ All | PG&E | All | Electric & Gas | Standard, Exhaust Hood Ventilation | Average Existing and Code | 0 | Conventional | FoodServ | Com - Health | Com | NEW Only | 0 | 1000 sqft2 of floor space | Horsepower | 15 | DEER:HVAC_Split-Package_AC | 0 | 0 | 0 | eTRM | 5338 | 2017 | 0 | 813 | 2017 | 0 | 0 | SWFS012-01 | DCV Exhaust Hood ¦ PG&E ¦ All | DCV Exhaust Hood | 0.03724 | 1 | 0.87233 | CBSA 2014 | 0 | 2012 | 0.6 | SWFS012-01
COM-FOODSERV-60.4 | Com ¦ Standard Commercial Kitchen Exhaust Hood ¦ PG&E ¦ All | Com ¦ Standard Commercial Kitchen Exhaust Hood | PG&E ¦ All | PG&E | All | Electric & Gas | Standard, Exhaust Hood Ventilation | Average Existing and Code | 0 | Conventional | FoodServ | Com - Lodging | Com | NEW Only | 0 | 1000 sqft2 of floor space | Horsepower | 15 | DEER:HVAC_Split-Package_AC | 0 | 0 | 0 | eTRM | 5338 | 2017 | 0 | 813 | 2017 | 0 | 0 | SWFS012-01 | DCV Exhaust Hood ¦ PG&E ¦ All | DCV Exhaust Hood | 0.024295 | 1 | 0.87233 | CBSA 2014 | 0 | 2012 | 0.6 | SWFS012-01
COM-FOODSERV-60.5 | Com ¦ Standard Commercial Kitchen Exhaust Hood ¦ PG&E ¦ All | Com ¦ Standard Commercial Kitchen Exhaust Hood | PG&E ¦ All | PG&E | All | Electric & Gas | Standard, Exhaust Hood Ventilation | Average Existing and Code | 0 | Conventional | FoodServ | Com - Other | Com | NEW Only | 0 | 1000 sqft2 of floor space | Horsepower | 15 | DEER:HVAC_Split-Package_AC | 0 | 0 | 0 | eTRM | 5338 | 2017 | 0 | 813 | 2017 | 0 | 0 | SWFS012-01 | DCV Exhaust Hood ¦ PG&E ¦ All | DCV Exhaust Hood | 0.010428 | 1 | 0.87233 | CBSA 2014 | 0 | 2012 | 0.6 | SWFS012-01
COM-FOODSERV-60.6 | Com ¦ Standard Commercial Kitchen Exhaust Hood ¦ PG&E ¦ All | Com ¦ Standard Commercial Kitchen Exhaust Hood | PG&E ¦ All | PG&E | All | Electric & Gas | Standard, Exhaust Hood Ventilation | Average Existing and Code | 0 | Conventional | FoodServ | Com - Restaurant | Com | NEW Only | 0 | 1000 sqft2 of floor space | Horsepower | 15 | DEER:HVAC_Split-Package_AC | 0 | 0 | 0 | eTRM | 5338 | 2017 | 0 | 813 | 2017 | 0 | 0 | SWFS012-01 | DCV Exhaust Hood ¦ PG&E ¦ All | DCV Exhaust Hood | 0.32069 | 1 | 0.75 | CBSA 2014 | 0 | 2012 | 0.6 | SWFS012-01
COM-FOODSERV-60.7 | Com ¦ Standard Commercial Kitchen Exhaust Hood ¦ PG&E ¦ All | Com ¦ Standard Commercial Kitchen Exhaust Hood | PG&E ¦ All | PG&E | All | Electric & Gas | Standard, Exhaust Hood Ventilation | Average Existing and Code | 0 | Conventional | FoodServ | Com - School | Com | NEW Only | 0 | 1000 sqft2 of floor space | Horsepower | 15 | DEER:HVAC_Split-Package_AC | 0 | 0 | 0 | eTRM | 5338 | 2017 | 0 | 813 | 2017 | 0 | 0 | SWFS012-01 | DCV Exhaust Hood ¦ PG&E ¦ All | DCV Exhaust Hood | 0.01756 | 1 | 0.87233 | CBSA 2014 | 0 | 2012 | 0.6 | SWFS012-01
COM-FOODSERV-60.8 | Com ¦ Standard Commercial Kitchen Exhaust Hood ¦ SCE ¦ All | Com ¦ Standard Commercial Kitchen Exhaust Hood | SCE ¦ All | SCE | All | Electric & Gas | Standard, Exhaust Hood Ventilation | Average Existing and Code | 0 | Conventional | FoodServ | Com - College | Com | NEW Only | 0 | 1000 sqft2 of floor space | Horsepower | 15 | DEER:HVAC_Split-Package_AC | 0 | 0 | 0 | eTRM | 5338 | 2017 | 0 | 813 | 2017 | 0 | 0 | SWFS012-01 | DCV Exhaust Hood ¦ SCE ¦ All | DCV Exhaust Hood | 0.01756 | 1 | 0.87233 | CBSA 2014 | 0 | 2012 | 0.6 | SWFS012-01
COM-FOODSERV-60.9 | Com ¦ Standard Commercial Kitchen Exhaust Hood ¦ SCE ¦ All | Com ¦ Standard Commercial Kitchen Exhaust Hood | SCE ¦ All | SCE | All | Electric & Gas | Standard, Exhaust Hood Ventilation | Average Existing and Code | 0 | Conventional | FoodServ | Com - Grocery | Com | NEW Only | 0 | 1000 sqft2 of floor space | Horsepower | 15 | DEER:HVAC_Split-Package_AC | 0 | 0 | 0 | eTRM | 5338 | 2017 | 0 | 813 | 2017 | 0 | 0 | SWFS012-01 | DCV Exhaust Hood ¦ SCE ¦ All | DCV Exhaust Hood | 0.056145 | 1 | 0.87233 | CBSA 2014 | 0 | 2012 | 0.6 | SWFS012-01
COM-FOODSERV-60.10 | Com ¦ Standard Commercial Kitchen Exhaust Hood ¦ SCE ¦ All | Com ¦ Standard Commercial Kitchen Exhaust Hood | SCE ¦ All | SCE | All | Electric & Gas | Standard, Exhaust Hood Ventilation | Average Existing and Code | 0 | Conventional | FoodServ | Com - Health | Com | NEW Only | 0 | 1000 sqft2 of floor space | Horsepower | 15 | DEER:HVAC_Split-Package_AC | 0 | 0 | 0 | eTRM | 5338 | 2017 | 0 | 813 | 2017 | 0 | 0 | SWFS012-01 | DCV Exhaust Hood ¦ SCE ¦ All | DCV Exhaust Hood | 0.03724 | 1 | 0.87233 | CBSA 2014 | 0 | 2012 | 0.6 | SWFS012-01
COM-FOODSERV-60.11 | Com ¦ Standard Commercial Kitchen Exhaust Hood ¦ SCE ¦ All | Com ¦ Standard Commercial Kitchen Exhaust Hood | SCE ¦ All | SCE | All | Electric & Gas | Standard, Exhaust Hood Ventilation | Average Existing and Code | 0 | Conventional | FoodServ | Com - Lodging | Com | NEW Only | 0 | 1000 sqft2 of floor space | Horsepower | 15 | DEER:HVAC_Split-Package_AC | 0 | 0 | 0 | eTRM | 5338 | 2017 | 0 | 813 | 2017 | 0 | 0 | SWFS012-01 | DCV Exhaust Hood ¦ SCE ¦ All | DCV Exhaust Hood | 0.024295 | 1 | 0.87233 | CBSA 2014 | 0 | 2012 | 0.6 | SWFS012-01
COM-FOODSERV-60.12 | Com ¦ Standard Commercial Kitchen Exhaust Hood ¦ SCE ¦ All | Com ¦ Standard Commercial Kitchen Exhaust Hood | SCE ¦ All | SCE | All | Electric & Gas | Standard, Exhaust Hood Ventilation | Average Existing and Code | 0 | Conventional | FoodServ | Com - Other | Com | NEW Only | 0 | 1000 sqft2 of floor space | Horsepower | 15 | DEER:HVAC_Split-Package_AC | 0 | 0 | 0 | eTRM | 5338 | 2017 | 0 | 813 | 2017 | 0 | 0 | SWFS012-01 | DCV Exhaust Hood ¦ SCE ¦ All | DCV Exhaust Hood | 0.010428 | 1 | 0.87233 | CBSA 2014 | 0 | 2012 | 0.6 | SWFS012-01
COM-FOODSERV-60.13 | Com ¦ Standard Commercial Kitchen Exhaust Hood ¦ SCE ¦ All | Com ¦ Standard Commercial Kitchen Exhaust Hood | SCE ¦ All | SCE | All | Electric & Gas | Standard, Exhaust Hood Ventilation | Average Existing and Code | 0 | Conventional | FoodServ | Com - Restaurant | Com | NEW Only | 0 | 1000 sqft2 of floor space | Horsepower | 15 | DEER:HVAC_Split-Package_AC | 0 | 0 | 0 | eTRM | 5338 | 2017 | 0 | 813 | 2017 | 0 | 0 | SWFS012-01 | DCV Exhaust Hood ¦ SCE ¦ All | DCV Exhaust Hood | 0.32069 | 1 | 0.75 | CBSA 2014 | 0 | 2012 | 0.6 | SWFS012-01
COM-FOODSERV-60.14 | Com ¦ Standard Commercial Kitchen Exhaust Hood ¦ SCE ¦ All | Com ¦ Standard Commercial Kitchen Exhaust Hood | SCE ¦ All | SCE | All | Electric & Gas | Standard, Exhaust Hood Ventilation | Average Existing and Code | 0 | Conventional | FoodServ | Com - School | Com | NEW Only | 0 | 1000 sqft2 of floor space | Horsepower | 15 | DEER:HVAC_Split-Package_AC | 0 | 0 | 0 | eTRM | 5338 | 2017 | 0 | 813 | 2017 | 0 | 0 | SWFS012-01 | DCV Exhaust Hood ¦ SCE ¦ All | DCV Exhaust Hood | 0.01756 | 1 | 0.87233 | CBSA 2014 | 0 | 2012 | 0.6 | SWFS012-01
COM-FOODSERV-60.15 | Com ¦ Standard Commercial Kitchen Exhaust Hood ¦ SDG&E ¦ All | Com ¦ Standard Commercial Kitchen Exhaust Hood | SDG&E ¦ All | SDG&E | All | Electric & Gas | Standard, Exhaust Hood Ventilation | Average Existing and Code | 0 | Conventional | FoodServ | Com - College | Com | NEW Only | 0 | 1000 sqft2 of floor space | Horsepower | 15 | DEER:HVAC_Split-Package_AC | 0 | 0 | 0 | eTRM | 5338 | 2017 | 0 | 813 | 2017 | 0 | 0 | SWFS012-01 | DCV Exhaust Hood ¦ SDG&E ¦ All | DCV Exhaust Hood | 0.01756 | 1 | 0.87233 | CBSA 2014 | 0 | 2012 | 0.6 | SWFS012-01
COM-FOODSERV-60.16 | Com ¦ Standard Commercial Kitchen Exhaust Hood ¦ SDG&E ¦ All | Com ¦ Standard Commercial Kitchen Exhaust Hood | SDG&E ¦ All | SDG&E | All | Electric & Gas | Standard, Exhaust Hood Ventilation | Average Existing and Code | 0 | Conventional | FoodServ | Com - Grocery | Com | NEW Only | 0 | 1000 sqft2 of floor space | Horsepower | 15 | DEER:HVAC_Split-Package_AC | 0 | 0 | 0 | eTRM | 5338 | 2017 | 0 | 813 | 2017 | 0 | 0 | SWFS012-01 | DCV Exhaust Hood ¦ SDG&E ¦ All | DCV Exhaust Hood | 0.056145 | 1 | 0.87233 | CBSA 2014 | 0 | 2012 | 0.6 | SWFS012-01
COM-FOODSERV-60.17 | Com ¦ Standard Commercial Kitchen Exhaust Hood ¦ SDG&E ¦ All | Com ¦ Standard Commercial Kitchen Exhaust Hood | SDG&E ¦ All | SDG&E | All | Electric & Gas | Standard, Exhaust Hood Ventilation | Average Existing and Code | 0 | Conventional | FoodServ | Com - Health | Com | NEW Only | 0 | 1000 sqft2 of floor space | Horsepower | 15 | DEER:HVAC_Split-Package_AC | 0 | 0 | 0 | eTRM | 5338 | 2017 | 0 | 813 | 2017 | 0 | 0 | SWFS012-01 | DCV Exhaust Hood ¦ SDG&E ¦ All | DCV Exhaust Hood | 0.03724 | 1 | 0.87233 | CBSA 2014 | 0 | 2012 | 0.6 | SWFS012-01
COM-FOODSERV-60.18 | Com ¦ Standard Commercial Kitchen Exhaust Hood ¦ SDG&E ¦ All | Com ¦ Standard Commercial Kitchen Exhaust Hood | SDG&E ¦ All | SDG&E | All | Electric & Gas | Standard, Exhaust Hood Ventilation | Average Existing and Code | 0 | Conventional | FoodServ | Com - Lodging | Com | NEW Only | 0 | 1000 sqft2 of floor space | Horsepower | 15 | DEER:HVAC_Split-Package_AC | 0 | 0 | 0 | eTRM | 5338 | 2017 | 0 | 813 | 2017 | 0 | 0 | SWFS012-01 | DCV Exhaust Hood ¦ SDG&E ¦ All | DCV Exhaust Hood | 0.024295 | 1 | 0.87233 | CBSA 2014 | 0 | 2012 | 0.6 | SWFS012-01
COM-FOODSERV-60.19 | Com ¦ Standard Commercial Kitchen Exhaust Hood ¦ SDG&E ¦ All | Com ¦ Standard Commercial Kitchen Exhaust Hood | SDG&E ¦ All | SDG&E | All | Electric & Gas | Standard, Exhaust Hood Ventilation | Average Existing and Code | 0 | Conventional | FoodServ | Com - Other | Com | NEW Only | 0 | 1000 sqft2 of floor space | Horsepower | 15 | DEER:HVAC_Split-Package_AC | 0 | 0 | 0 | eTRM | 5338 | 2017 | 0 | 813 | 2017 | 0 | 0 | SWFS012-01 | DCV Exhaust Hood ¦ SDG&E ¦ All | DCV Exhaust Hood | 0.010428 | 1 | 0.87233 | CBSA 2014 | 0 | 2012 | 0.6 | SWFS012-01
COM-FOODSERV-60.20 | Com ¦ Standard Commercial Kitchen Exhaust Hood ¦ SDG&E ¦ All | Com ¦ Standard Commercial Kitchen Exhaust Hood | SDG&E ¦ All | SDG&E | All | Electric & Gas | Standard, Exhaust Hood Ventilation | Average Existing and Code | 0 | Conventional | FoodServ | Com - Restaurant | Com | NEW Only | 0 | 1000 sqft2 of floor space | Horsepower | 15 | DEER:HVAC_Split-Package_AC | 0 | 0 | 0 | eTRM | 5338 | 2017 | 0 | 813 | 2017 | 0 | 0 | SWFS012-01 | DCV Exhaust Hood ¦ SDG&E ¦ All | DCV Exhaust Hood | 0.32069 | 1 | 0.75 | CBSA 2014 | 0 | 2012 | 0.6 | SWFS012-01
COM-FOODSERV-60.21 | Com ¦ Standard Commercial Kitchen Exhaust Hood ¦ SDG&E ¦ All | Com ¦ Standard Commercial Kitchen Exhaust Hood | SDG&E ¦ All | SDG&E | All | Electric & Gas | Standard, Exhaust Hood Ventilation | Average Existing and Code | 0 | Conventional | FoodServ | Com - School | Com | NEW Only | 0 | 1000 sqft2 of floor space | Horsepower | 15 | DEER:HVAC_Split-Package_AC | 0 | 0 | 0 | eTRM | 5338 | 2017 | 0 | 813 | 2017 | 0 | 0 | SWFS012-01 | DCV Exhaust Hood ¦ SDG&E ¦ All | DCV Exhaust Hood | 0.01756 | 1 | 0.87233 | CBSA 2014 | 0 | 2012 | 0.6 | SWFS012-01
COM-FOODSERV-60.22 | Com ¦ Standard Commercial Kitchen Exhaust Hood ¦ SCG ¦ All | Com ¦ Standard Commercial Kitchen Exhaust Hood | SCG ¦ All | SCG | All | Electric & Gas | Standard, Exhaust Hood Ventilation | Average Existing and Code | 0 | Conventional | FoodServ | Com - College | Com | NEW Only | 0 | 1000 sqft2 of floor space | Horsepower | 15 | DEER:HVAC_Split-Package_AC | 0 | 0 | 0 | eTRM | 5338 | 2017 | 0 | 813 | 2017 | 0 | 0 | SWFS012-01 | DCV Exhaust Hood ¦ SCG ¦ All | DCV Exhaust Hood | 0.01756 | 1 | 0.87233 | CBSA 2014 | 0 | 2012 | 0.6 | SWFS012-01
COM-FOODSERV-60.23 | Com ¦ Standard Commercial Kitchen Exhaust Hood ¦ SCG ¦ All | Com ¦ Standard Commercial Kitchen Exhaust Hood | SCG ¦ All | SCG | All | Electric & Gas | Standard, Exhaust Hood Ventilation | Average Existing and Code | 0 | Conventional | FoodServ | Com - Grocery | Com | NEW Only | 0 | 1000 sqft2 of floor space | Horsepower | 15 | DEER:HVAC_Split-Package_AC | 0 | 0 | 0 | eTRM | 5338 | 2017 | 0 | 813 | 2017 | 0 | 0 | SWFS012-01 | DCV Exhaust Hood ¦ SCG ¦ All | DCV Exhaust Hood | 0.056145 | 1 | 0.87233 | CBSA 2014 | 0 | 2012 | 0.6 | SWFS012-01
COM-FOODSERV-60.24 | Com ¦ Standard Commercial Kitchen Exhaust Hood ¦ SCG ¦ All | Com ¦ Standard Commercial Kitchen Exhaust Hood | SCG ¦ All | SCG | All | Electric & Gas | Standard, Exhaust Hood Ventilation | Average Existing and Code | 0 | Conventional | FoodServ | Com - Health | Com | NEW Only | 0 | 1000 sqft2 of floor space | Horsepower | 15 | DEER:HVAC_Split-Package_AC | 0 | 0 | 0 | eTRM | 5338 | 2017 | 0 | 813 | 2017 | 0 | 0 | SWFS012-01 | DCV Exhaust Hood ¦ SCG ¦ All | DCV Exhaust Hood | 0.03724 | 1 | 0.87233 | CBSA 2014 | 0 | 2012 | 0.6 | SWFS012-01
COM-FOODSERV-60.25 | Com ¦ Standard Commercial Kitchen Exhaust Hood ¦ SCG ¦ All | Com ¦ Standard Commercial Kitchen Exhaust Hood | SCG ¦ All | SCG | All | Electric & Gas | Standard, Exhaust Hood Ventilation | Average Existing and Code | 0 | Conventional | FoodServ | Com - Lodging | Com | NEW Only | 0 | 1000 sqft2 of floor space | Horsepower | 15 | DEER:HVAC_Split-Package_AC | 0 | 0 | 0 | eTRM | 5338 | 2017 | 0 | 813 | 2017 | 0 | 0 | SWFS012-01 | DCV Exhaust Hood ¦ SCG ¦ All | DCV Exhaust Hood | 0.024295 | 1 | 0.87233 | CBSA 2014 | 0 | 2012 | 0.6 | SWFS012-01
COM-FOODSERV-60.26 | Com ¦ Standard Commercial Kitchen Exhaust Hood ¦ SCG ¦ All | Com ¦ Standard Commercial Kitchen Exhaust Hood | SCG ¦ All | SCG | All | Electric & Gas | Standard, Exhaust Hood Ventilation | Average Existing and Code | 0 | Conventional | FoodServ | Com - Other | Com | NEW Only | 0 | 1000 sqft2 of floor space | Horsepower | 15 | DEER:HVAC_Split-Package_AC | 0 | 0 | 0 | eTRM | 5338 | 2017 | 0 | 813 | 2017 | 0 | 0 | SWFS012-01 | DCV Exhaust Hood ¦ SCG ¦ All | DCV Exhaust Hood | 0.010428 | 1 | 0.87233 | CBSA 2014 | 0 | 2012 | 0.6 | SWFS012-01
COM-FOODSERV-60.27 | Com ¦ Standard Commercial Kitchen Exhaust Hood ¦ SCG ¦ All | Com ¦ Standard Commercial Kitchen Exhaust Hood | SCG ¦ All | SCG | All | Electric & Gas | Standard, Exhaust Hood Ventilation | Average Existing and Code | 0 | Conventional | FoodServ | Com - Restaurant | Com | NEW Only | 0 | 1000 sqft2 of floor space | Horsepower | 15 | DEER:HVAC_Split-Package_AC | 0 | 0 | 0 | eTRM | 5338 | 2017 | 0 | 813 | 2017 | 0 | 0 | SWFS012-01 | DCV Exhaust Hood ¦ SCG ¦ All | DCV Exhaust Hood | 0.32069 | 1 | 0.75 | CBSA 2014 | 0 | 2012 | 0.6 | SWFS012-01
COM-FOODSERV-60.28 | Com ¦ Standard Commercial Kitchen Exhaust Hood ¦ SCG ¦ All | Com ¦ Standard Commercial Kitchen Exhaust Hood | SCG ¦ All | SCG | All | Electric & Gas | Standard, Exhaust Hood Ventilation | Average Existing and Code | 0 | Conventional | FoodServ | Com - School | Com | NEW Only | 0 | 1000 sqft2 of floor space | Horsepower | 15 | DEER:HVAC_Split-Package_AC | 0 | 0 | 0 | eTRM | 5338 | 2017 | 0 | 813 | 2017 | 0 | 0 | SWFS012-01 | DCV Exhaust Hood ¦ SCG ¦ All | DCV Exhaust Hood | 0.01756 | 1 | 0.87233 | CBSA 2014 | 0 | 2012 | 0.6 | SWFS012-01
COM-FOODSERV-61.1 | Com ¦ Demand Controlled Ventilation (DCV) Exhaust Hood ¦ PG&E ¦ All | Com ¦ Demand Controlled Ventilation (DCV) Exhaust Hood | PG&E ¦ All | PG&E | All | Electric & Gas | Efficient, Exhaust Hood Demand Controlled Ventilation, NC | Efficient | 0 | Conventional | FoodServ | Com - College | Com | NEW Only | 0 | 1000 sqft2 of floor space | Horsepower | 15 | DEER:HVAC_Split-Package_AC | -4423.34 | -0.38 | -100.9666 | eTRM | 8649 | 2017 | 0 | 813 | 2017 | 0 | 0 | SWFS012-01 | DCV Exhaust Hood ¦ PG&E ¦ All | DCV Exhaust Hood | 0.01756 | 1 | 0.12767 | CBSA 2014 | 327.2607 | 2012 | 0.6 | SWFS012-01
COM-FOODSERV-61.2 | Com ¦ Demand Controlled Ventilation (DCV) Exhaust Hood ¦ PG&E ¦ All | Com ¦ Demand Controlled Ventilation (DCV) Exhaust Hood | PG&E ¦ All | PG&E | All | Electric & Gas | Efficient, Exhaust Hood Demand Controlled Ventilation, NC | Efficient | 0 | Conventional | FoodServ | Com - Grocery | Com | NEW Only | 0 | 1000 sqft2 of floor space | Horsepower | 15 | DEER:HVAC_Split-Package_AC | -4423.34 | -0.38 | -100.9666 | eTRM | 8649 | 2017 | 0 | 813 | 2017 | 0 | 0 | SWFS012-01 | DCV Exhaust Hood ¦ PG&E ¦ All | DCV Exhaust Hood | 0.056145 | 1 | 0.12767 | CBSA 2014 | 404.7243 | 2012 | 0.6 | SWFS012-01
COM-FOODSERV-61.3 | Com ¦ Demand Controlled Ventilation (DCV) Exhaust Hood ¦ PG&E ¦ All | Com ¦ Demand Controlled Ventilation (DCV) Exhaust Hood | PG&E ¦ All | PG&E | All | Electric & Gas | Efficient, Exhaust Hood Demand Controlled Ventilation, NC | Efficient | 0 | Conventional | FoodServ | Com - Health | Com | NEW Only | 0 | 1000 sqft2 of floor space | Horsepower | 15 | DEER:HVAC_Split-Package_AC | -4423.34 | -0.38 | -100.9666 | eTRM | 8649 | 2017 | 0 | 813 | 2017 | 0 | 0 | SWFS012-01 | DCV Exhaust Hood ¦ PG&E ¦ All | DCV Exhaust Hood | 0.03724 | 1 | 0.12767 | CBSA 2014 | 417.2299 | 2012 | 0.6 | SWFS012-01
COM-FOODSERV-61.4 | Com ¦ Demand Controlled Ventilation (DCV) Exhaust Hood ¦ PG&E ¦ All | Com ¦ Demand Controlled Ventilation (DCV) Exhaust Hood | PG&E ¦ All | PG&E | All | Electric & Gas | Efficient, Exhaust Hood Demand Controlled Ventilation, NC | Efficient | 0 | Conventional | FoodServ | Com - Lodging | Com | NEW Only | 0 | 1000 sqft2 of floor space | Horsepower | 15 | DEER:HVAC_Split-Package_AC | -4423.34 | -0.38 | -100.9666 | eTRM | 8649 | 2017 | 0 | 813 | 2017 | 0 | 0 | SWFS012-01 | DCV Exhaust Hood ¦ PG&E ¦ All | DCV Exhaust Hood | 0.024295 | 1 | 0.12767 | CBSA 2014 | 992.2448 | 2012 | 0.6 | SWFS012-01
COM-FOODSERV-61.5 | Com ¦ Demand Controlled Ventilation (DCV) Exhaust Hood ¦ PG&E ¦ All | Com ¦ Demand Controlled Ventilation (DCV) Exhaust Hood | PG&E ¦ All | PG&E | All | Electric & Gas | Efficient, Exhaust Hood Demand Controlled Ventilation, NC | Efficient | 0 | Conventional | FoodServ | Com - Other | Com | NEW Only | 0 | 1000 sqft2 of floor space | Horsepower | 15 | DEER:HVAC_Split-Package_AC | -4423.34 | -0.38 | -100.9666 | eTRM | 8649 | 2017 | 0 | 813 | 2017 | 0 | 0 | SWFS012-01 | DCV Exhaust Hood ¦ PG&E ¦ All | DCV Exhaust Hood | 0.010428 | 1 | 0.12767 | CBSA 2014 | 501.6452 | 2012 | 0.6 | SWFS012-01
COM-FOODSERV-61.6 | Com ¦ Demand Controlled Ventilation (DCV) Exhaust Hood ¦ PG&E ¦ All | Com ¦ Demand Controlled Ventilation (DCV) Exhaust Hood | PG&E ¦ All | PG&E | All | Electric & Gas | Efficient, Exhaust Hood Demand Controlled Ventilation, NC | Efficient | 0 | Conventional | FoodServ | Com - Restaurant | Com | NEW Only | 0 | 1000 sqft2 of floor space | Horsepower | 15 | DEER:HVAC_Split-Package_AC | -4423.34 | -0.38 | -100.9666 | eTRM | 8649 | 2017 | 0 | 813 | 2017 | 0 | 0 | SWFS012-01 | DCV Exhaust Hood ¦ PG&E ¦ All | DCV Exhaust Hood | 0.32069 | 1 | 0.25 | CBSA 2014 | 121.3371 | 2012 | 0.6 | SWFS012-01
COM-FOODSERV-61.7 | Com ¦ Demand Controlled Ventilation (DCV) Exhaust Hood ¦ PG&E ¦ All | Com ¦ Demand Controlled Ventilation (DCV) Exhaust Hood | PG&E ¦ All | PG&E | All | Electric & Gas | Efficient, Exhaust Hood Demand Controlled Ventilation, NC | Efficient | 0 | Conventional | FoodServ | Com - School | Com | NEW Only | 0 | 1000 sqft2 of floor space | Horsepower | 15 | DEER:HVAC_Split-Package_AC | -4423.34 | -0.38 | -100.9666 | eTRM | 8649 | 2017 | 0 | 813 | 2017 | 0 | 0 | SWFS012-01 | DCV Exhaust Hood ¦ PG&E ¦ All | DCV Exhaust Hood | 0.01756 | 1 | 0.12767 | CBSA 2014 | 513.7674 | 2012 | 0.6 | SWFS012-01
COM-FOODSERV-61.8 | Com ¦ Demand Controlled Ventilation (DCV) Exhaust Hood ¦ SCE ¦ All | Com ¦ Demand Controlled Ventilation (DCV) Exhaust Hood | SCE ¦ All | SCE | All | Electric & Gas | Efficient, Exhaust Hood Demand Controlled Ventilation, NC | Efficient | 0 | Conventional | FoodServ | Com - College | Com | NEW Only | 0 | 1000 sqft2 of floor space | Horsepower | 15 | DEER:HVAC_Split-Package_AC | -4423.34 | -0.38 | -100.9666 | eTRM | 8649 | 2017 | 0 | 813 | 2017 | 0 | 0 | SWFS012-01 | DCV Exhaust Hood ¦ SCE ¦ All | DCV Exhaust Hood | 0.01756 | 1 | 0.12767 | CBSA 2014 | 327.2607 | 2012 | 0.6 | SWFS012-01
COM-FOODSERV-61.9 | Com ¦ Demand Controlled Ventilation (DCV) Exhaust Hood ¦ SCE ¦ All | Com ¦ Demand Controlled Ventilation (DCV) Exhaust Hood | SCE ¦ All | SCE | All | Electric & Gas | Efficient, Exhaust Hood Demand Controlled Ventilation, NC | Efficient | 0 | Conventional | FoodServ | Com - Grocery | Com | NEW Only | 0 | 1000 sqft2 of floor space | Horsepower | 15 | DEER:HVAC_Split-Package_AC | -4423.34 | -0.38 | -100.9666 | eTRM | 8649 | 2017 | 0 | 813 | 2017 | 0 | 0 | SWFS012-01 | DCV Exhaust Hood ¦ SCE ¦ All | DCV Exhaust Hood | 0.056145 | 1 | 0.12767 | CBSA 2014 | 404.7243 | 2012 | 0.6 | SWFS012-01
COM-FOODSERV-61.10 | Com ¦ Demand Controlled Ventilation (DCV) Exhaust Hood ¦ SCE ¦ All | Com ¦ Demand Controlled Ventilation (DCV) Exhaust Hood | SCE ¦ All | SCE | All | Electric & Gas | Efficient, Exhaust Hood Demand Controlled Ventilation, NC | Efficient | 0 | Conventional | FoodServ | Com - Health | Com | NEW Only | 0 | 1000 sqft2 of floor space | Horsepower | 15 | DEER:HVAC_Split-Package_AC | -4423.34 | -0.38 | -100.9666 | eTRM | 8649 | 2017 | 0 | 813 | 2017 | 0 | 0 | SWFS012-01 | DCV Exhaust Hood ¦ SCE ¦ All | DCV Exhaust Hood | 0.03724 | 1 | 0.12767 | CBSA 2014 | 417.2299 | 2012 | 0.6 | SWFS012-01
COM-FOODSERV-61.11 | Com ¦ Demand Controlled Ventilation (DCV) Exhaust Hood ¦ SCE ¦ All | Com ¦ Demand Controlled Ventilation (DCV) Exhaust Hood | SCE ¦ All | SCE | All | Electric & Gas | Efficient, Exhaust Hood Demand Controlled Ventilation, NC | Efficient | 0 | Conventional | FoodServ | Com - Lodging | Com | NEW Only | 0 | 1000 sqft2 of floor space | Horsepower | 15 | DEER:HVAC_Split-Package_AC | -4423.34 | -0.38 | -100.9666 | eTRM | 8649 | 2017 | 0 | 813 | 2017 | 0 | 0 | SWFS012-01 | DCV Exhaust Hood ¦ SCE ¦ All | DCV Exhaust Hood | 0.024295 | 1 | 0.12767 | CBSA 2014 | 992.2448 | 2012 | 0.6 | SWFS012-01
COM-FOODSERV-61.12 | Com ¦ Demand Controlled Ventilation (DCV) Exhaust Hood ¦ SCE ¦ All | Com ¦ Demand Controlled Ventilation (DCV) Exhaust Hood | SCE ¦ All | SCE | All | Electric & Gas | Efficient, Exhaust Hood Demand Controlled Ventilation, NC | Efficient | 0 | Conventional | FoodServ | Com - Other | Com | NEW Only | 0 | 1000 sqft2 of floor space | Horsepower | 15 | DEER:HVAC_Split-Package_AC | -4423.34 | -0.38 | -100.9666 | eTRM | 8649 | 2017 | 0 | 813 | 2017 | 0 | 0 | SWFS012-01 | DCV Exhaust Hood ¦ SCE ¦ All | DCV Exhaust Hood | 0.010428 | 1 | 0.12767 | CBSA 2014 | 501.6452 | 2012 | 0.6 | SWFS012-01
COM-FOODSERV-61.13 | Com ¦ Demand Controlled Ventilation (DCV) Exhaust Hood ¦ SCE ¦ All | Com ¦ Demand Controlled Ventilation (DCV) Exhaust Hood | SCE ¦ All | SCE | All | Electric & Gas | Efficient, Exhaust Hood Demand Controlled Ventilation, NC | Efficient | 0 | Conventional | FoodServ | Com - Restaurant | Com | NEW Only | 0 | 1000 sqft2 of floor space | Horsepower | 15 | DEER:HVAC_Split-Package_AC | -4423.34 | -0.38 | -100.9666 | eTRM | 8649 | 2017 | 0 | 813 | 2017 | 0 | 0 | SWFS012-01 | DCV Exhaust Hood ¦ SCE ¦ All | DCV Exhaust Hood | 0.32069 | 1 | 0.25 | CBSA 2014 | 121.3371 | 2012 | 0.6 | SWFS012-01
COM-FOODSERV-61.14 | Com ¦ Demand Controlled Ventilation (DCV) Exhaust Hood ¦ SCE ¦ All | Com ¦ Demand Controlled Ventilation (DCV) Exhaust Hood | SCE ¦ All | SCE | All | Electric & Gas | Efficient, Exhaust Hood Demand Controlled Ventilation, NC | Efficient | 0 | Conventional | FoodServ | Com - School | Com | NEW Only | 0 | 1000 sqft2 of floor space | Horsepower | 15 | DEER:HVAC_Split-Package_AC | -4423.34 | -0.38 | -100.9666 | eTRM | 8649 | 2017 | 0 | 813 | 2017 | 0 | 0 | SWFS012-01 | DCV Exhaust Hood ¦ SCE ¦ All | DCV Exhaust Hood | 0.01756 | 1 | 0.12767 | CBSA 2014 | 513.7674 | 2012 | 0.6 | SWFS012-01
COM-FOODSERV-61.15 | Com ¦ Demand Controlled Ventilation (DCV) Exhaust Hood ¦ SDG&E ¦ All | Com ¦ Demand Controlled Ventilation (DCV) Exhaust Hood | SDG&E ¦ All | SDG&E | All | Electric & Gas | Efficient, Exhaust Hood Demand Controlled Ventilation, NC | Efficient | 0 | Conventional | FoodServ | Com - College | Com | NEW Only | 0 | 1000 sqft2 of floor space | Horsepower | 15 | DEER:HVAC_Split-Package_AC | -4423.34 | -0.38 | -100.9666 | eTRM | 8649 | 2017 | 0 | 813 | 2017 | 0 | 0 | SWFS012-01 | DCV Exhaust Hood ¦ SDG&E ¦ All | DCV Exhaust Hood | 0.01756 | 1 | 0.12767 | CBSA 2014 | 327.2607 | 2012 | 0.6 | SWFS012-01
COM-FOODSERV-61.16 | Com ¦ Demand Controlled Ventilation (DCV) Exhaust Hood ¦ SDG&E ¦ All | Com ¦ Demand Controlled Ventilation (DCV) Exhaust Hood | SDG&E ¦ All | SDG&E | All | Electric & Gas | Efficient, Exhaust Hood Demand Controlled Ventilation, NC | Efficient | 0 | Conventional | FoodServ | Com - Grocery | Com | NEW Only | 0 | 1000 sqft2 of floor space | Horsepower | 15 | DEER:HVAC_Split-Package_AC | -4423.34 | -0.38 | -100.9666 | eTRM | 8649 | 2017 | 0 | 813 | 2017 | 0 | 0 | SWFS012-01 | DCV Exhaust Hood ¦ SDG&E ¦ All | DCV Exhaust Hood | 0.056145 | 1 | 0.12767 | CBSA 2014 | 404.7243 | 2012 | 0.6 | SWFS012-01
COM-FOODSERV-61.17 | Com ¦ Demand Controlled Ventilation (DCV) Exhaust Hood ¦ SDG&E ¦ All | Com ¦ Demand Controlled Ventilation (DCV) Exhaust Hood | SDG&E ¦ All | SDG&E | All | Electric & Gas | Efficient, Exhaust Hood Demand Controlled Ventilation, NC | Efficient | 0 | Conventional | FoodServ | Com - Health | Com | NEW Only | 0 | 1000 sqft2 of floor space | Horsepower | 15 | DEER:HVAC_Split-Package_AC | -4423.34 | -0.38 | -100.9666 | eTRM | 8649 | 2017 | 0 | 813 | 2017 | 0 | 0 | SWFS012-01 | DCV Exhaust Hood ¦ SDG&E ¦ All | DCV Exhaust Hood | 0.03724 | 1 | 0.12767 | CBSA 2014 | 417.2299 | 2012 | 0.6 | SWFS012-01
COM-FOODSERV-61.18 | Com ¦ Demand Controlled Ventilation (DCV) Exhaust Hood ¦ SDG&E ¦ All | Com ¦ Demand Controlled Ventilation (DCV) Exhaust Hood | SDG&E ¦ All | SDG&E | All | Electric & Gas | Efficient, Exhaust Hood Demand Controlled Ventilation, NC | Efficient | 0 | Conventional | FoodServ | Com - Lodging | Com | NEW Only | 0 | 1000 sqft2 of floor space | Horsepower | 15 | DEER:HVAC_Split-Package_AC | -4423.34 | -0.38 | -100.9666 | eTRM | 8649 | 2017 | 0 | 813 | 2017 | 0 | 0 | SWFS012-01 | DCV Exhaust Hood ¦ SDG&E ¦ All | DCV Exhaust Hood | 0.024295 | 1 | 0.12767 | CBSA 2014 | 992.2448 | 2012 | 0.6 | SWFS012-01
COM-FOODSERV-61.19 | Com ¦ Demand Controlled Ventilation (DCV) Exhaust Hood ¦ SDG&E ¦ All | Com ¦ Demand Controlled Ventilation (DCV) Exhaust Hood | SDG&E ¦ All | SDG&E | All | Electric & Gas | Efficient, Exhaust Hood Demand Controlled Ventilation, NC | Efficient | 0 | Conventional | FoodServ | Com - Other | Com | NEW Only | 0 | 1000 sqft2 of floor space | Horsepower | 15 | DEER:HVAC_Split-Package_AC | -4423.34 | -0.38 | -100.9666 | eTRM | 8649 | 2017 | 0 | 813 | 2017 | 0 | 0 | SWFS012-01 | DCV Exhaust Hood ¦ SDG&E ¦ All | DCV Exhaust Hood | 0.010428 | 1 | 0.12767 | CBSA 2014 | 501.6452 | 2012 | 0.6 | SWFS012-01
COM-FOODSERV-61.20 | Com ¦ Demand Controlled Ventilation (DCV) Exhaust Hood ¦ SDG&E ¦ All | Com ¦ Demand Controlled Ventilation (DCV) Exhaust Hood | SDG&E ¦ All | SDG&E | All | Electric & Gas | Efficient, Exhaust Hood Demand Controlled Ventilation, NC | Efficient | 0 | Conventional | FoodServ | Com - Restaurant | Com | NEW Only | 0 | 1000 sqft2 of floor space | Horsepower | 15 | DEER:HVAC_Split-Package_AC | -4423.34 | -0.38 | -100.9666 | eTRM | 8649 | 2017 | 0 | 813 | 2017 | 0 | 0 | SWFS012-01 | DCV Exhaust Hood ¦ SDG&E ¦ All | DCV Exhaust Hood | 0.32069 | 1 | 0.25 | CBSA 2014 | 121.3371 | 2012 | 0.6 | SWFS012-01
COM-FOODSERV-61.21 | Com ¦ Demand Controlled Ventilation (DCV) Exhaust Hood ¦ SDG&E ¦ All | Com ¦ Demand Controlled Ventilation (DCV) Exhaust Hood | SDG&E ¦ All | SDG&E | All | Electric & Gas | Efficient, Exhaust Hood Demand Controlled Ventilation, NC | Efficient | 0 | Conventional | FoodServ | Com - School | Com | NEW Only | 0 | 1000 sqft2 of floor space | Horsepower | 15 | DEER:HVAC_Split-Package_AC | -4423.34 | -0.38 | -100.9666 | eTRM | 8649 | 2017 | 0 | 813 | 2017 | 0 | 0 | SWFS012-01 | DCV Exhaust Hood ¦ SDG&E ¦ All | DCV Exhaust Hood | 0.01756 | 1 | 0.12767 | CBSA 2014 | 513.7674 | 2012 | 0.6 | SWFS012-01
COM-FOODSERV-61.22 | Com ¦ Demand Controlled Ventilation (DCV) Exhaust Hood ¦ SCG ¦ All | Com ¦ Demand Controlled Ventilation (DCV) Exhaust Hood | SCG ¦ All | SCG | All | Electric & Gas | Efficient, Exhaust Hood Demand Controlled Ventilation, NC | Efficient | 0 | Conventional | FoodServ | Com - College | Com | NEW Only | 0 | 1000 sqft2 of floor space | Horsepower | 15 | DEER:HVAC_Split-Package_AC | -4423.34 | -0.38 | -100.9666 | eTRM | 8649 | 2017 | 0 | 813 | 2017 | 0 | 0 | SWFS012-01 | DCV Exhaust Hood ¦ SCG ¦ All | DCV Exhaust Hood | 0.01756 | 1 | 0.12767 | CBSA 2014 | 327.2607 | 2012 | 0.6 | SWFS012-01
COM-FOODSERV-61.23 | Com ¦ Demand Controlled Ventilation (DCV) Exhaust Hood ¦ SCG ¦ All | Com ¦ Demand Controlled Ventilation (DCV) Exhaust Hood | SCG ¦ All | SCG | All | Electric & Gas | Efficient, Exhaust Hood Demand Controlled Ventilation, NC | Efficient | 0 | Conventional | FoodServ | Com - Grocery | Com | NEW Only | 0 | 1000 sqft2 of floor space | Horsepower | 15 | DEER:HVAC_Split-Package_AC | -4423.34 | -0.38 | -100.9666 | eTRM | 8649 | 2017 | 0 | 813 | 2017 | 0 | 0 | SWFS012-01 | DCV Exhaust Hood ¦ SCG ¦ All | DCV Exhaust Hood | 0.056145 | 1 | 0.12767 | CBSA 2014 | 404.7243 | 2012 | 0.6 | SWFS012-01
COM-FOODSERV-61.24 | Com ¦ Demand Controlled Ventilation (DCV) Exhaust Hood ¦ SCG ¦ All | Com ¦ Demand Controlled Ventilation (DCV) Exhaust Hood | SCG ¦ All | SCG | All | Electric & Gas | Efficient, Exhaust Hood Demand Controlled Ventilation, NC | Efficient | 0 | Conventional | FoodServ | Com - Health | Com | NEW Only | 0 | 1000 sqft2 of floor space | Horsepower | 15 | DEER:HVAC_Split-Package_AC | -4423.34 | -0.38 | -100.9666 | eTRM | 8649 | 2017 | 0 | 813 | 2017 | 0 | 0 | SWFS012-01 | DCV Exhaust Hood ¦ SCG ¦ All | DCV Exhaust Hood | 0.03724 | 1 | 0.12767 | CBSA 2014 | 417.2299 | 2012 | 0.6 | SWFS012-01
COM-FOODSERV-61.25 | Com ¦ Demand Controlled Ventilation (DCV) Exhaust Hood ¦ SCG ¦ All | Com ¦ Demand Controlled Ventilation (DCV) Exhaust Hood | SCG ¦ All | SCG | All | Electric & Gas | Efficient, Exhaust Hood Demand Controlled Ventilation, NC | Efficient | 0 | Conventional | FoodServ | Com - Lodging | Com | NEW Only | 0 | 1000 sqft2 of floor space | Horsepower | 15 | DEER:HVAC_Split-Package_AC | -4423.34 | -0.38 | -100.9666 | eTRM | 8649 | 2017 | 0 | 813 | 2017 | 0 | 0 | SWFS012-01 | DCV Exhaust Hood ¦ SCG ¦ All | DCV Exhaust Hood | 0.024295 | 1 | 0.12767 | CBSA 2014 | 992.2448 | 2012 | 0.6 | SWFS012-01
COM-FOODSERV-61.26 | Com ¦ Demand Controlled Ventilation (DCV) Exhaust Hood ¦ SCG ¦ All | Com ¦ Demand Controlled Ventilation (DCV) Exhaust Hood | SCG ¦ All | SCG | All | Electric & Gas | Efficient, Exhaust Hood Demand Controlled Ventilation, NC | Efficient | 0 | Conventional | FoodServ | Com - Other | Com | NEW Only | 0 | 1000 sqft2 of floor space | Horsepower | 15 | DEER:HVAC_Split-Package_AC | -4423.34 | -0.38 | -100.9666 | eTRM | 8649 | 2017 | 0 | 813 | 2017 | 0 | 0 | SWFS012-01 | DCV Exhaust Hood ¦ SCG ¦ All | DCV Exhaust Hood | 0.010428 | 1 | 0.12767 | CBSA 2014 | 501.6452 | 2012 | 0.6 | SWFS012-01
COM-FOODSERV-61.27 | Com ¦ Demand Controlled Ventilation (DCV) Exhaust Hood ¦ SCG ¦ All | Com ¦ Demand Controlled Ventilation (DCV) Exhaust Hood | SCG ¦ All | SCG | All | Electric & Gas | Efficient, Exhaust Hood Demand Controlled Ventilation, NC | Efficient | 0 | Conventional | FoodServ | Com - Restaurant | Com | NEW Only | 0 | 1000 sqft2 of floor space | Horsepower | 15 | DEER:HVAC_Split-Package_AC | -4423.34 | -0.38 | -100.9666 | eTRM | 8649 | 2017 | 0 | 813 | 2017 | 0 | 0 | SWFS012-01 | DCV Exhaust Hood ¦ SCG ¦ All | DCV Exhaust Hood | 0.32069 | 1 | 0.25 | CBSA 2014 | 121.3371 | 2012 | 0.6 | SWFS012-01
COM-FOODSERV-61.28 | Com ¦ Demand Controlled Ventilation (DCV) Exhaust Hood ¦ SCG ¦ All | Com ¦ Demand Controlled Ventilation (DCV) Exhaust Hood | SCG ¦ All | SCG | All | Electric & Gas | Efficient, Exhaust Hood Demand Controlled Ventilation, NC | Efficient | 0 | Conventional | FoodServ | Com - School | Com | NEW Only | 0 | 1000 sqft2 of floor space | Horsepower | 15 | DEER:HVAC_Split-Package_AC | -4423.34 | -0.38 | -100.9666 | eTRM | 8649 | 2017 | 0 | 813 | 2017 | 0 | 0 | SWFS012-01 | DCV Exhaust Hood ¦ SCG ¦ All | DCV Exhaust Hood | 0.01756 | 1 | 0.12767 | CBSA 2014 | 513.7674 | 2012 | 0.6 | SWFS012-01
COM-FOODSERV-70.1 | Com ¦ Standard Fryer - Electric ¦ PG&E ¦ All | Com ¦ Standard Fryer - Electric | PG&E ¦ All | PG&E | All | Electric | Standard, Commercial Fryer, Electric | Average Existing and Code | 0 | Conventional | FoodServ | Com - College | Com | ROB and NEW | 0 | 1000 sqft2 of floor space | Fryer | 12 | DEER:Indoor_Non-CFL_Ltg | 11529.92 | 2.7342 | 0 | SWFS011-02 | 4837 | 2017 | 0 | 0 | 2017 | 0 | 0 | SWFS011-02 | Electric Fryers ¦ PG&E ¦ All | Electric Fryers | 0.0013903 | 1 | 0.79 | CBSA 2019 | -614.7468 | 2012 | 0.6 | SWFS011
COM-FOODSERV-70.2 | Com ¦ Standard Fryer - Electric ¦ PG&E ¦ All | Com ¦ Standard Fryer - Electric | PG&E ¦ All | PG&E | All | Electric | Standard, Commercial Fryer, Electric | Average Existing and Code | 0 | Conventional | FoodServ | Com - Grocery | Com | ROB and NEW | 0 | 1000 sqft2 of floor space | Fryer | 12 | DEER:Indoor_Non-CFL_Ltg | 11529.92 | 2.7342 | 0 | SWFS011-02 | 4837 | 2017 | 0 | 0 | 2017 | 0 | 0 | SWFS011-02 | Electric Fryers ¦ PG&E ¦ All | Electric Fryers | 0.031641 | 1 | 0.79 | CBSA 2019 | -331.3611 | 2012 | 0.6 | SWFS011
COM-FOODSERV-70.3 | Com ¦ Standard Fryer - Electric ¦ PG&E ¦ All | Com ¦ Standard Fryer - Electric | PG&E ¦ All | PG&E | All | Electric | Standard, Commercial Fryer, Electric | Average Existing and Code | 0 | Conventional | FoodServ | Com - Health | Com | ROB and NEW | 0 | 1000 sqft2 of floor space | Fryer | 12 | DEER:Indoor_Non-CFL_Ltg | 11529.92 | 2.7342 | 0 | SWFS011-02 | 4837 | 2017 | 0 | 0 | 2017 | 0 | 0 | SWFS011-02 | Electric Fryers ¦ PG&E ¦ All | Electric Fryers | 0.00088994 | 1 | 0.79 | CBSA 2019 | -234.5574 | 2012 | 0.6 | SWFS011
COM-FOODSERV-70.4 | Com ¦ Standard Fryer - Electric ¦ PG&E ¦ All | Com ¦ Standard Fryer - Electric | PG&E ¦ All | PG&E | All | Electric | Standard, Commercial Fryer, Electric | Average Existing and Code | 0 | Conventional | FoodServ | Com - Lodging | Com | ROB and NEW | 0 | 1000 sqft2 of floor space | Fryer | 12 | DEER:Indoor_Non-CFL_Ltg | 11529.92 | 2.7342 | 0 | SWFS011-02 | 4837 | 2017 | 0 | 0 | 2017 | 0 | 0 | SWFS011-02 | Electric Fryers ¦ PG&E ¦ All | Electric Fryers | 0.001658 | 1 | 0.79 | CBSA 2019 | -621.2942 | 2012 | 0.6 | SWFS011
COM-FOODSERV-70.5 | Com ¦ Standard Fryer - Electric ¦ PG&E ¦ All | Com ¦ Standard Fryer - Electric | PG&E ¦ All | PG&E | All | Electric | Standard, Commercial Fryer, Electric | Average Existing and Code | 0 | Conventional | FoodServ | Com - Other | Com | ROB and NEW | 0 | 1000 sqft2 of floor space | Fryer | 12 | DEER:Indoor_Non-CFL_Ltg | 11529.92 | 2.7342 | 0 | SWFS011-02 | 4837 | 2017 | 0 | 0 | 2017 | 0 | 0 | SWFS011-02 | Electric Fryers ¦ PG&E ¦ All | Electric Fryers | 0.0020797 | 1 | 0.79 | CBSA 2019 | -662.7762 | 2012 | 0.6 | SWFS011
COM-FOODSERV-70.6 | Com ¦ Standard Fryer - Electric ¦ PG&E ¦ All | Com ¦ Standard Fryer - Electric | PG&E ¦ All | PG&E | All | Electric | Standard, Commercial Fryer, Electric | Average Existing and Code | 0 | Conventional | FoodServ | Com - Restaurant | Com | ROB and NEW | 0 | 1000 sqft2 of floor space | Fryer | 12 | DEER:Indoor_Non-CFL_Ltg | 11529.92 | 2.7342 | 0 | SWFS011-02 | 4837 | 2017 | 0 | 0 | 2017 | 0 | 0 | SWFS011-02 | Electric Fryers ¦ PG&E ¦ All | Electric Fryers | 0.13623 | 1 | 0.79 | CBSA 2019 | -245.7737 | 2012 | 0.6 | SWFS011
COM-FOODSERV-70.7 | Com ¦ Standard Fryer - Electric ¦ PG&E ¦ All | Com ¦ Standard Fryer - Electric | PG&E ¦ All | PG&E | All | Electric | Standard, Commercial Fryer, Electric | Average Existing and Code | 0 | Conventional | FoodServ | Com - School | Com | ROB and NEW | 0 | 1000 sqft2 of floor space | Fryer | 12 | DEER:Indoor_Non-CFL_Ltg | 11529.92 | 2.7342 | 0 | SWFS011-02 | 4837 | 2017 | 0 | 0 | 2017 | 0 | 0 | SWFS011-02 | Electric Fryers ¦ PG&E ¦ All | Electric Fryers | 0.00081455 | 1 | 0.79 | CBSA 2019 | -993.4857 | 2012 | 0.6 | SWFS011
COM-FOODSERV-70.8 | Com ¦ Standard Fryer - Electric ¦ SCE ¦ All | Com ¦ Standard Fryer - Electric | SCE ¦ All | SCE | All | Electric | Standard, Commercial Fryer, Electric | Average Existing and Code | 0 | Conventional | FoodServ | Com - College | Com | ROB and NEW | 0 | 1000 sqft2 of floor space | Fryer | 12 | DEER:Indoor_Non-CFL_Ltg | 11529.92 | 2.7342 | 0 | SWFS011-02 | 4837 | 2017 | 0 | 0 | 2017 | 0 | 0 | SWFS011-02 | Electric Fryers ¦ SCE ¦ All | Electric Fryers | 0.0013903 | 1 | 0.79 | CBSA 2019 | -614.7468 | 2012 | 0.6 | SWFS011
COM-FOODSERV-70.9 | Com ¦ Standard Fryer - Electric ¦ SCE ¦ All | Com ¦ Standard Fryer - Electric | SCE ¦ All | SCE | All | Electric | Standard, Commercial Fryer, Electric | Average Existing and Code | 0 | Conventional | FoodServ | Com - Grocery | Com | ROB and NEW | 0 | 1000 sqft2 of floor space | Fryer | 12 | DEER:Indoor_Non-CFL_Ltg | 11529.92 | 2.7342 | 0 | SWFS011-02 | 4837 | 2017 | 0 | 0 | 2017 | 0 | 0 | SWFS011-02 | Electric Fryers ¦ SCE ¦ All | Electric Fryers | 0.031641 | 1 | 0.79 | CBSA 2019 | -331.3611 | 2012 | 0.6 | SWFS011
COM-FOODSERV-70.10 | Com ¦ Standard Fryer - Electric ¦ SCE ¦ All | Com ¦ Standard Fryer - Electric | SCE ¦ All | SCE | All | Electric | Standard, Commercial Fryer, Electric | Average Existing and Code | 0 | Conventional | FoodServ | Com - Health | Com | ROB and NEW | 0 | 1000 sqft2 of floor space | Fryer | 12 | DEER:Indoor_Non-CFL_Ltg | 11529.92 | 2.7342 | 0 | SWFS011-02 | 4837 | 2017 | 0 | 0 | 2017 | 0 | 0 | SWFS011-02 | Electric Fryers ¦ SCE ¦ All | Electric Fryers | 0.00088994 | 1 | 0.79 | CBSA 2019 | -234.5574 | 2012 | 0.6 | SWFS011
COM-FOODSERV-70.11 | Com ¦ Standard Fryer - Electric ¦ SCE ¦ All | Com ¦ Standard Fryer - Electric | SCE ¦ All | SCE | All | Electric | Standard, Commercial Fryer, Electric | Average Existing and Code | 0 | Conventional | FoodServ | Com - Lodging | Com | ROB and NEW | 0 | 1000 sqft2 of floor space | Fryer | 12 | DEER:Indoor_Non-CFL_Ltg | 11529.92 | 2.7342 | 0 | SWFS011-02 | 4837 | 2017 | 0 | 0 | 2017 | 0 | 0 | SWFS011-02 | Electric Fryers ¦ SCE ¦ All | Electric Fryers | 0.001658 | 1 | 0.79 | CBSA 2019 | -621.2942 | 2012 | 0.6 | SWFS011
COM-FOODSERV-70.12 | Com ¦ Standard Fryer - Electric ¦ SCE ¦ All | Com ¦ Standard Fryer - Electric | SCE ¦ All | SCE | All | Electric | Standard, Commercial Fryer, Electric | Average Existing and Code | 0 | Conventional | FoodServ | Com - Other | Com | ROB and NEW | 0 | 1000 sqft2 of floor space | Fryer | 12 | DEER:Indoor_Non-CFL_Ltg | 11529.92 | 2.7342 | 0 | SWFS011-02 | 4837 | 2017 | 0 | 0 | 2017 | 0 | 0 | SWFS011-02 | Electric Fryers ¦ SCE ¦ All | Electric Fryers | 0.0020797 | 1 | 0.79 | CBSA 2019 | -662.7762 | 2012 | 0.6 | SWFS011
COM-FOODSERV-70.13 | Com ¦ Standard Fryer - Electric ¦ SCE ¦ All | Com ¦ Standard Fryer - Electric | SCE ¦ All | SCE | All | Electric | Standard, Commercial Fryer, Electric | Average Existing and Code | 0 | Conventional | FoodServ | Com - Restaurant | Com | ROB and NEW | 0 | 1000 sqft2 of floor space | Fryer | 12 | DEER:Indoor_Non-CFL_Ltg | 11529.92 | 2.7342 | 0 | SWFS011-02 | 4837 | 2017 | 0 | 0 | 2017 | 0 | 0 | SWFS011-02 | Electric Fryers ¦ SCE ¦ All | Electric Fryers | 0.13623 | 1 | 0.79 | CBSA 2019 | -245.7737 | 2012 | 0.6 | SWFS011
COM-FOODSERV-70.14 | Com ¦ Standard Fryer - Electric ¦ SCE ¦ All | Com ¦ Standard Fryer - Electric | SCE ¦ All | SCE | All | Electric | Standard, Commercial Fryer, Electric | Average Existing and Code | 0 | Conventional | FoodServ | Com - School | Com | ROB and NEW | 0 | 1000 sqft2 of floor space | Fryer | 12 | DEER:Indoor_Non-CFL_Ltg | 11529.92 | 2.7342 | 0 | SWFS011-02 | 4837 | 2017 | 0 | 0 | 2017 | 0 | 0 | SWFS011-02 | Electric Fryers ¦ SCE ¦ All | Electric Fryers | 0.00081455 | 1 | 0.79 | CBSA 2019 | -993.4857 | 2012 | 0.6 | SWFS011
COM-FOODSERV-70.15 | Com ¦ Standard Fryer - Electric ¦ SDG&E ¦ All | Com ¦ Standard Fryer - Electric | SDG&E ¦ All | SDG&E | All | Electric | Standard, Commercial Fryer, Electric | Average Existing and Code | 0 | Conventional | FoodServ | Com - College | Com | ROB and NEW | 0 | 1000 sqft2 of floor space | Fryer | 12 | DEER:Indoor_Non-CFL_Ltg | 11529.92 | 2.7342 | 0 | SWFS011-02 | 4837 | 2017 | 0 | 0 | 2017 | 0 | 0 | SWFS011-02 | Electric Fryers ¦ SDG&E ¦ All | Electric Fryers | 0.0013903 | 1 | 0.79 | CBSA 2019 | -614.7468 | 2012 | 0.6 | SWFS011
COM-FOODSERV-70.16 | Com ¦ Standard Fryer - Electric ¦ SDG&E ¦ All | Com ¦ Standard Fryer - Electric | SDG&E ¦ All | SDG&E | All | Electric | Standard, Commercial Fryer, Electric | Average Existing and Code | 0 | Conventional | FoodServ | Com - Grocery | Com | ROB and NEW | 0 | 1000 sqft2 of floor space | Fryer | 12 | DEER:Indoor_Non-CFL_Ltg | 11529.92 | 2.7342 | 0 | SWFS011-02 | 4837 | 2017 | 0 | 0 | 2017 | 0 | 0 | SWFS011-02 | Electric Fryers ¦ SDG&E ¦ All | Electric Fryers | 0.031641 | 1 | 0.79 | CBSA 2019 | -331.3611 | 2012 | 0.6 | SWFS011
COM-FOODSERV-70.17 | Com ¦ Standard Fryer - Electric ¦ SDG&E ¦ All | Com ¦ Standard Fryer - Electric | SDG&E ¦ All | SDG&E | All | Electric | Standard, Commercial Fryer, Electric | Average Existing and Code | 0 | Conventional | FoodServ | Com - Health | Com | ROB and NEW | 0 | 1000 sqft2 of floor space | Fryer | 12 | DEER:Indoor_Non-CFL_Ltg | 11529.92 | 2.7342 | 0 | SWFS011-02 | 4837 | 2017 | 0 | 0 | 2017 | 0 | 0 | SWFS011-02 | Electric Fryers ¦ SDG&E ¦ All | Electric Fryers | 0.00088994 | 1 | 0.79 | CBSA 2019 | -234.5574 | 2012 | 0.6 | SWFS011
COM-FOODSERV-70.18 | Com ¦ Standard Fryer - Electric ¦ SDG&E ¦ All | Com ¦ Standard Fryer - Electric | SDG&E ¦ All | SDG&E | All | Electric | Standard, Commercial Fryer, Electric | Average Existing and Code | 0 | Conventional | FoodServ | Com - Lodging | Com | ROB and NEW | 0 | 1000 sqft2 of floor space | Fryer | 12 | DEER:Indoor_Non-CFL_Ltg | 11529.92 | 2.7342 | 0 | SWFS011-02 | 4837 | 2017 | 0 | 0 | 2017 | 0 | 0 | SWFS011-02 | Electric Fryers ¦ SDG&E ¦ All | Electric Fryers | 0.001658 | 1 | 0.79 | CBSA 2019 | -621.2942 | 2012 | 0.6 | SWFS011
COM-FOODSERV-70.19 | Com ¦ Standard Fryer - Electric ¦ SDG&E ¦ All | Com ¦ Standard Fryer - Electric | SDG&E ¦ All | SDG&E | All | Electric | Standard, Commercial Fryer, Electric | Average Existing and Code | 0 | Conventional | FoodServ | Com - Other | Com | ROB and NEW | 0 | 1000 sqft2 of floor space | Fryer | 12 | DEER:Indoor_Non-CFL_Ltg | 11529.92 | 2.7342 | 0 | SWFS011-02 | 4837 | 2017 | 0 | 0 | 2017 | 0 | 0 | SWFS011-02 | Electric Fryers ¦ SDG&E ¦ All | Electric Fryers | 0.0020797 | 1 | 0.79 | CBSA 2019 | -662.7762 | 2012 | 0.6 | SWFS011
COM-FOODSERV-70.20 | Com ¦ Standard Fryer - Electric ¦ SDG&E ¦ All | Com ¦ Standard Fryer - Electric | SDG&E ¦ All | SDG&E | All | Electric | Standard, Commercial Fryer, Electric | Average Existing and Code | 0 | Conventional | FoodServ | Com - Restaurant | Com | ROB and NEW | 0 | 1000 sqft2 of floor space | Fryer | 12 | DEER:Indoor_Non-CFL_Ltg | 11529.92 | 2.7342 | 0 | SWFS011-02 | 4837 | 2017 | 0 | 0 | 2017 | 0 | 0 | SWFS011-02 | Electric Fryers ¦ SDG&E ¦ All | Electric Fryers | 0.13623 | 1 | 0.79 | CBSA 2019 | -245.7737 | 2012 | 0.6 | SWFS011
COM-FOODSERV-70.21 | Com ¦ Standard Fryer - Electric ¦ SDG&E ¦ All | Com ¦ Standard Fryer - Electric | SDG&E ¦ All | SDG&E | All | Electric | Standard, Commercial Fryer, Electric | Average Existing and Code | 0 | Conventional | FoodServ | Com - School | Com | ROB and NEW | 0 | 1000 sqft2 of floor space | Fryer | 12 | DEER:Indoor_Non-CFL_Ltg | 11529.92 | 2.7342 | 0 | SWFS011-02 | 4837 | 2017 | 0 | 0 | 2017 | 0 | 0 | SWFS011-02 | Electric Fryers ¦ SDG&E ¦ All | Electric Fryers | 0.00081455 | 1 | 0.79 | CBSA 2019 | -993.4857 | 2012 | 0.6 | SWFS011
COM-FOODSERV-71.1 | Com ¦ ENERGY STAR Fryer - Electric ¦ PG&E ¦ All | Com ¦ ENERGY STAR Fryer - Electric | PG&E ¦ All | PG&E | All | Electric | Efficient, Commercial Fryer, Electric | Efficient | 0 | Conventional | FoodServ | Com - College | Com | ROB and NEW | 0 | 1000 sqft2 of floor space | Fryer | 12 | DEER:Indoor_Non-CFL_Ltg | 10503.85 | 2.4909 | 0 | SWFS011-02 | 5708 | 2017 | 0 | 0 | 2017 | 0 | 0 | SWFS011-02 | Electric Fryers ¦ PG&E ¦ All | Electric Fryers | 0.0013903 | 1 | 0.21 | CBSA 2019 | -560.0393 | 2012 | 0.6 | SWFS011
COM-FOODSERV-71.2 | Com ¦ ENERGY STAR Fryer - Electric ¦ PG&E ¦ All | Com ¦ ENERGY STAR Fryer - Electric | PG&E ¦ All | PG&E | All | Electric | Efficient, Commercial Fryer, Electric | Efficient | 0 | Conventional | FoodServ | Com - Grocery | Com | ROB and NEW | 0 | 1000 sqft2 of floor space | Fryer | 12 | DEER:Indoor_Non-CFL_Ltg | 10503.85 | 2.4909 | 0 | SWFS011-02 | 5708 | 2017 | 0 | 0 | 2017 | 0 | 0 | SWFS011-02 | Electric Fryers ¦ PG&E ¦ All | Electric Fryers | 0.031641 | 1 | 0.21 | CBSA 2019 | -301.8727 | 2012 | 0.6 | SWFS011
COM-FOODSERV-71.3 | Com ¦ ENERGY STAR Fryer - Electric ¦ PG&E ¦ All | Com ¦ ENERGY STAR Fryer - Electric | PG&E ¦ All | PG&E | All | Electric | Efficient, Commercial Fryer, Electric | Efficient | 0 | Conventional | FoodServ | Com - Health | Com | ROB and NEW | 0 | 1000 sqft2 of floor space | Fryer | 12 | DEER:Indoor_Non-CFL_Ltg | 10503.85 | 2.4909 | 0 | SWFS011-02 | 5708 | 2017 | 0 | 0 | 2017 | 0 | 0 | SWFS011-02 | Electric Fryers ¦ PG&E ¦ All | Electric Fryers | 0.00088994 | 1 | 0.21 | CBSA 2019 | -213.6836 | 2012 | 0.6 | SWFS011
COM-FOODSERV-71.4 | Com ¦ ENERGY STAR Fryer - Electric ¦ PG&E ¦ All | Com ¦ ENERGY STAR Fryer - Electric | PG&E ¦ All | PG&E | All | Electric | Efficient, Commercial Fryer, Electric | Efficient | 0 | Conventional | FoodServ | Com - Lodging | Com | ROB and NEW | 0 | 1000 sqft2 of floor space | Fryer | 12 | DEER:Indoor_Non-CFL_Ltg | 10503.85 | 2.4909 | 0 | SWFS011-02 | 5708 | 2017 | 0 | 0 | 2017 | 0 | 0 | SWFS011-02 | Electric Fryers ¦ PG&E ¦ All | Electric Fryers | 0.001658 | 1 | 0.21 | CBSA 2019 | -566.0041 | 2012 | 0.6 | SWFS011
COM-FOODSERV-71.5 | Com ¦ ENERGY STAR Fryer - Electric ¦ PG&E ¦ All | Com ¦ ENERGY STAR Fryer - Electric | PG&E ¦ All | PG&E | All | Electric | Efficient, Commercial Fryer, Electric | Efficient | 0 | Conventional | FoodServ | Com - Other | Com | ROB and NEW | 0 | 1000 sqft2 of floor space | Fryer | 12 | DEER:Indoor_Non-CFL_Ltg | 10503.85 | 2.4909 | 0 | SWFS011-02 | 5708 | 2017 | 0 | 0 | 2017 | 0 | 0 | SWFS011-02 | Electric Fryers ¦ PG&E ¦ All | Electric Fryers | 0.0020797 | 1 | 0.21 | CBSA 2019 | -603.7944 | 2012 | 0.6 | SWFS011
COM-FOODSERV-71.6 | Com ¦ ENERGY STAR Fryer - Electric ¦ PG&E ¦ All | Com ¦ ENERGY STAR Fryer - Electric | PG&E ¦ All | PG&E | All | Electric | Efficient, Commercial Fryer, Electric | Efficient | 0 | Conventional | FoodServ | Com - Restaurant | Com | ROB and NEW | 0 | 1000 sqft2 of floor space | Fryer | 12 | DEER:Indoor_Non-CFL_Ltg | 10503.85 | 2.4909 | 0 | SWFS011-02 | 5708 | 2017 | 0 | 0 | 2017 | 0 | 0 | SWFS011-02 | Electric Fryers ¦ PG&E ¦ All | Electric Fryers | 0.13623 | 1 | 0.21 | CBSA 2019 | -223.9019 | 2012 | 0.6 | SWFS011
COM-FOODSERV-71.7 | Com ¦ ENERGY STAR Fryer - Electric ¦ PG&E ¦ All | Com ¦ ENERGY STAR Fryer - Electric | PG&E ¦ All | PG&E | All | Electric | Efficient, Commercial Fryer, Electric | Efficient | 0 | Conventional | FoodServ | Com - School | Com | ROB and NEW | 0 | 1000 sqft2 of floor space | Fryer | 12 | DEER:Indoor_Non-CFL_Ltg | 10503.85 | 2.4909 | 0 | SWFS011-02 | 5708 | 2017 | 0 | 0 | 2017 | 0 | 0 | SWFS011-02 | Electric Fryers ¦ PG&E ¦ All | Electric Fryers | 0.00081455 | 1 | 0.21 | CBSA 2019 | -905.0735 | 2012 | 0.6 | SWFS011
COM-FOODSERV-71.8 | Com ¦ ENERGY STAR Fryer - Electric ¦ SCE ¦ All | Com ¦ ENERGY STAR Fryer - Electric | SCE ¦ All | SCE | All | Electric | Efficient, Commercial Fryer, Electric | Efficient | 0 | Conventional | FoodServ | Com - College | Com | ROB and NEW | 0 | 1000 sqft2 of floor space | Fryer | 12 | DEER:Indoor_Non-CFL_Ltg | 10503.85 | 2.4909 | 0 | SWFS011-02 | 5708 | 2017 | 0 | 0 | 2017 | 0 | 0 | SWFS011-02 | Electric Fryers ¦ SCE ¦ All | Electric Fryers | 0.0013903 | 1 | 0.21 | CBSA 2019 | -560.0393 | 2012 | 0.6 | SWFS011
COM-FOODSERV-71.9 | Com ¦ ENERGY STAR Fryer - Electric ¦ SCE ¦ All | Com ¦ ENERGY STAR Fryer - Electric | SCE ¦ All | SCE | All | Electric | Efficient, Commercial Fryer, Electric | Efficient | 0 | Conventional | FoodServ | Com - Grocery | Com | ROB and NEW | 0 | 1000 sqft2 of floor space | Fryer | 12 | DEER:Indoor_Non-CFL_Ltg | 10503.85 | 2.4909 | 0 | SWFS011-02 | 5708 | 2017 | 0 | 0 | 2017 | 0 | 0 | SWFS011-02 | Electric Fryers ¦ SCE ¦ All | Electric Fryers | 0.031641 | 1 | 0.21 | CBSA 2019 | -301.8727 | 2012 | 0.6 | SWFS011
COM-FOODSERV-71.10 | Com ¦ ENERGY STAR Fryer - Electric ¦ SCE ¦ All | Com ¦ ENERGY STAR Fryer - Electric | SCE ¦ All | SCE | All | Electric | Efficient, Commercial Fryer, Electric | Efficient | 0 | Conventional | FoodServ | Com - Health | Com | ROB and NEW | 0 | 1000 sqft2 of floor space | Fryer | 12 | DEER:Indoor_Non-CFL_Ltg | 10503.85 | 2.4909 | 0 | SWFS011-02 | 5708 | 2017 | 0 | 0 | 2017 | 0 | 0 | SWFS011-02 | Electric Fryers ¦ SCE ¦ All | Electric Fryers | 0.00088994 | 1 | 0.21 | CBSA 2019 | -213.6836 | 2012 | 0.6 | SWFS011
COM-FOODSERV-71.11 | Com ¦ ENERGY STAR Fryer - Electric ¦ SCE ¦ All | Com ¦ ENERGY STAR Fryer - Electric | SCE ¦ All | SCE | All | Electric | Efficient, Commercial Fryer, Electric | Efficient | 0 | Conventional | FoodServ | Com - Lodging | Com | ROB and NEW | 0 | 1000 sqft2 of floor space | Fryer | 12 | DEER:Indoor_Non-CFL_Ltg | 10503.85 | 2.4909 | 0 | SWFS011-02 | 5708 | 2017 | 0 | 0 | 2017 | 0 | 0 | SWFS011-02 | Electric Fryers ¦ SCE ¦ All | Electric Fryers | 0.001658 | 1 | 0.21 | CBSA 2019 | -566.0041 | 2012 | 0.6 | SWFS011
COM-FOODSERV-71.12 | Com ¦ ENERGY STAR Fryer - Electric ¦ SCE ¦ All | Com ¦ ENERGY STAR Fryer - Electric | SCE ¦ All | SCE | All | Electric | Efficient, Commercial Fryer, Electric | Efficient | 0 | Conventional | FoodServ | Com - Other | Com | ROB and NEW | 0 | 1000 sqft2 of floor space | Fryer | 12 | DEER:Indoor_Non-CFL_Ltg | 10503.85 | 2.4909 | 0 | SWFS011-02 | 5708 | 2017 | 0 | 0 | 2017 | 0 | 0 | SWFS011-02 | Electric Fryers ¦ SCE ¦ All | Electric Fryers | 0.0020797 | 1 | 0.21 | CBSA 2019 | -603.7944 | 2012 | 0.6 | SWFS011
COM-FOODSERV-71.13 | Com ¦ ENERGY STAR Fryer - Electric ¦ SCE ¦ All | Com ¦ ENERGY STAR Fryer - Electric | SCE ¦ All | SCE | All | Electric | Efficient, Commercial Fryer, Electric | Efficient | 0 | Conventional | FoodServ | Com - Restaurant | Com | ROB and NEW | 0 | 1000 sqft2 of floor space | Fryer | 12 | DEER:Indoor_Non-CFL_Ltg | 10503.85 | 2.4909 | 0 | SWFS011-02 | 5708 | 2017 | 0 | 0 | 2017 | 0 | 0 | SWFS011-02 | Electric Fryers ¦ SCE ¦ All | Electric Fryers | 0.13623 | 1 | 0.21 | CBSA 2019 | -223.9019 | 2012 | 0.6 | SWFS011
COM-FOODSERV-71.14 | Com ¦ ENERGY STAR Fryer - Electric ¦ SCE ¦ All | Com ¦ ENERGY STAR Fryer - Electric | SCE ¦ All | SCE | All | Electric | Efficient, Commercial Fryer, Electric | Efficient | 0 | Conventional | FoodServ | Com - School | Com | ROB and NEW | 0 | 1000 sqft2 of floor space | Fryer | 12 | DEER:Indoor_Non-CFL_Ltg | 10503.85 | 2.4909 | 0 | SWFS011-02 | 5708 | 2017 | 0 | 0 | 2017 | 0 | 0 | SWFS011-02 | Electric Fryers ¦ SCE ¦ All | Electric Fryers | 0.00081455 | 1 | 0.21 | CBSA 2019 | -905.0735 | 2012 | 0.6 | SWFS011
COM-FOODSERV-71.15 | Com ¦ ENERGY STAR Fryer - Electric ¦ SDG&E ¦ All | Com ¦ ENERGY STAR Fryer - Electric | SDG&E ¦ All | SDG&E | All | Electric | Efficient, Commercial Fryer, Electric | Efficient | 0 | Conventional | FoodServ | Com - College | Com | ROB and NEW | 0 | 1000 sqft2 of floor space | Fryer | 12 | DEER:Indoor_Non-CFL_Ltg | 10503.85 | 2.4909 | 0 | SWFS011-02 | 5708 | 2017 | 0 | 0 | 2017 | 0 | 0 | SWFS011-02 | Electric Fryers ¦ SDG&E ¦ All | Electric Fryers | 0.0013903 | 1 | 0.21 | CBSA 2019 | -560.0393 | 2012 | 0.6 | SWFS011
COM-FOODSERV-71.16 | Com ¦ ENERGY STAR Fryer - Electric ¦ SDG&E ¦ All | Com ¦ ENERGY STAR Fryer - Electric | SDG&E ¦ All | SDG&E | All | Electric | Efficient, Commercial Fryer, Electric | Efficient | 0 | Conventional | FoodServ | Com - Grocery | Com | ROB and NEW | 0 | 1000 sqft2 of floor space | Fryer | 12 | DEER:Indoor_Non-CFL_Ltg | 10503.85 | 2.4909 | 0 | SWFS011-02 | 5708 | 2017 | 0 | 0 | 2017 | 0 | 0 | SWFS011-02 | Electric Fryers ¦ SDG&E ¦ All | Electric Fryers | 0.031641 | 1 | 0.21 | CBSA 2019 | -301.8727 | 2012 | 0.6 | SWFS011
COM-FOODSERV-71.17 | Com ¦ ENERGY STAR Fryer - Electric ¦ SDG&E ¦ All | Com ¦ ENERGY STAR Fryer - Electric | SDG&E ¦ All | SDG&E | All | Electric | Efficient, Commercial Fryer, Electric | Efficient | 0 | Conventional | FoodServ | Com - Health | Com | ROB and NEW | 0 | 1000 sqft2 of floor space | Fryer | 12 | DEER:Indoor_Non-CFL_Ltg | 10503.85 | 2.4909 | 0 | SWFS011-02 | 5708 | 2017 | 0 | 0 | 2017 | 0 | 0 | SWFS011-02 | Electric Fryers ¦ SDG&E ¦ All | Electric Fryers | 0.00088994 | 1 | 0.21 | CBSA 2019 | -213.6836 | 2012 | 0.6 | SWFS011
COM-FOODSERV-71.18 | Com ¦ ENERGY STAR Fryer - Electric ¦ SDG&E ¦ All | Com ¦ ENERGY STAR Fryer - Electric | SDG&E ¦ All | SDG&E | All | Electric | Efficient, Commercial Fryer, Electric | Efficient | 0 | Conventional | FoodServ | Com - Lodging | Com | ROB and NEW | 0 | 1000 sqft2 of floor space | Fryer | 12 | DEER:Indoor_Non-CFL_Ltg | 10503.85 | 2.4909 | 0 | SWFS011-02 | 5708 | 2017 | 0 | 0 | 2017 | 0 | 0 | SWFS011-02 | Electric Fryers ¦ SDG&E ¦ All | Electric Fryers | 0.001658 | 1 | 0.21 | CBSA 2019 | -566.0041 | 2012 | 0.6 | SWFS011
COM-FOODSERV-71.19 | Com ¦ ENERGY STAR Fryer - Electric ¦ SDG&E ¦ All | Com ¦ ENERGY STAR Fryer - Electric | SDG&E ¦ All | SDG&E | All | Electric | Efficient, Commercial Fryer, Electric | Efficient | 0 | Conventional | FoodServ | Com - Other | Com | ROB and NEW | 0 | 1000 sqft2 of floor space | Fryer | 12 | DEER:Indoor_Non-CFL_Ltg | 10503.85 | 2.4909 | 0 | SWFS011-02 | 5708 | 2017 | 0 | 0 | 2017 | 0 | 0 | SWFS011-02 | Electric Fryers ¦ SDG&E ¦ All | Electric Fryers | 0.0020797 | 1 | 0.21 | CBSA 2019 | -603.7944 | 2012 | 0.6 | SWFS011
COM-FOODSERV-71.20 | Com ¦ ENERGY STAR Fryer - Electric ¦ SDG&E ¦ All | Com ¦ ENERGY STAR Fryer - Electric | SDG&E ¦ All | SDG&E | All | Electric | Efficient, Commercial Fryer, Electric | Efficient | 0 | Conventional | FoodServ | Com - Restaurant | Com | ROB and NEW | 0 | 1000 sqft2 of floor space | Fryer | 12 | DEER:Indoor_Non-CFL_Ltg | 10503.85 | 2.4909 | 0 | SWFS011-02 | 5708 | 2017 | 0 | 0 | 2017 | 0 | 0 | SWFS011-02 | Electric Fryers ¦ SDG&E ¦ All | Electric Fryers | 0.13623 | 1 | 0.21 | CBSA 2019 | -223.9019 | 2012 | 0.6 | SWFS011
COM-FOODSERV-71.21 | Com ¦ ENERGY STAR Fryer - Electric ¦ SDG&E ¦ All | Com ¦ ENERGY STAR Fryer - Electric | SDG&E ¦ All | SDG&E | All | Electric | Efficient, Commercial Fryer, Electric | Efficient | 0 | Conventional | FoodServ | Com - School | Com | ROB and NEW | 0 | 1000 sqft2 of floor space | Fryer | 12 | DEER:Indoor_Non-CFL_Ltg | 10503.85 | 2.4909 | 0 | SWFS011-02 | 5708 | 2017 | 0 | 0 | 2017 | 0 | 0 | SWFS011-02 | Electric Fryers ¦ SDG&E ¦ All | Electric Fryers | 0.00081455 | 1 | 0.21 | CBSA 2019 | -905.0735 | 2012 | 0.6 | SWFS011
COM-FOODSERV-80.1 | Com ¦ Standard Griddle - Electric ¦ PG&E ¦ All | Com ¦ Standard Griddle - Electric | PG&E ¦ All | PG&E | All | Electric | Standard, Commercial Griddle, Electric | Average Existing and Code | 0 | Conventional | FoodServ | Com - College | Com | ROB and NEW | 0 | 1000 sqft2 of floor space | Griddle | 12 | DEER:Indoor_Non-CFL_Ltg | 5906.23 | 1.3485 | 0 | SWFS004-01 | 634 | 2017 | 0 | 0 | 2017 | 0 | 0 | SWFS004-01 | Electric Griddles ¦ PG&E ¦ All | Electric Griddles | 0.0010624 | 1 | 0.81 | CBSA 2019 | -314.9055 | 2012 | 0.6 | SWFS004
COM-FOODSERV-80.2 | Com ¦ Standard Griddle - Electric ¦ PG&E ¦ All | Com ¦ Standard Griddle - Electric | PG&E ¦ All | PG&E | All | Electric | Standard, Commercial Griddle, Electric | Average Existing and Code | 0 | Conventional | FoodServ | Com - Grocery | Com | ROB and NEW | 0 | 1000 sqft2 of floor space | Griddle | 12 | DEER:Indoor_Non-CFL_Ltg | 5906.23 | 1.3485 | 0 | SWFS004-01 | 634 | 2017 | 0 | 0 | 2017 | 0 | 0 | SWFS004-01 | Electric Griddles ¦ PG&E ¦ All | Electric Griddles | 0.0075335 | 1 | 0.81 | CBSA 2019 | -169.7406 | 2012 | 0.6 | SWFS004
COM-FOODSERV-80.3 | Com ¦ Standard Griddle - Electric ¦ PG&E ¦ All | Com ¦ Standard Griddle - Electric | PG&E ¦ All | PG&E | All | Electric | Standard, Commercial Griddle, Electric | Average Existing and Code | 0 | Conventional | FoodServ | Com - Health | Com | ROB and NEW | 0 | 1000 sqft2 of floor space | Griddle | 12 | DEER:Indoor_Non-CFL_Ltg | 5906.23 | 1.3485 | 0 | SWFS004-01 | 634 | 2017 | 0 | 0 | 2017 | 0 | 0 | SWFS004-01 | Electric Griddles ¦ PG&E ¦ All | Electric Griddles | 0.0011866 | 1 | 0.81 | CBSA 2019 | -120.1526 | 2012 | 0.6 | SWFS004
COM-FOODSERV-80.4 | Com ¦ Standard Griddle - Electric ¦ PG&E ¦ All | Com ¦ Standard Griddle - Electric | PG&E ¦ All | PG&E | All | Electric | Standard, Commercial Griddle, Electric | Average Existing and Code | 0 | Conventional | FoodServ | Com - Lodging | Com | ROB and NEW | 0 | 1000 sqft2 of floor space | Griddle | 12 | DEER:Indoor_Non-CFL_Ltg | 5906.23 | 1.3485 | 0 | SWFS004-01 | 634 | 2017 | 0 | 0 | 2017 | 0 | 0 | SWFS004-01 | Electric Griddles ¦ PG&E ¦ All | Electric Griddles | 0.00055265 | 1 | 0.81 | CBSA 2019 | -318.2595 | 2012 | 0.6 | SWFS004
COM-FOODSERV-80.5 | Com ¦ Standard Griddle - Electric ¦ PG&E ¦ All | Com ¦ Standard Griddle - Electric | PG&E ¦ All | PG&E | All | Electric | Standard, Commercial Griddle, Electric | Average Existing and Code | 0 | Conventional | FoodServ | Com - Other | Com | ROB and NEW | 0 | 1000 sqft2 of floor space | Griddle | 12 | DEER:Indoor_Non-CFL_Ltg | 5906.23 | 1.3485 | 0 | SWFS004-01 | 634 | 2017 | 0 | 0 | 2017 | 0 | 0 | SWFS004-01 | Electric Griddles ¦ PG&E ¦ All | Electric Griddles | 0.0014558 | 1 | 0.81 | CBSA 2019 | -339.5087 | 2012 | 0.6 | SWFS004
COM-FOODSERV-80.6 | Com ¦ Standard Griddle - Electric ¦ PG&E ¦ All | Com ¦ Standard Griddle - Electric | PG&E ¦ All | PG&E | All | Electric | Standard, Commercial Griddle, Electric | Average Existing and Code | 0 | Conventional | FoodServ | Com - Restaurant | Com | ROB and NEW | 0 | 1000 sqft2 of floor space | Griddle | 12 | DEER:Indoor_Non-CFL_Ltg | 5906.23 | 1.3485 | 0 | SWFS004-01 | 634 | 2017 | 0 | 0 | 2017 | 0 | 0 | SWFS004-01 | Electric Griddles ¦ PG&E ¦ All | Electric Griddles | 0.020182 | 1 | 0.81 | CBSA 2019 | -125.8982 | 2012 | 0.6 | SWFS004
COM-FOODSERV-80.7 | Com ¦ Standard Griddle - Electric ¦ PG&E ¦ All | Com ¦ Standard Griddle - Electric | PG&E ¦ All | PG&E | All | Electric | Standard, Commercial Griddle, Electric | Average Existing and Code | 0 | Conventional | FoodServ | Com - School | Com | ROB and NEW | 0 | 1000 sqft2 of floor space | Griddle | 12 | DEER:Indoor_Non-CFL_Ltg | 5906.23 | 1.3485 | 0 | SWFS004-01 | 634 | 2017 | 0 | 0 | 2017 | 0 | 0 | SWFS004-01 | Electric Griddles ¦ PG&E ¦ All | Electric Griddles | 0.00054304 | 1 | 0.81 | CBSA 2019 | -508.9155 | 2012 | 0.6 | SWFS004
COM-FOODSERV-80.8 | Com ¦ Standard Griddle - Electric ¦ SCE ¦ All | Com ¦ Standard Griddle - Electric | SCE ¦ All | SCE | All | Electric | Standard, Commercial Griddle, Electric | Average Existing and Code | 0 | Conventional | FoodServ | Com - College | Com | ROB and NEW | 0 | 1000 sqft2 of floor space | Griddle | 12 | DEER:Indoor_Non-CFL_Ltg | 5906.23 | 1.3485 | 0 | SWFS004-01 | 634 | 2017 | 0 | 0 | 2017 | 0 | 0 | SWFS004-01 | Electric Griddles ¦ SCE ¦ All | Electric Griddles | 0.0010624 | 1 | 0.81 | CBSA 2019 | -314.9055 | 2012 | 0.6 | SWFS004
COM-FOODSERV-80.9 | Com ¦ Standard Griddle - Electric ¦ SCE ¦ All | Com ¦ Standard Griddle - Electric | SCE ¦ All | SCE | All | Electric | Standard, Commercial Griddle, Electric | Average Existing and Code | 0 | Conventional | FoodServ | Com - Grocery | Com | ROB and NEW | 0 | 1000 sqft2 of floor space | Griddle | 12 | DEER:Indoor_Non-CFL_Ltg | 5906.23 | 1.3485 | 0 | SWFS004-01 | 634 | 2017 | 0 | 0 | 2017 | 0 | 0 | SWFS004-01 | Electric Griddles ¦ SCE ¦ All | Electric Griddles | 0.0075335 | 1 | 0.81 | CBSA 2019 | -169.7406 | 2012 | 0.6 | SWFS004
COM-FOODSERV-80.10 | Com ¦ Standard Griddle - Electric ¦ SCE ¦ All | Com ¦ Standard Griddle - Electric | SCE ¦ All | SCE | All | Electric | Standard, Commercial Griddle, Electric | Average Existing and Code | 0 | Conventional | FoodServ | Com - Health | Com | ROB and NEW | 0 | 1000 sqft2 of floor space | Griddle | 12 | DEER:Indoor_Non-CFL_Ltg | 5906.23 | 1.3485 | 0 | SWFS004-01 | 634 | 2017 | 0 | 0 | 2017 | 0 | 0 | SWFS004-01 | Electric Griddles ¦ SCE ¦ All | Electric Griddles | 0.0011866 | 1 | 0.81 | CBSA 2019 | -120.1526 | 2012 | 0.6 | SWFS004
COM-FOODSERV-80.11 | Com ¦ Standard Griddle - Electric ¦ SCE ¦ All | Com ¦ Standard Griddle - Electric | SCE ¦ All | SCE | All | Electric | Standard, Commercial Griddle, Electric | Average Existing and Code | 0 | Conventional | FoodServ | Com - Lodging | Com | ROB and NEW | 0 | 1000 sqft2 of floor space | Griddle | 12 | DEER:Indoor_Non-CFL_Ltg | 5906.23 | 1.3485 | 0 | SWFS004-01 | 634 | 2017 | 0 | 0 | 2017 | 0 | 0 | SWFS004-01 | Electric Griddles ¦ SCE ¦ All | Electric Griddles | 0.00055265 | 1 | 0.81 | CBSA 2019 | -318.2595 | 2012 | 0.6 | SWFS004
COM-FOODSERV-80.12 | Com ¦ Standard Griddle - Electric ¦ SCE ¦ All | Com ¦ Standard Griddle - Electric | SCE ¦ All | SCE | All | Electric | Standard, Commercial Griddle, Electric | Average Existing and Code | 0 | Conventional | FoodServ | Com - Other | Com | ROB and NEW | 0 | 1000 sqft2 of floor space | Griddle | 12 | DEER:Indoor_Non-CFL_Ltg | 5906.23 | 1.3485 | 0 | SWFS004-01 | 634 | 2017 | 0 | 0 | 2017 | 0 | 0 | SWFS004-01 | Electric Griddles ¦ SCE ¦ All | Electric Griddles | 0.0014558 | 1 | 0.81 | CBSA 2019 | -339.5087 | 2012 | 0.6 | SWFS004
COM-FOODSERV-80.13 | Com ¦ Standard Griddle - Electric ¦ SCE ¦ All | Com ¦ Standard Griddle - Electric | SCE ¦ All | SCE | All | Electric | Standard, Commercial Griddle, Electric | Average Existing and Code | 0 | Conventional | FoodServ | Com - Restaurant | Com | ROB and NEW | 0 | 1000 sqft2 of floor space | Griddle | 12 | DEER:Indoor_Non-CFL_Ltg | 5906.23 | 1.3485 | 0 | SWFS004-01 | 634 | 2017 | 0 | 0 | 2017 | 0 | 0 | SWFS004-01 | Electric Griddles ¦ SCE ¦ All | Electric Griddles | 0.020182 | 1 | 0.81 | CBSA 2019 | -125.8982 | 2012 | 0.6 | SWFS004
COM-FOODSERV-80.14 | Com ¦ Standard Griddle - Electric ¦ SCE ¦ All | Com ¦ Standard Griddle - Electric | SCE ¦ All | SCE | All | Electric | Standard, Commercial Griddle, Electric | Average Existing and Code | 0 | Conventional | FoodServ | Com - School | Com | ROB and NEW | 0 | 1000 sqft2 of floor space | Griddle | 12 | DEER:Indoor_Non-CFL_Ltg | 5906.23 | 1.3485 | 0 | SWFS004-01 | 634 | 2017 | 0 | 0 | 2017 | 0 | 0 | SWFS004-01 | Electric Griddles ¦ SCE ¦ All | Electric Griddles | 0.00054304 | 1 | 0.81 | CBSA 2019 | -508.9155 | 2012 | 0.6 | SWFS004
COM-FOODSERV-80.15 | Com ¦ Standard Griddle - Electric ¦ SDG&E ¦ All | Com ¦ Standard Griddle - Electric | SDG&E ¦ All | SDG&E | All | Electric | Standard, Commercial Griddle, Electric | Average Existing and Code | 0 | Conventional | FoodServ | Com - College | Com | ROB and NEW | 0 | 1000 sqft2 of floor space | Griddle | 12 | DEER:Indoor_Non-CFL_Ltg | 5906.23 | 1.3485 | 0 | SWFS004-01 | 634 | 2017 | 0 | 0 | 2017 | 0 | 0 | SWFS004-01 | Electric Griddles ¦ SDG&E ¦ All | Electric Griddles | 0.0010624 | 1 | 0.81 | CBSA 2019 | -314.9055 | 2012 | 0.6 | SWFS004
COM-FOODSERV-80.16 | Com ¦ Standard Griddle - Electric ¦ SDG&E ¦ All | Com ¦ Standard Griddle - Electric | SDG&E ¦ All | SDG&E | All | Electric | Standard, Commercial Griddle, Electric | Average Existing and Code | 0 | Conventional | FoodServ | Com - Grocery | Com | ROB and NEW | 0 | 1000 sqft2 of floor space | Griddle | 12 | DEER:Indoor_Non-CFL_Ltg | 5906.23 | 1.3485 | 0 | SWFS004-01 | 634 | 2017 | 0 | 0 | 2017 | 0 | 0 | SWFS004-01 | Electric Griddles ¦ SDG&E ¦ All | Electric Griddles | 0.0075335 | 1 | 0.81 | CBSA 2019 | -169.7406 | 2012 | 0.6 | SWFS004
COM-FOODSERV-80.17 | Com ¦ Standard Griddle - Electric ¦ SDG&E ¦ All | Com ¦ Standard Griddle - Electric | SDG&E ¦ All | SDG&E | All | Electric | Standard, Commercial Griddle, Electric | Average Existing and Code | 0 | Conventional | FoodServ | Com - Health | Com | ROB and NEW | 0 | 1000 sqft2 of floor space | Griddle | 12 | DEER:Indoor_Non-CFL_Ltg | 5906.23 | 1.3485 | 0 | SWFS004-01 | 634 | 2017 | 0 | 0 | 2017 | 0 | 0 | SWFS004-01 | Electric Griddles ¦ SDG&E ¦ All | Electric Griddles | 0.0011866 | 1 | 0.81 | CBSA 2019 | -120.1526 | 2012 | 0.6 | SWFS004
COM-FOODSERV-80.18 | Com ¦ Standard Griddle - Electric ¦ SDG&E ¦ All | Com ¦ Standard Griddle - Electric | SDG&E ¦ All | SDG&E | All | Electric | Standard, Commercial Griddle, Electric | Average Existing and Code | 0 | Conventional | FoodServ | Com - Lodging | Com | ROB and NEW | 0 | 1000 sqft2 of floor space | Griddle | 12 | DEER:Indoor_Non-CFL_Ltg | 5906.23 | 1.3485 | 0 | SWFS004-01 | 634 | 2017 | 0 | 0 | 2017 | 0 | 0 | SWFS004-01 | Electric Griddles ¦ SDG&E ¦ All | Electric Griddles | 0.00055265 | 1 | 0.81 | CBSA 2019 | -318.2595 | 2012 | 0.6 | SWFS004
COM-FOODSERV-80.19 | Com ¦ Standard Griddle - Electric ¦ SDG&E ¦ All | Com ¦ Standard Griddle - Electric | SDG&E ¦ All | SDG&E | All | Electric | Standard, Commercial Griddle, Electric | Average Existing and Code | 0 | Conventional | FoodServ | Com - Other | Com | ROB and NEW | 0 | 1000 sqft2 of floor space | Griddle | 12 | DEER:Indoor_Non-CFL_Ltg | 5906.23 | 1.3485 | 0 | SWFS004-01 | 634 | 2017 | 0 | 0 | 2017 | 0 | 0 | SWFS004-01 | Electric Griddles ¦ SDG&E ¦ All | Electric Griddles | 0.0014558 | 1 | 0.81 | CBSA 2019 | -339.5087 | 2012 | 0.6 | SWFS004
COM-FOODSERV-80.20 | Com ¦ Standard Griddle - Electric ¦ SDG&E ¦ All | Com ¦ Standard Griddle - Electric | SDG&E ¦ All | SDG&E | All | Electric | Standard, Commercial Griddle, Electric | Average Existing and Code | 0 | Conventional | FoodServ | Com - Restaurant | Com | ROB and NEW | 0 | 1000 sqft2 of floor space | Griddle | 12 | DEER:Indoor_Non-CFL_Ltg | 5906.23 | 1.3485 | 0 | SWFS004-01 | 634 | 2017 | 0 | 0 | 2017 | 0 | 0 | SWFS004-01 | Electric Griddles ¦ SDG&E ¦ All | Electric Griddles | 0.020182 | 1 | 0.81 | CBSA 2019 | -125.8982 | 2012 | 0.6 | SWFS004
COM-FOODSERV-80.21 | Com ¦ Standard Griddle - Electric ¦ SDG&E ¦ All | Com ¦ Standard Griddle - Electric | SDG&E ¦ All | SDG&E | All | Electric | Standard, Commercial Griddle, Electric | Average Existing and Code | 0 | Conventional | FoodServ | Com - School | Com | ROB and NEW | 0 | 1000 sqft2 of floor space | Griddle | 12 | DEER:Indoor_Non-CFL_Ltg | 5906.23 | 1.3485 | 0 | SWFS004-01 | 634 | 2017 | 0 | 0 | 2017 | 0 | 0 | SWFS004-01 | Electric Griddles ¦ SDG&E ¦ All | Electric Griddles | 0.00054304 | 1 | 0.81 | CBSA 2019 | -508.9155 | 2012 | 0.6 | SWFS004
COM-FOODSERV-81.1 | Com ¦ ENERGY STAR Griddle - Electric ¦ PG&E ¦ All | Com ¦ ENERGY STAR Griddle - Electric | PG&E ¦ All | PG&E | All | Electric | Efficient, Commercial Griddle, Electric | Efficient | 0 | Conventional | FoodServ | Com - College | Com | ROB and NEW | 0 | 1000 sqft2 of floor space | Griddle | 12 | DEER:Indoor_Non-CFL_Ltg | 4580.67 | 1.0458 | 0 | SWFS004-01 | 1296 | 2017 | 0 | 0 | 2017 | 0 | 0 | SWFS004-01 | Electric Griddles ¦ PG&E ¦ All | Electric Griddles | 0.0010624 | 1 | 0.19 | CBSA 2019 | -244.23 | 2012 | 0.6 | SWFS004
COM-FOODSERV-81.2 | Com ¦ ENERGY STAR Griddle - Electric ¦ PG&E ¦ All | Com ¦ ENERGY STAR Griddle - Electric | PG&E ¦ All | PG&E | All | Electric | Efficient, Commercial Griddle, Electric | Efficient | 0 | Conventional | FoodServ | Com - Grocery | Com | ROB and NEW | 0 | 1000 sqft2 of floor space | Griddle | 12 | DEER:Indoor_Non-CFL_Ltg | 4580.67 | 1.0458 | 0 | SWFS004-01 | 1296 | 2017 | 0 | 0 | 2017 | 0 | 0 | SWFS004-01 | Electric Griddles ¦ PG&E ¦ All | Electric Griddles | 0.0075335 | 1 | 0.19 | CBSA 2019 | -131.645 | 2012 | 0.6 | SWFS004
COM-FOODSERV-81.3 | Com ¦ ENERGY STAR Griddle - Electric ¦ PG&E ¦ All | Com ¦ ENERGY STAR Griddle - Electric | PG&E ¦ All | PG&E | All | Electric | Efficient, Commercial Griddle, Electric | Efficient | 0 | Conventional | FoodServ | Com - Health | Com | ROB and NEW | 0 | 1000 sqft2 of floor space | Griddle | 12 | DEER:Indoor_Non-CFL_Ltg | 4580.67 | 1.0458 | 0 | SWFS004-01 | 1296 | 2017 | 0 | 0 | 2017 | 0 | 0 | SWFS004-01 | Electric Griddles ¦ PG&E ¦ All | Electric Griddles | 0.0011866 | 1 | 0.19 | CBSA 2019 | -93.1862 | 2012 | 0.6 | SWFS004
COM-FOODSERV-81.4 | Com ¦ ENERGY STAR Griddle - Electric ¦ PG&E ¦ All | Com ¦ ENERGY STAR Griddle - Electric | PG&E ¦ All | PG&E | All | Electric | Efficient, Commercial Griddle, Electric | Efficient | 0 | Conventional | FoodServ | Com - Lodging | Com | ROB and NEW | 0 | 1000 sqft2 of floor space | Griddle | 12 | DEER:Indoor_Non-CFL_Ltg | 4580.67 | 1.0458 | 0 | SWFS004-01 | 1296 | 2017 | 0 | 0 | 2017 | 0 | 0 | SWFS004-01 | Electric Griddles ¦ PG&E ¦ All | Electric Griddles | 0.00055265 | 1 | 0.19 | CBSA 2019 | -246.8312 | 2012 | 0.6 | SWFS004
COM-FOODSERV-81.5 | Com ¦ ENERGY STAR Griddle - Electric ¦ PG&E ¦ All | Com ¦ ENERGY STAR Griddle - Electric | PG&E ¦ All | PG&E | All | Electric | Efficient, Commercial Griddle, Electric | Efficient | 0 | Conventional | FoodServ | Com - Other | Com | ROB and NEW | 0 | 1000 sqft2 of floor space | Griddle | 12 | DEER:Indoor_Non-CFL_Ltg | 4580.67 | 1.0458 | 0 | SWFS004-01 | 1296 | 2017 | 0 | 0 | 2017 | 0 | 0 | SWFS004-01 | Electric Griddles ¦ PG&E ¦ All | Electric Griddles | 0.0014558 | 1 | 0.19 | CBSA 2019 | -263.3114 | 2012 | 0.6 | SWFS004
COM-FOODSERV-81.6 | Com ¦ ENERGY STAR Griddle - Electric ¦ PG&E ¦ All | Com ¦ ENERGY STAR Griddle - Electric | PG&E ¦ All | PG&E | All | Electric | Efficient, Commercial Griddle, Electric | Efficient | 0 | Conventional | FoodServ | Com - Restaurant | Com | ROB and NEW | 0 | 1000 sqft2 of floor space | Griddle | 12 | DEER:Indoor_Non-CFL_Ltg | 4580.67 | 1.0458 | 0 | SWFS004-01 | 1296 | 2017 | 0 | 0 | 2017 | 0 | 0 | SWFS004-01 | Electric Griddles ¦ PG&E ¦ All | Electric Griddles | 0.020182 | 1 | 0.19 | CBSA 2019 | -97.6423 | 2012 | 0.6 | SWFS004
COM-FOODSERV-81.7 | Com ¦ ENERGY STAR Griddle - Electric ¦ PG&E ¦ All | Com ¦ ENERGY STAR Griddle - Electric | PG&E ¦ All | PG&E | All | Electric | Efficient, Commercial Griddle, Electric | Efficient | 0 | Conventional | FoodServ | Com - School | Com | ROB and NEW | 0 | 1000 sqft2 of floor space | Griddle | 12 | DEER:Indoor_Non-CFL_Ltg | 4580.67 | 1.0458 | 0 | SWFS004-01 | 1296 | 2017 | 0 | 0 | 2017 | 0 | 0 | SWFS004-01 | Electric Griddles ¦ PG&E ¦ All | Electric Griddles | 0.00054304 | 1 | 0.19 | CBSA 2019 | -394.6975 | 2012 | 0.6 | SWFS004
COM-FOODSERV-81.8 | Com ¦ ENERGY STAR Griddle - Electric ¦ SCE ¦ All | Com ¦ ENERGY STAR Griddle - Electric | SCE ¦ All | SCE | All | Electric | Efficient, Commercial Griddle, Electric | Efficient | 0 | Conventional | FoodServ | Com - College | Com | ROB and NEW | 0 | 1000 sqft2 of floor space | Griddle | 12 | DEER:Indoor_Non-CFL_Ltg | 4580.67 | 1.0458 | 0 | SWFS004-01 | 1296 | 2017 | 0 | 0 | 2017 | 0 | 0 | SWFS004-01 | Electric Griddles ¦ SCE ¦ All | Electric Griddles | 0.0010624 | 1 | 0.19 | CBSA 2019 | -244.23 | 2012 | 0.6 | SWFS004
COM-FOODSERV-81.9 | Com ¦ ENERGY STAR Griddle - Electric ¦ SCE ¦ All | Com ¦ ENERGY STAR Griddle - Electric | SCE ¦ All | SCE | All | Electric | Efficient, Commercial Griddle, Electric | Efficient | 0 | Conventional | FoodServ | Com - Grocery | Com | ROB and NEW | 0 | 1000 sqft2 of floor space | Griddle | 12 | DEER:Indoor_Non-CFL_Ltg | 4580.67 | 1.0458 | 0 | SWFS004-01 | 1296 | 2017 | 0 | 0 | 2017 | 0 | 0 | SWFS004-01 | Electric Griddles ¦ SCE ¦ All | Electric Griddles | 0.0075335 | 1 | 0.19 | CBSA 2019 | -131.645 | 2012 | 0.6 | SWFS004
COM-FOODSERV-81.10 | Com ¦ ENERGY STAR Griddle - Electric ¦ SCE ¦ All | Com ¦ ENERGY STAR Griddle - Electric | SCE ¦ All | SCE | All | Electric | Efficient, Commercial Griddle, Electric | Efficient | 0 | Conventional | FoodServ | Com - Health | Com | ROB and NEW | 0 | 1000 sqft2 of floor space | Griddle | 12 | DEER:Indoor_Non-CFL_Ltg | 4580.67 | 1.0458 | 0 | SWFS004-01 | 1296 | 2017 | 0 | 0 | 2017 | 0 | 0 | SWFS004-01 | Electric Griddles ¦ SCE ¦ All | Electric Griddles | 0.0011866 | 1 | 0.19 | CBSA 2019 | -93.1862 | 2012 | 0.6 | SWFS004
COM-FOODSERV-81.11 | Com ¦ ENERGY STAR Griddle - Electric ¦ SCE ¦ All | Com ¦ ENERGY STAR Griddle - Electric | SCE ¦ All | SCE | All | Electric | Efficient, Commercial Griddle, Electric | Efficient | 0 | Conventional | FoodServ | Com - Lodging | Com | ROB and NEW | 0 | 1000 sqft2 of floor space | Griddle | 12 | DEER:Indoor_Non-CFL_Ltg | 4580.67 | 1.0458 | 0 | SWFS004-01 | 1296 | 2017 | 0 | 0 | 2017 | 0 | 0 | SWFS004-01 | Electric Griddles ¦ SCE ¦ All | Electric Griddles | 0.00055265 | 1 | 0.19 | CBSA 2019 | -246.8312 | 2012 | 0.6 | SWFS004
COM-FOODSERV-81.12 | Com ¦ ENERGY STAR Griddle - Electric ¦ SCE ¦ All | Com ¦ ENERGY STAR Griddle - Electric | SCE ¦ All | SCE | All | Electric | Efficient, Commercial Griddle, Electric | Efficient | 0 | Conventional | FoodServ | Com - Other | Com | ROB and NEW | 0 | 1000 sqft2 of floor space | Griddle | 12 | DEER:Indoor_Non-CFL_Ltg | 4580.67 | 1.0458 | 0 | SWFS004-01 | 1296 | 2017 | 0 | 0 | 2017 | 0 | 0 | SWFS004-01 | Electric Griddles ¦ SCE ¦ All | Electric Griddles | 0.0014558 | 1 | 0.19 | CBSA 2019 | -263.3114 | 2012 | 0.6 | SWFS004
COM-FOODSERV-81.13 | Com ¦ ENERGY STAR Griddle - Electric ¦ SCE ¦ All | Com ¦ ENERGY STAR Griddle - Electric | SCE ¦ All | SCE | All | Electric | Efficient, Commercial Griddle, Electric | Efficient | 0 | Conventional | FoodServ | Com - Restaurant | Com | ROB and NEW | 0 | 1000 sqft2 of floor space | Griddle | 12 | DEER:Indoor_Non-CFL_Ltg | 4580.67 | 1.0458 | 0 | SWFS004-01 | 1296 | 2017 | 0 | 0 | 2017 | 0 | 0 | SWFS004-01 | Electric Griddles ¦ SCE ¦ All | Electric Griddles | 0.020182 | 1 | 0.19 | CBSA 2019 | -97.6423 | 2012 | 0.6 | SWFS004
COM-FOODSERV-81.14 | Com ¦ ENERGY STAR Griddle - Electric ¦ SCE ¦ All | Com ¦ ENERGY STAR Griddle - Electric | SCE ¦ All | SCE | All | Electric | Efficient, Commercial Griddle, Electric | Efficient | 0 | Conventional | FoodServ | Com - School | Com | ROB and NEW | 0 | 1000 sqft2 of floor space | Griddle | 12 | DEER:Indoor_Non-CFL_Ltg | 4580.67 | 1.0458 | 0 | SWFS004-01 | 1296 | 2017 | 0 | 0 | 2017 | 0 | 0 | SWFS004-01 | Electric Griddles ¦ SCE ¦ All | Electric Griddles | 0.00054304 | 1 | 0.19 | CBSA 2019 | -394.6975 | 2012 | 0.6 | SWFS004
COM-FOODSERV-81.15 | Com ¦ ENERGY STAR Griddle - Electric ¦ SDG&E ¦ All | Com ¦ ENERGY STAR Griddle - Electric | SDG&E ¦ All | SDG&E | All | Electric | Efficient, Commercial Griddle, Electric | Efficient | 0 | Conventional | FoodServ | Com - College | Com | ROB and NEW | 0 | 1000 sqft2 of floor space | Griddle | 12 | DEER:Indoor_Non-CFL_Ltg | 4580.67 | 1.0458 | 0 | SWFS004-01 | 1296 | 2017 | 0 | 0 | 2017 | 0 | 0 | SWFS004-01 | Electric Griddles ¦ SDG&E ¦ All | Electric Griddles | 0.0010624 | 1 | 0.19 | CBSA 2019 | -244.23 | 2012 | 0.6 | SWFS004
COM-FOODSERV-81.16 | Com ¦ ENERGY STAR Griddle - Electric ¦ SDG&E ¦ All | Com ¦ ENERGY STAR Griddle - Electric | SDG&E ¦ All | SDG&E | All | Electric | Efficient, Commercial Griddle, Electric | Efficient | 0 | Conventional | FoodServ | Com - Grocery | Com | ROB and NEW | 0 | 1000 sqft2 of floor space | Griddle | 12 | DEER:Indoor_Non-CFL_Ltg | 4580.67 | 1.0458 | 0 | SWFS004-01 | 1296 | 2017 | 0 | 0 | 2017 | 0 | 0 | SWFS004-01 | Electric Griddles ¦ SDG&E ¦ All | Electric Griddles | 0.0075335 | 1 | 0.19 | CBSA 2019 | -131.645 | 2012 | 0.6 | SWFS004
COM-FOODSERV-81.17 | Com ¦ ENERGY STAR Griddle - Electric ¦ SDG&E ¦ All | Com ¦ ENERGY STAR Griddle - Electric | SDG&E ¦ All | SDG&E | All | Electric | Efficient, Commercial Griddle, Electric | Efficient | 0 | Conventional | FoodServ | Com - Health | Com | ROB and NEW | 0 | 1000 sqft2 of floor space | Griddle | 12 | DEER:Indoor_Non-CFL_Ltg | 4580.67 | 1.0458 | 0 | SWFS004-01 | 1296 | 2017 | 0 | 0 | 2017 | 0 | 0 | SWFS004-01 | Electric Griddles ¦ SDG&E ¦ All | Electric Griddles | 0.0011866 | 1 | 0.19 | CBSA 2019 | -93.1862 | 2012 | 0.6 | SWFS004
COM-FOODSERV-81.18 | Com ¦ ENERGY STAR Griddle - Electric ¦ SDG&E ¦ All | Com ¦ ENERGY STAR Griddle - Electric | SDG&E ¦ All | SDG&E | All | Electric | Efficient, Commercial Griddle, Electric | Efficient | 0 | Conventional | FoodServ | Com - Lodging | Com | ROB and NEW | 0 | 1000 sqft2 of floor space | Griddle | 12 | DEER:Indoor_Non-CFL_Ltg | 4580.67 | 1.0458 | 0 | SWFS004-01 | 1296 | 2017 | 0 | 0 | 2017 | 0 | 0 | SWFS004-01 | Electric Griddles ¦ SDG&E ¦ All | Electric Griddles | 0.00055265 | 1 | 0.19 | CBSA 2019 | -246.8312 | 2012 | 0.6 | SWFS004
COM-FOODSERV-81.19 | Com ¦ ENERGY STAR Griddle - Electric ¦ SDG&E ¦ All | Com ¦ ENERGY STAR Griddle - Electric | SDG&E ¦ All | SDG&E | All | Electric | Efficient, Commercial Griddle, Electric | Efficient | 0 | Conventional | FoodServ | Com - Other | Com | ROB and NEW | 0 | 1000 sqft2 of floor space | Griddle | 12 | DEER:Indoor_Non-CFL_Ltg | 4580.67 | 1.0458 | 0 | SWFS004-01 | 1296 | 2017 | 0 | 0 | 2017 | 0 | 0 | SWFS004-01 | Electric Griddles ¦ SDG&E ¦ All | Electric Griddles | 0.0014558 | 1 | 0.19 | CBSA 2019 | -263.3114 | 2012 | 0.6 | SWFS004
COM-FOODSERV-81.20 | Com ¦ ENERGY STAR Griddle - Electric ¦ SDG&E ¦ All | Com ¦ ENERGY STAR Griddle - Electric | SDG&E ¦ All | SDG&E | All | Electric | Efficient, Commercial Griddle, Electric | Efficient | 0 | Conventional | FoodServ | Com - Restaurant | Com | ROB and NEW | 0 | 1000 sqft2 of floor space | Griddle | 12 | DEER:Indoor_Non-CFL_Ltg | 4580.67 | 1.0458 | 0 | SWFS004-01 | 1296 | 2017 | 0 | 0 | 2017 | 0 | 0 | SWFS004-01 | Electric Griddles ¦ SDG&E ¦ All | Electric Griddles | 0.020182 | 1 | 0.19 | CBSA 2019 | -97.6423 | 2012 | 0.6 | SWFS004
COM-FOODSERV-81.21 | Com ¦ ENERGY STAR Griddle - Electric ¦ SDG&E ¦ All | Com ¦ ENERGY STAR Griddle - Electric | SDG&E ¦ All | SDG&E | All | Electric | Efficient, Commercial Griddle, Electric | Efficient | 0 | Conventional | FoodServ | Com - School | Com | ROB and NEW | 0 | 1000 sqft2 of floor space | Griddle | 12 | DEER:Indoor_Non-CFL_Ltg | 4580.67 | 1.0458 | 0 | SWFS004-01 | 1296 | 2017 | 0 | 0 | 2017 | 0 | 0 | SWFS004-01 | Electric Griddles ¦ SDG&E ¦ All | Electric Griddles | 0.00054304 | 1 | 0.19 | CBSA 2019 | -394.6975 | 2012 | 0.6 | SWFS004
COM-FOODSERV-90.1 | Com ¦ Standard Commercial Kitchen Exhaust Hood - Retrofit ¦ PG&E ¦ All | Com ¦ Standard Commercial Kitchen Exhaust Hood - Retrofit | PG&E ¦ All | PG&E | All | Electric & Gas | Standard, Exhaust Hood Ventilation Add-on Equipment | Average Existing and Code | 0 | Conventional | FoodServ | Com - College | Com | RET Only | 0 | 1000 sqft2 of floor space | Horsepower | 5 | DEER:HVAC_Split-Package_AC | 0 | 0 | 0 | SWFS012-01 | 0 | 2017 | 0 | 0 | 2017 | 0 | 0 | SWFS012-01 | DCV Exhaust Hood-Ret ¦ PG&E ¦ All | DCV Exhaust Hood-Ret | 0.01756 | 0.6 | 0.87233 | CBSA 2014 | 0 | 2012 | 0.6 | SWFS012
COM-FOODSERV-90.2 | Com ¦ Standard Commercial Kitchen Exhaust Hood - Retrofit ¦ PG&E ¦ All | Com ¦ Standard Commercial Kitchen Exhaust Hood - Retrofit | PG&E ¦ All | PG&E | All | Electric & Gas | Standard, Exhaust Hood Ventilation Add-on Equipment | Average Existing and Code | 0 | Conventional | FoodServ | Com - Grocery | Com | RET Only | 0 | 1000 sqft2 of floor space | Horsepower | 5 | DEER:HVAC_Split-Package_AC | 0 | 0 | 0 | SWFS012-01 | 0 | 2017 | 0 | 0 | 2017 | 0 | 0 | SWFS012-01 | DCV Exhaust Hood-Ret ¦ PG&E ¦ All | DCV Exhaust Hood-Ret | 0.056145 | 0.6 | 0.87233 | CBSA 2014 | 0 | 2012 | 0.6 | SWFS012
COM-FOODSERV-90.3 | Com ¦ Standard Commercial Kitchen Exhaust Hood - Retrofit ¦ PG&E ¦ All | Com ¦ Standard Commercial Kitchen Exhaust Hood - Retrofit | PG&E ¦ All | PG&E | All | Electric & Gas | Standard, Exhaust Hood Ventilation Add-on Equipment | Average Existing and Code | 0 | Conventional | FoodServ | Com - Health | Com | RET Only | 0 | 1000 sqft2 of floor space | Horsepower | 5 | DEER:HVAC_Split-Package_AC | 0 | 0 | 0 | SWFS012-01 | 0 | 2017 | 0 | 0 | 2017 | 0 | 0 | SWFS012-01 | DCV Exhaust Hood-Ret ¦ PG&E ¦ All | DCV Exhaust Hood-Ret | 0.03724 | 0.6 | 0.87233 | CBSA 2014 | 0 | 2012 | 0.6 | SWFS012
COM-FOODSERV-90.4 | Com ¦ Standard Commercial Kitchen Exhaust Hood - Retrofit ¦ PG&E ¦ All | Com ¦ Standard Commercial Kitchen Exhaust Hood - Retrofit | PG&E ¦ All | PG&E | All | Electric & Gas | Standard, Exhaust Hood Ventilation Add-on Equipment | Average Existing and Code | 0 | Conventional | FoodServ | Com - Lodging | Com | RET Only | 0 | 1000 sqft2 of floor space | Horsepower | 5 | DEER:HVAC_Split-Package_AC | 0 | 0 | 0 | SWFS012-01 | 0 | 2017 | 0 | 0 | 2017 | 0 | 0 | SWFS012-01 | DCV Exhaust Hood-Ret ¦ PG&E ¦ All | DCV Exhaust Hood-Ret | 0.024295 | 0.6 | 0.87233 | CBSA 2014 | 0 | 2012 | 0.6 | SWFS012
COM-FOODSERV-90.5 | Com ¦ Standard Commercial Kitchen Exhaust Hood - Retrofit ¦ PG&E ¦ All | Com ¦ Standard Commercial Kitchen Exhaust Hood - Retrofit | PG&E ¦ All | PG&E | All | Electric & Gas | Standard, Exhaust Hood Ventilation Add-on Equipment | Average Existing and Code | 0 | Conventional | FoodServ | Com - Other | Com | RET Only | 0 | 1000 sqft2 of floor space | Horsepower | 5 | DEER:HVAC_Split-Package_AC | 0 | 0 | 0 | SWFS012-01 | 0 | 2017 | 0 | 0 | 2017 | 0 | 0 | SWFS012-01 | DCV Exhaust Hood-Ret ¦ PG&E ¦ All | DCV Exhaust Hood-Ret | 0.010428 | 0.6 | 0.87233 | CBSA 2014 | 0 | 2012 | 0.6 | SWFS012
COM-FOODSERV-90.6 | Com ¦ Standard Commercial Kitchen Exhaust Hood - Retrofit ¦ PG&E ¦ All | Com ¦ Standard Commercial Kitchen Exhaust Hood - Retrofit | PG&E ¦ All | PG&E | All | Electric & Gas | Standard, Exhaust Hood Ventilation Add-on Equipment | Average Existing and Code | 0 | Conventional | FoodServ | Com - Restaurant | Com | RET Only | 0 | 1000 sqft2 of floor space | Horsepower | 5 | DEER:HVAC_Split-Package_AC | 0 | 0 | 0 | SWFS012-01 | 0 | 2017 | 0 | 0 | 2017 | 0 | 0 | SWFS012-01 | DCV Exhaust Hood-Ret ¦ PG&E ¦ All | DCV Exhaust Hood-Ret | 0.32069 | 0.6 | 0.75 | CBSA 2014 | 0 | 2012 | 0.6 | SWFS012
COM-FOODSERV-90.7 | Com ¦ Standard Commercial Kitchen Exhaust Hood - Retrofit ¦ PG&E ¦ All | Com ¦ Standard Commercial Kitchen Exhaust Hood - Retrofit | PG&E ¦ All | PG&E | All | Electric & Gas | Standard, Exhaust Hood Ventilation Add-on Equipment | Average Existing and Code | 0 | Conventional | FoodServ | Com - School | Com | RET Only | 0 | 1000 sqft2 of floor space | Horsepower | 5 | DEER:HVAC_Split-Package_AC | 0 | 0 | 0 | SWFS012-01 | 0 | 2017 | 0 | 0 | 2017 | 0 | 0 | SWFS012-01 | DCV Exhaust Hood-Ret ¦ PG&E ¦ All | DCV Exhaust Hood-Ret | 0.01756 | 0.6 | 0.87233 | CBSA 2014 | 0 | 2012 | 0.6 | SWFS012
COM-FOODSERV-90.8 | Com ¦ Standard Commercial Kitchen Exhaust Hood - Retrofit ¦ SCE ¦ All | Com ¦ Standard Commercial Kitchen Exhaust Hood - Retrofit | SCE ¦ All | SCE | All | Electric & Gas | Standard, Exhaust Hood Ventilation Add-on Equipment | Average Existing and Code | 0 | Conventional | FoodServ | Com - College | Com | RET Only | 0 | 1000 sqft2 of floor space | Horsepower | 5 | DEER:HVAC_Split-Package_AC | 0 | 0 | 0 | SWFS012-01 | 0 | 2017 | 0 | 0 | 2017 | 0 | 0 | SWFS012-01 | DCV Exhaust Hood-Ret ¦ SCE ¦ All | DCV Exhaust Hood-Ret | 0.01756 | 0.6 | 0.87233 | CBSA 2014 | 0 | 2012 | 0.6 | SWFS012
COM-FOODSERV-90.9 | Com ¦ Standard Commercial Kitchen Exhaust Hood - Retrofit ¦ SCE ¦ All | Com ¦ Standard Commercial Kitchen Exhaust Hood - Retrofit | SCE ¦ All | SCE | All | Electric & Gas | Standard, Exhaust Hood Ventilation Add-on Equipment | Average Existing and Code | 0 | Conventional | FoodServ | Com - Grocery | Com | RET Only | 0 | 1000 sqft2 of floor space | Horsepower | 5 | DEER:HVAC_Split-Package_AC | 0 | 0 | 0 | SWFS012-01 | 0 | 2017 | 0 | 0 | 2017 | 0 | 0 | SWFS012-01 | DCV Exhaust Hood-Ret ¦ SCE ¦ All | DCV Exhaust Hood-Ret | 0.056145 | 0.6 | 0.87233 | CBSA 2014 | 0 | 2012 | 0.6 | SWFS012
COM-FOODSERV-90.10 | Com ¦ Standard Commercial Kitchen Exhaust Hood - Retrofit ¦ SCE ¦ All | Com ¦ Standard Commercial Kitchen Exhaust Hood - Retrofit | SCE ¦ All | SCE | All | Electric & Gas | Standard, Exhaust Hood Ventilation Add-on Equipment | Average Existing and Code | 0 | Conventional | FoodServ | Com - Health | Com | RET Only | 0 | 1000 sqft2 of floor space | Horsepower | 5 | DEER:HVAC_Split-Package_AC | 0 | 0 | 0 | SWFS012-01 | 0 | 2017 | 0 | 0 | 2017 | 0 | 0 | SWFS012-01 | DCV Exhaust Hood-Ret ¦ SCE ¦ All | DCV Exhaust Hood-Ret | 0.03724 | 0.6 | 0.87233 | CBSA 2014 | 0 | 2012 | 0.6 | SWFS012
COM-FOODSERV-90.11 | Com ¦ Standard Commercial Kitchen Exhaust Hood - Retrofit ¦ SCE ¦ All | Com ¦ Standard Commercial Kitchen Exhaust Hood - Retrofit | SCE ¦ All | SCE | All | Electric & Gas | Standard, Exhaust Hood Ventilation Add-on Equipment | Average Existing and Code | 0 | Conventional | FoodServ | Com - Lodging | Com | RET Only | 0 | 1000 sqft2 of floor space | Horsepower | 5 | DEER:HVAC_Split-Package_AC | 0 | 0 | 0 | SWFS012-01 | 0 | 2017 | 0 | 0 | 2017 | 0 | 0 | SWFS012-01 | DCV Exhaust Hood-Ret ¦ SCE ¦ All | DCV Exhaust Hood-Ret | 0.024295 | 0.6 | 0.87233 | CBSA 2014 | 0 | 2012 | 0.6 | SWFS012
COM-FOODSERV-90.12 | Com ¦ Standard Commercial Kitchen Exhaust Hood - Retrofit ¦ SCE ¦ All | Com ¦ Standard Commercial Kitchen Exhaust Hood - Retrofit | SCE ¦ All | SCE | All | Electric & Gas | Standard, Exhaust Hood Ventilation Add-on Equipment | Average Existing and Code | 0 | Conventional | FoodServ | Com - Other | Com | RET Only | 0 | 1000 sqft2 of floor space | Horsepower | 5 | DEER:HVAC_Split-Package_AC | 0 | 0 | 0 | SWFS012-01 | 0 | 2017 | 0 | 0 | 2017 | 0 | 0 | SWFS012-01 | DCV Exhaust Hood-Ret ¦ SCE ¦ All | DCV Exhaust Hood-Ret | 0.010428 | 0.6 | 0.87233 | CBSA 2014 | 0 | 2012 | 0.6 | SWFS012
COM-FOODSERV-90.13 | Com ¦ Standard Commercial Kitchen Exhaust Hood - Retrofit ¦ SCE ¦ All | Com ¦ Standard Commercial Kitchen Exhaust Hood - Retrofit | SCE ¦ All | SCE | All | Electric & Gas | Standard, Exhaust Hood Ventilation Add-on Equipment | Average Existing and Code | 0 | Conventional | FoodServ | Com - Restaurant | Com | RET Only | 0 | 1000 sqft2 of floor space | Horsepower | 5 | DEER:HVAC_Split-Package_AC | 0 | 0 | 0 | SWFS012-01 | 0 | 2017 | 0 | 0 | 2017 | 0 | 0 | SWFS012-01 | DCV Exhaust Hood-Ret ¦ SCE ¦ All | DCV Exhaust Hood-Ret | 0.32069 | 0.6 | 0.75 | CBSA 2014 | 0 | 2012 | 0.6 | SWFS012
COM-FOODSERV-90.14 | Com ¦ Standard Commercial Kitchen Exhaust Hood - Retrofit ¦ SCE ¦ All | Com ¦ Standard Commercial Kitchen Exhaust Hood - Retrofit | SCE ¦ All | SCE | All | Electric & Gas | Standard, Exhaust Hood Ventilation Add-on Equipment | Average Existing and Code | 0 | Conventional | FoodServ | Com - School | Com | RET Only | 0 | 1000 sqft2 of floor space | Horsepower | 5 | DEER:HVAC_Split-Package_AC | 0 | 0 | 0 | SWFS012-01 | 0 | 2017 | 0 | 0 | 2017 | 0 | 0 | SWFS012-01 | DCV Exhaust Hood-Ret ¦ SCE ¦ All | DCV Exhaust Hood-Ret | 0.01756 | 0.6 | 0.87233 | CBSA 2014 | 0 | 2012 | 0.6 | SWFS012
COM-FOODSERV-90.15 | Com ¦ Standard Commercial Kitchen Exhaust Hood - Retrofit ¦ SDG&E ¦ All | Com ¦ Standard Commercial Kitchen Exhaust Hood - Retrofit | SDG&E ¦ All | SDG&E | All | Electric & Gas | Standard, Exhaust Hood Ventilation Add-on Equipment | Average Existing and Code | 0 | Conventional | FoodServ | Com - College | Com | RET Only | 0 | 1000 sqft2 of floor space | Horsepower | 5 | DEER:HVAC_Split-Package_AC | 0 | 0 | 0 | SWFS012-01 | 0 | 2017 | 0 | 0 | 2017 | 0 | 0 | SWFS012-01 | DCV Exhaust Hood-Ret ¦ SDG&E ¦ All | DCV Exhaust Hood-Ret | 0.01756 | 0.6 | 0.87233 | CBSA 2014 | 0 | 2012 | 0.6 | SWFS012
COM-FOODSERV-90.16 | Com ¦ Standard Commercial Kitchen Exhaust Hood - Retrofit ¦ SDG&E ¦ All | Com ¦ Standard Commercial Kitchen Exhaust Hood - Retrofit | SDG&E ¦ All | SDG&E | All | Electric & Gas | Standard, Exhaust Hood Ventilation Add-on Equipment | Average Existing and Code | 0 | Conventional | FoodServ | Com - Grocery | Com | RET Only | 0 | 1000 sqft2 of floor space | Horsepower | 5 | DEER:HVAC_Split-Package_AC | 0 | 0 | 0 | SWFS012-01 | 0 | 2017 | 0 | 0 | 2017 | 0 | 0 | SWFS012-01 | DCV Exhaust Hood-Ret ¦ SDG&E ¦ All | DCV Exhaust Hood-Ret | 0.056145 | 0.6 | 0.87233 | CBSA 2014 | 0 | 2012 | 0.6 | SWFS012
COM-FOODSERV-90.17 | Com ¦ Standard Commercial Kitchen Exhaust Hood - Retrofit ¦ SDG&E ¦ All | Com ¦ Standard Commercial Kitchen Exhaust Hood - Retrofit | SDG&E ¦ All | SDG&E | All | Electric & Gas | Standard, Exhaust Hood Ventilation Add-on Equipment | Average Existing and Code | 0 | Conventional | FoodServ | Com - Health | Com | RET Only | 0 | 1000 sqft2 of floor space | Horsepower | 5 | DEER:HVAC_Split-Package_AC | 0 | 0 | 0 | SWFS012-01 | 0 | 2017 | 0 | 0 | 2017 | 0 | 0 | SWFS012-01 | DCV Exhaust Hood-Ret ¦ SDG&E ¦ All | DCV Exhaust Hood-Ret | 0.03724 | 0.6 | 0.87233 | CBSA 2014 | 0 | 2012 | 0.6 | SWFS012
COM-FOODSERV-90.18 | Com ¦ Standard Commercial Kitchen Exhaust Hood - Retrofit ¦ SDG&E ¦ All | Com ¦ Standard Commercial Kitchen Exhaust Hood - Retrofit | SDG&E ¦ All | SDG&E | All | Electric & Gas | Standard, Exhaust Hood Ventilation Add-on Equipment | Average Existing and Code | 0 | Conventional | FoodServ | Com - Lodging | Com | RET Only | 0 | 1000 sqft2 of floor space | Horsepower | 5 | DEER:HVAC_Split-Package_AC | 0 | 0 | 0 | SWFS012-01 | 0 | 2017 | 0 | 0 | 2017 | 0 | 0 | SWFS012-01 | DCV Exhaust Hood-Ret ¦ SDG&E ¦ All | DCV Exhaust Hood-Ret | 0.024295 | 0.6 | 0.87233 | CBSA 2014 | 0 | 2012 | 0.6 | SWFS012
COM-FOODSERV-90.19 | Com ¦ Standard Commercial Kitchen Exhaust Hood - Retrofit ¦ SDG&E ¦ All | Com ¦ Standard Commercial Kitchen Exhaust Hood - Retrofit | SDG&E ¦ All | SDG&E | All | Electric & Gas | Standard, Exhaust Hood Ventilation Add-on Equipment | Average Existing and Code | 0 | Conventional | FoodServ | Com - Other | Com | RET Only | 0 | 1000 sqft2 of floor space | Horsepower | 5 | DEER:HVAC_Split-Package_AC | 0 | 0 | 0 | SWFS012-01 | 0 | 2017 | 0 | 0 | 2017 | 0 | 0 | SWFS012-01 | DCV Exhaust Hood-Ret ¦ SDG&E ¦ All | DCV Exhaust Hood-Ret | 0.010428 | 0.6 | 0.87233 | CBSA 2014 | 0 | 2012 | 0.6 | SWFS012
COM-FOODSERV-90.20 | Com ¦ Standard Commercial Kitchen Exhaust Hood - Retrofit ¦ SDG&E ¦ All | Com ¦ Standard Commercial Kitchen Exhaust Hood - Retrofit | SDG&E ¦ All | SDG&E | All | Electric & Gas | Standard, Exhaust Hood Ventilation Add-on Equipment | Average Existing and Code | 0 | Conventional | FoodServ | Com - Restaurant | Com | RET Only | 0 | 1000 sqft2 of floor space | Horsepower | 5 | DEER:HVAC_Split-Package_AC | 0 | 0 | 0 | SWFS012-01 | 0 | 2017 | 0 | 0 | 2017 | 0 | 0 | SWFS012-01 | DCV Exhaust Hood-Ret ¦ SDG&E ¦ All | DCV Exhaust Hood-Ret | 0.32069 | 0.6 | 0.75 | CBSA 2014 | 0 | 2012 | 0.6 | SWFS012
COM-FOODSERV-90.21 | Com ¦ Standard Commercial Kitchen Exhaust Hood - Retrofit ¦ SDG&E ¦ All | Com ¦ Standard Commercial Kitchen Exhaust Hood - Retrofit | SDG&E ¦ All | SDG&E | All | Electric & Gas | Standard, Exhaust Hood Ventilation Add-on Equipment | Average Existing and Code | 0 | Conventional | FoodServ | Com - School | Com | RET Only | 0 | 1000 sqft2 of floor space | Horsepower | 5 | DEER:HVAC_Split-Package_AC | 0 | 0 | 0 | SWFS012-01 | 0 | 2017 | 0 | 0 | 2017 | 0 | 0 | SWFS012-01 | DCV Exhaust Hood-Ret ¦ SDG&E ¦ All | DCV Exhaust Hood-Ret | 0.01756 | 0.6 | 0.87233 | CBSA 2014 | 0 | 2012 | 0.6 | SWFS012
COM-FOODSERV-90.22 | Com ¦ Standard Commercial Kitchen Exhaust Hood - Retrofit ¦ SCG ¦ All | Com ¦ Standard Commercial Kitchen Exhaust Hood - Retrofit | SCG ¦ All | SCG | All | Electric & Gas | Standard, Exhaust Hood Ventilation Add-on Equipment | Average Existing and Code | 0 | Conventional | FoodServ | Com - College | Com | RET Only | 0 | 1000 sqft2 of floor space | Horsepower | 5 | DEER:HVAC_Split-Package_AC | 0 | 0 | 0 | SWFS012-01 | 0 | 2017 | 0 | 0 | 2017 | 0 | 0 | SWFS012-01 | DCV Exhaust Hood-Ret ¦ SCG ¦ All | DCV Exhaust Hood-Ret | 0.01756 | 0.6 | 0.87233 | CBSA 2014 | 0 | 2012 | 0.6 | SWFS012
COM-FOODSERV-90.23 | Com ¦ Standard Commercial Kitchen Exhaust Hood - Retrofit ¦ SCG ¦ All | Com ¦ Standard Commercial Kitchen Exhaust Hood - Retrofit | SCG ¦ All | SCG | All | Electric & Gas | Standard, Exhaust Hood Ventilation Add-on Equipment | Average Existing and Code | 0 | Conventional | FoodServ | Com - Grocery | Com | RET Only | 0 | 1000 sqft2 of floor space | Horsepower | 5 | DEER:HVAC_Split-Package_AC | 0 | 0 | 0 | SWFS012-01 | 0 | 2017 | 0 | 0 | 2017 | 0 | 0 | SWFS012-01 | DCV Exhaust Hood-Ret ¦ SCG ¦ All | DCV Exhaust Hood-Ret | 0.056145 | 0.6 | 0.87233 | CBSA 2014 | 0 | 2012 | 0.6 | SWFS012
COM-FOODSERV-90.24 | Com ¦ Standard Commercial Kitchen Exhaust Hood - Retrofit ¦ SCG ¦ All | Com ¦ Standard Commercial Kitchen Exhaust Hood - Retrofit | SCG ¦ All | SCG | All | Electric & Gas | Standard, Exhaust Hood Ventilation Add-on Equipment | Average Existing and Code | 0 | Conventional | FoodServ | Com - Health | Com | RET Only | 0 | 1000 sqft2 of floor space | Horsepower | 5 | DEER:HVAC_Split-Package_AC | 0 | 0 | 0 | SWFS012-01 | 0 | 2017 | 0 | 0 | 2017 | 0 | 0 | SWFS012-01 | DCV Exhaust Hood-Ret ¦ SCG ¦ All | DCV Exhaust Hood-Ret | 0.03724 | 0.6 | 0.87233 | CBSA 2014 | 0 | 2012 | 0.6 | SWFS012
COM-FOODSERV-90.25 | Com ¦ Standard Commercial Kitchen Exhaust Hood - Retrofit ¦ SCG ¦ All | Com ¦ Standard Commercial Kitchen Exhaust Hood - Retrofit | SCG ¦ All | SCG | All | Electric & Gas | Standard, Exhaust Hood Ventilation Add-on Equipment | Average Existing and Code | 0 | Conventional | FoodServ | Com - Lodging | Com | RET Only | 0 | 1000 sqft2 of floor space | Horsepower | 5 | DEER:HVAC_Split-Package_AC | 0 | 0 | 0 | SWFS012-01 | 0 | 2017 | 0 | 0 | 2017 | 0 | 0 | SWFS012-01 | DCV Exhaust Hood-Ret ¦ SCG ¦ All | DCV Exhaust Hood-Ret | 0.024295 | 0.6 | 0.87233 | CBSA 2014 | 0 | 2012 | 0.6 | SWFS012
COM-FOODSERV-90.26 | Com ¦ Standard Commercial Kitchen Exhaust Hood - Retrofit ¦ SCG ¦ All | Com ¦ Standard Commercial Kitchen Exhaust Hood - Retrofit | SCG ¦ All | SCG | All | Electric & Gas | Standard, Exhaust Hood Ventilation Add-on Equipment | Average Existing and Code | 0 | Conventional | FoodServ | Com - Other | Com | RET Only | 0 | 1000 sqft2 of floor space | Horsepower | 5 | DEER:HVAC_Split-Package_AC | 0 | 0 | 0 | SWFS012-01 | 0 | 2017 | 0 | 0 | 2017 | 0 | 0 | SWFS012-01 | DCV Exhaust Hood-Ret ¦ SCG ¦ All | DCV Exhaust Hood-Ret | 0.010428 | 0.6 | 0.87233 | CBSA 2014 | 0 | 2012 | 0.6 | SWFS012
COM-FOODSERV-90.27 | Com ¦ Standard Commercial Kitchen Exhaust Hood - Retrofit ¦ SCG ¦ All | Com ¦ Standard Commercial Kitchen Exhaust Hood - Retrofit | SCG ¦ All | SCG | All | Electric & Gas | Standard, Exhaust Hood Ventilation Add-on Equipment | Average Existing and Code | 0 | Conventional | FoodServ | Com - Restaurant | Com | RET Only | 0 | 1000 sqft2 of floor space | Horsepower | 5 | DEER:HVAC_Split-Package_AC | 0 | 0 | 0 | SWFS012-01 | 0 | 2017 | 0 | 0 | 2017 | 0 | 0 | SWFS012-01 | DCV Exhaust Hood-Ret ¦ SCG ¦ All | DCV Exhaust Hood-Ret | 0.32069 | 0.6 | 0.75 | CBSA 2014 | 0 | 2012 | 0.6 | SWFS012
COM-FOODSERV-90.28 | Com ¦ Standard Commercial Kitchen Exhaust Hood - Retrofit ¦ SCG ¦ All | Com ¦ Standard Commercial Kitchen Exhaust Hood - Retrofit | SCG ¦ All | SCG | All | Electric & Gas | Standard, Exhaust Hood Ventilation Add-on Equipment | Average Existing and Code | 0 | Conventional | FoodServ | Com - School | Com | RET Only | 0 | 1000 sqft2 of floor space | Horsepower | 5 | DEER:HVAC_Split-Package_AC | 0 | 0 | 0 | SWFS012-01 | 0 | 2017 | 0 | 0 | 2017 | 0 | 0 | SWFS012-01 | DCV Exhaust Hood-Ret ¦ SCG ¦ All | DCV Exhaust Hood-Ret | 0.01756 | 0.6 | 0.87233 | CBSA 2014 | 0 | 2012 | 0.6 | SWFS012
COM-FOODSERV-91.1 | Com ¦ Demand Controlled Ventilation (DCV) Exhaust Hood - Retrofit ¦ PG&E ¦ All | Com ¦ Demand Controlled Ventilation (DCV) Exhaust Hood - Retrofit | PG&E ¦ All | PG&E | All | Electric & Gas | Efficient, Exhaust Hood Demand Controlled Ventilation, Add-on equipment | Efficient | 0 | Conventional | FoodServ | Com - College | Com | RET Only | 0 | 1000 sqft2 of floor space | Horsepower | 5 | DEER:HVAC_Split-Package_AC | -4423.34 | -0.38 | -100.9666 | SWFS012-01 | 3311 | 2017 | 0 | 0 | 2017 | 0 | 0 | SWFS012-01 | DCV Exhaust Hood-Ret ¦ PG&E ¦ All | DCV Exhaust Hood-Ret | 0.01756 | 0.6 | 0.12767 | CBSA 2014 | 327.2607 | 2012 | 0.6 | SWFS012
COM-FOODSERV-91.2 | Com ¦ Demand Controlled Ventilation (DCV) Exhaust Hood - Retrofit ¦ PG&E ¦ All | Com ¦ Demand Controlled Ventilation (DCV) Exhaust Hood - Retrofit | PG&E ¦ All | PG&E | All | Electric & Gas | Efficient, Exhaust Hood Demand Controlled Ventilation, Add-on equipment | Efficient | 0 | Conventional | FoodServ | Com - Grocery | Com | RET Only | 0 | 1000 sqft2 of floor space | Horsepower | 5 | DEER:HVAC_Split-Package_AC | -4423.34 | -0.38 | -100.9666 | SWFS012-01 | 3311 | 2017 | 0 | 0 | 2017 | 0 | 0 | SWFS012-01 | DCV Exhaust Hood-Ret ¦ PG&E ¦ All | DCV Exhaust Hood-Ret | 0.056145 | 0.6 | 0.12767 | CBSA 2014 | 404.7243 | 2012 | 0.6 | SWFS012
COM-FOODSERV-91.3 | Com ¦ Demand Controlled Ventilation (DCV) Exhaust Hood - Retrofit ¦ PG&E ¦ All | Com ¦ Demand Controlled Ventilation (DCV) Exhaust Hood - Retrofit | PG&E ¦ All | PG&E | All | Electric & Gas | Efficient, Exhaust Hood Demand Controlled Ventilation, Add-on equipment | Efficient | 0 | Conventional | FoodServ | Com - Health | Com | RET Only | 0 | 1000 sqft2 of floor space | Horsepower | 5 | DEER:HVAC_Split-Package_AC | -4423.34 | -0.38 | -100.9666 | SWFS012-01 | 3311 | 2017 | 0 | 0 | 2017 | 0 | 0 | SWFS012-01 | DCV Exhaust Hood-Ret ¦ PG&E ¦ All | DCV Exhaust Hood-Ret | 0.03724 | 0.6 | 0.12767 | CBSA 2014 | 417.2299 | 2012 | 0.6 | SWFS012
COM-FOODSERV-91.4 | Com ¦ Demand Controlled Ventilation (DCV) Exhaust Hood - Retrofit ¦ PG&E ¦ All | Com ¦ Demand Controlled Ventilation (DCV) Exhaust Hood - Retrofit | PG&E ¦ All | PG&E | All | Electric & Gas | Efficient, Exhaust Hood Demand Controlled Ventilation, Add-on equipment | Efficient | 0 | Conventional | FoodServ | Com - Lodging | Com | RET Only | 0 | 1000 sqft2 of floor space | Horsepower | 5 | DEER:HVAC_Split-Package_AC | -4423.34 | -0.38 | -100.9666 | SWFS012-01 | 3311 | 2017 | 0 | 0 | 2017 | 0 | 0 | SWFS012-01 | DCV Exhaust Hood-Ret ¦ PG&E ¦ All | DCV Exhaust Hood-Ret | 0.024295 | 0.6 | 0.12767 | CBSA 2014 | 992.2448 | 2012 | 0.6 | SWFS012
COM-FOODSERV-91.5 | Com ¦ Demand Controlled Ventilation (DCV) Exhaust Hood - Retrofit ¦ PG&E ¦ All | Com ¦ Demand Controlled Ventilation (DCV) Exhaust Hood - Retrofit | PG&E ¦ All | PG&E | All | Electric & Gas | Efficient, Exhaust Hood Demand Controlled Ventilation, Add-on equipment | Efficient | 0 | Conventional | FoodServ | Com - Other | Com | RET Only | 0 | 1000 sqft2 of floor space | Horsepower | 5 | DEER:HVAC_Split-Package_AC | -4423.34 | -0.38 | -100.9666 | SWFS012-01 | 3311 | 2017 | 0 | 0 | 2017 | 0 | 0 | SWFS012-01 | DCV Exhaust Hood-Ret ¦ PG&E ¦ All | DCV Exhaust Hood-Ret | 0.010428 | 0.6 | 0.12767 | CBSA 2014 | 501.6452 | 2012 | 0.6 | SWFS012
COM-FOODSERV-91.6 | Com ¦ Demand Controlled Ventilation (DCV) Exhaust Hood - Retrofit ¦ PG&E ¦ All | Com ¦ Demand Controlled Ventilation (DCV) Exhaust Hood - Retrofit | PG&E ¦ All | PG&E | All | Electric & Gas | Efficient, Exhaust Hood Demand Controlled Ventilation, Add-on equipment | Efficient | 0 | Conventional | FoodServ | Com - Restaurant | Com | RET Only | 0 | 1000 sqft2 of floor space | Horsepower | 5 | DEER:HVAC_Split-Package_AC | -4423.34 | -0.38 | -100.9666 | SWFS012-01 | 3311 | 2017 | 0 | 0 | 2017 | 0 | 0 | SWFS012-01 | DCV Exhaust Hood-Ret ¦ PG&E ¦ All | DCV Exhaust Hood-Ret | 0.32069 | 0.6 | 0.25 | CBSA 2014 | 121.3371 | 2012 | 0.6 | SWFS012
COM-FOODSERV-91.7 | Com ¦ Demand Controlled Ventilation (DCV) Exhaust Hood - Retrofit ¦ PG&E ¦ All | Com ¦ Demand Controlled Ventilation (DCV) Exhaust Hood - Retrofit | PG&E ¦ All | PG&E | All | Electric & Gas | Efficient, Exhaust Hood Demand Controlled Ventilation, Add-on equipment | Efficient | 0 | Conventional | FoodServ | Com - School | Com | RET Only | 0 | 1000 sqft2 of floor space | Horsepower | 5 | DEER:HVAC_Split-Package_AC | -4423.34 | -0.38 | -100.9666 | SWFS012-01 | 3311 | 2017 | 0 | 0 | 2017 | 0 | 0 | SWFS012-01 | DCV Exhaust Hood-Ret ¦ PG&E ¦ All | DCV Exhaust Hood-Ret | 0.01756 | 0.6 | 0.12767 | CBSA 2014 | 513.7674 | 2012 | 0.6 | SWFS012
COM-FOODSERV-91.8 | Com ¦ Demand Controlled Ventilation (DCV) Exhaust Hood - Retrofit ¦ SCE ¦ All | Com ¦ Demand Controlled Ventilation (DCV) Exhaust Hood - Retrofit | SCE ¦ All | SCE | All | Electric & Gas | Efficient, Exhaust Hood Demand Controlled Ventilation, Add-on equipment | Efficient | 0 | Conventional | FoodServ | Com - College | Com | RET Only | 0 | 1000 sqft2 of floor space | Horsepower | 5 | DEER:HVAC_Split-Package_AC | -4423.34 | -0.38 | -100.9666 | SWFS012-01 | 3311 | 2017 | 0 | 0 | 2017 | 0 | 0 | SWFS012-01 | DCV Exhaust Hood-Ret ¦ SCE ¦ All | DCV Exhaust Hood-Ret | 0.01756 | 0.6 | 0.12767 | CBSA 2014 | 327.2607 | 2012 | 0.6 | SWFS012
COM-FOODSERV-91.9 | Com ¦ Demand Controlled Ventilation (DCV) Exhaust Hood - Retrofit ¦ SCE ¦ All | Com ¦ Demand Controlled Ventilation (DCV) Exhaust Hood - Retrofit | SCE ¦ All | SCE | All | Electric & Gas | Efficient, Exhaust Hood Demand Controlled Ventilation, Add-on equipment | Efficient | 0 | Conventional | FoodServ | Com - Grocery | Com | RET Only | 0 | 1000 sqft2 of floor space | Horsepower | 5 | DEER:HVAC_Split-Package_AC | -4423.34 | -0.38 | -100.9666 | SWFS012-01 | 3311 | 2017 | 0 | 0 | 2017 | 0 | 0 | SWFS012-01 | DCV Exhaust Hood-Ret ¦ SCE ¦ All | DCV Exhaust Hood-Ret | 0.056145 | 0.6 | 0.12767 | CBSA 2014 | 404.7243 | 2012 | 0.6 | SWFS012
COM-FOODSERV-91.10 | Com ¦ Demand Controlled Ventilation (DCV) Exhaust Hood - Retrofit ¦ SCE ¦ All | Com ¦ Demand Controlled Ventilation (DCV) Exhaust Hood - Retrofit | SCE ¦ All | SCE | All | Electric & Gas | Efficient, Exhaust Hood Demand Controlled Ventilation, Add-on equipment | Efficient | 0 | Conventional | FoodServ | Com - Health | Com | RET Only | 0 | 1000 sqft2 of floor space | Horsepower | 5 | DEER:HVAC_Split-Package_AC | -4423.34 | -0.38 | -100.9666 | SWFS012-01 | 3311 | 2017 | 0 | 0 | 2017 | 0 | 0 | SWFS012-01 | DCV Exhaust Hood-Ret ¦ SCE ¦ All | DCV Exhaust Hood-Ret | 0.03724 | 0.6 | 0.12767 | CBSA 2014 | 417.2299 | 2012 | 0.6 | SWFS012
COM-FOODSERV-91.11 | Com ¦ Demand Controlled Ventilation (DCV) Exhaust Hood - Retrofit ¦ SCE ¦ All | Com ¦ Demand Controlled Ventilation (DCV) Exhaust Hood - Retrofit | SCE ¦ All | SCE | All | Electric & Gas | Efficient, Exhaust Hood Demand Controlled Ventilation, Add-on equipment | Efficient | 0 | Conventional | FoodServ | Com - Lodging | Com | RET Only | 0 | 1000 sqft2 of floor space | Horsepower | 5 | DEER:HVAC_Split-Package_AC | -4423.34 | -0.38 | -100.9666 | SWFS012-01 | 3311 | 2017 | 0 | 0 | 2017 | 0 | 0 | SWFS012-01 | DCV Exhaust Hood-Ret ¦ SCE ¦ All | DCV Exhaust Hood-Ret | 0.024295 | 0.6 | 0.12767 | CBSA 2014 | 992.2448 | 2012 | 0.6 | SWFS012
COM-FOODSERV-91.12 | Com ¦ Demand Controlled Ventilation (DCV) Exhaust Hood - Retrofit ¦ SCE ¦ All | Com ¦ Demand Controlled Ventilation (DCV) Exhaust Hood - Retrofit | SCE ¦ All | SCE | All | Electric & Gas | Efficient, Exhaust Hood Demand Controlled Ventilation, Add-on equipment | Efficient | 0 | Conventional | FoodServ | Com - Other | Com | RET Only | 0 | 1000 sqft2 of floor space | Horsepower | 5 | DEER:HVAC_Split-Package_AC | -4423.34 | -0.38 | -100.9666 | SWFS012-01 | 3311 | 2017 | 0 | 0 | 2017 | 0 | 0 | SWFS012-01 | DCV Exhaust Hood-Ret ¦ SCE ¦ All | DCV Exhaust Hood-Ret | 0.010428 | 0.6 | 0.12767 | CBSA 2014 | 501.6452 | 2012 | 0.6 | SWFS012
COM-FOODSERV-91.13 | Com ¦ Demand Controlled Ventilation (DCV) Exhaust Hood - Retrofit ¦ SCE ¦ All | Com ¦ Demand Controlled Ventilation (DCV) Exhaust Hood - Retrofit | SCE ¦ All | SCE | All | Electric & Gas | Efficient, Exhaust Hood Demand Controlled Ventilation, Add-on equipment | Efficient | 0 | Conventional | FoodServ | Com - Restaurant | Com | RET Only | 0 | 1000 sqft2 of floor space | Horsepower | 5 | DEER:HVAC_Split-Package_AC | -4423.34 | -0.38 | -100.9666 | SWFS012-01 | 3311 | 2017 | 0 | 0 | 2017 | 0 | 0 | SWFS012-01 | DCV Exhaust Hood-Ret ¦ SCE ¦ All | DCV Exhaust Hood-Ret | 0.32069 | 0.6 | 0.25 | CBSA 2014 | 121.3371 | 2012 | 0.6 | SWFS012
COM-FOODSERV-91.14 | Com ¦ Demand Controlled Ventilation (DCV) Exhaust Hood - Retrofit ¦ SCE ¦ All | Com ¦ Demand Controlled Ventilation (DCV) Exhaust Hood - Retrofit | SCE ¦ All | SCE | All | Electric & Gas | Efficient, Exhaust Hood Demand Controlled Ventilation, Add-on equipment | Efficient | 0 | Conventional | FoodServ | Com - School | Com | RET Only | 0 | 1000 sqft2 of floor space | Horsepower | 5 | DEER:HVAC_Split-Package_AC | -4423.34 | -0.38 | -100.9666 | SWFS012-01 | 3311 | 2017 | 0 | 0 | 2017 | 0 | 0 | SWFS012-01 | DCV Exhaust Hood-Ret ¦ SCE ¦ All | DCV Exhaust Hood-Ret | 0.01756 | 0.6 | 0.12767 | CBSA 2014 | 513.7674 | 2012 | 0.6 | SWFS012
COM-FOODSERV-91.15 | Com ¦ Demand Controlled Ventilation (DCV) Exhaust Hood - Retrofit ¦ SDG&E ¦ All | Com ¦ Demand Controlled Ventilation (DCV) Exhaust Hood - Retrofit | SDG&E ¦ All | SDG&E | All | Electric & Gas | Efficient, Exhaust Hood Demand Controlled Ventilation, Add-on equipment | Efficient | 0 | Conventional | FoodServ | Com - College | Com | RET Only | 0 | 1000 sqft2 of floor space | Horsepower | 5 | DEER:HVAC_Split-Package_AC | -4423.34 | -0.38 | -100.9666 | SWFS012-01 | 3311 | 2017 | 0 | 0 | 2017 | 0 | 0 | SWFS012-01 | DCV Exhaust Hood-Ret ¦ SDG&E ¦ All | DCV Exhaust Hood-Ret | 0.01756 | 0.6 | 0.12767 | CBSA 2014 | 327.2607 | 2012 | 0.6 | SWFS012
COM-FOODSERV-91.16 | Com ¦ Demand Controlled Ventilation (DCV) Exhaust Hood - Retrofit ¦ SDG&E ¦ All | Com ¦ Demand Controlled Ventilation (DCV) Exhaust Hood - Retrofit | SDG&E ¦ All | SDG&E | All | Electric & Gas | Efficient, Exhaust Hood Demand Controlled Ventilation, Add-on equipment | Efficient | 0 | Conventional | FoodServ | Com - Grocery | Com | RET Only | 0 | 1000 sqft2 of floor space | Horsepower | 5 | DEER:HVAC_Split-Package_AC | -4423.34 | -0.38 | -100.9666 | SWFS012-01 | 3311 | 2017 | 0 | 0 | 2017 | 0 | 0 | SWFS012-01 | DCV Exhaust Hood-Ret ¦ SDG&E ¦ All | DCV Exhaust Hood-Ret | 0.056145 | 0.6 | 0.12767 | CBSA 2014 | 404.7243 | 2012 | 0.6 | SWFS012
COM-FOODSERV-91.17 | Com ¦ Demand Controlled Ventilation (DCV) Exhaust Hood - Retrofit ¦ SDG&E ¦ All | Com ¦ Demand Controlled Ventilation (DCV) Exhaust Hood - Retrofit | SDG&E ¦ All | SDG&E | All | Electric & Gas | Efficient, Exhaust Hood Demand Controlled Ventilation, Add-on equipment | Efficient | 0 | Conventional | FoodServ | Com - Health | Com | RET Only | 0 | 1000 sqft2 of floor space | Horsepower | 5 | DEER:HVAC_Split-Package_AC | -4423.34 | -0.38 | -100.9666 | SWFS012-01 | 3311 | 2017 | 0 | 0 | 2017 | 0 | 0 | SWFS012-01 | DCV Exhaust Hood-Ret ¦ SDG&E ¦ All | DCV Exhaust Hood-Ret | 0.03724 | 0.6 | 0.12767 | CBSA 2014 | 417.2299 | 2012 | 0.6 | SWFS012
COM-FOODSERV-91.18 | Com ¦ Demand Controlled Ventilation (DCV) Exhaust Hood - Retrofit ¦ SDG&E ¦ All | Com ¦ Demand Controlled Ventilation (DCV) Exhaust Hood - Retrofit | SDG&E ¦ All | SDG&E | All | Electric & Gas | Efficient, Exhaust Hood Demand Controlled Ventilation, Add-on equipment | Efficient | 0 | Conventional | FoodServ | Com - Lodging | Com | RET Only | 0 | 1000 sqft2 of floor space | Horsepower | 5 | DEER:HVAC_Split-Package_AC | -4423.34 | -0.38 | -100.9666 | SWFS012-01 | 3311 | 2017 | 0 | 0 | 2017 | 0 | 0 | SWFS012-01 | DCV Exhaust Hood-Ret ¦ SDG&E ¦ All | DCV Exhaust Hood-Ret | 0.024295 | 0.6 | 0.12767 | CBSA 2014 | 992.2448 | 2012 | 0.6 | SWFS012
COM-FOODSERV-91.19 | Com ¦ Demand Controlled Ventilation (DCV) Exhaust Hood - Retrofit ¦ SDG&E ¦ All | Com ¦ Demand Controlled Ventilation (DCV) Exhaust Hood - Retrofit | SDG&E ¦ All | SDG&E | All | Electric & Gas | Efficient, Exhaust Hood Demand Controlled Ventilation, Add-on equipment | Efficient | 0 | Conventional | FoodServ | Com - Other | Com | RET Only | 0 | 1000 sqft2 of floor space | Horsepower | 5 | DEER:HVAC_Split-Package_AC | -4423.34 | -0.38 | -100.9666 | SWFS012-01 | 3311 | 2017 | 0 | 0 | 2017 | 0 | 0 | SWFS012-01 | DCV Exhaust Hood-Ret ¦ SDG&E ¦ All | DCV Exhaust Hood-Ret | 0.010428 | 0.6 | 0.12767 | CBSA 2014 | 501.6452 | 2012 | 0.6 | SWFS012
COM-FOODSERV-91.20 | Com ¦ Demand Controlled Ventilation (DCV) Exhaust Hood - Retrofit ¦ SDG&E ¦ All | Com ¦ Demand Controlled Ventilation (DCV) Exhaust Hood - Retrofit | SDG&E ¦ All | SDG&E | All | Electric & Gas | Efficient, Exhaust Hood Demand Controlled Ventilation, Add-on equipment | Efficient | 0 | Conventional | FoodServ | Com - Restaurant | Com | RET Only | 0 | 1000 sqft2 of floor space | Horsepower | 5 | DEER:HVAC_Split-Package_AC | -4423.34 | -0.38 | -100.9666 | SWFS012-01 | 3311 | 2017 | 0 | 0 | 2017 | 0 | 0 | SWFS012-01 | DCV Exhaust Hood-Ret ¦ SDG&E ¦ All | DCV Exhaust Hood-Ret | 0.32069 | 0.6 | 0.25 | CBSA 2014 | 121.3371 | 2012 | 0.6 | SWFS012
COM-FOODSERV-91.21 | Com ¦ Demand Controlled Ventilation (DCV) Exhaust Hood - Retrofit ¦ SDG&E ¦ All | Com ¦ Demand Controlled Ventilation (DCV) Exhaust Hood - Retrofit | SDG&E ¦ All | SDG&E | All | Electric & Gas | Efficient, Exhaust Hood Demand Controlled Ventilation, Add-on equipment | Efficient | 0 | Conventional | FoodServ | Com - School | Com | RET Only | 0 | 1000 sqft2 of floor space | Horsepower | 5 | DEER:HVAC_Split-Package_AC | -4423.34 | -0.38 | -100.9666 | SWFS012-01 | 3311 | 2017 | 0 | 0 | 2017 | 0 | 0 | SWFS012-01 | DCV Exhaust Hood-Ret ¦ SDG&E ¦ All | DCV Exhaust Hood-Ret | 0.01756 | 0.6 | 0.12767 | CBSA 2014 | 513.7674 | 2012 | 0.6 | SWFS012
COM-FOODSERV-91.22 | Com ¦ Demand Controlled Ventilation (DCV) Exhaust Hood - Retrofit ¦ SCG ¦ All | Com ¦ Demand Controlled Ventilation (DCV) Exhaust Hood - Retrofit | SCG ¦ All | SCG | All | Electric & Gas | Efficient, Exhaust Hood Demand Controlled Ventilation, Add-on equipment | Efficient | 0 | Conventional | FoodServ | Com - College | Com | RET Only | 0 | 1000 sqft2 of floor space | Horsepower | 5 | DEER:HVAC_Split-Package_AC | -4423.34 | -0.38 | -100.9666 | SWFS012-01 | 3311 | 2017 | 0 | 0 | 2017 | 0 | 0 | SWFS012-01 | DCV Exhaust Hood-Ret ¦ SCG ¦ All | DCV Exhaust Hood-Ret | 0.01756 | 0.6 | 0.12767 | CBSA 2014 | 327.2607 | 2012 | 0.6 | SWFS012
COM-FOODSERV-91.23 | Com ¦ Demand Controlled Ventilation (DCV) Exhaust Hood - Retrofit ¦ SCG ¦ All | Com ¦ Demand Controlled Ventilation (DCV) Exhaust Hood - Retrofit | SCG ¦ All | SCG | All | Electric & Gas | Efficient, Exhaust Hood Demand Controlled Ventilation, Add-on equipment | Efficient | 0 | Conventional | FoodServ | Com - Grocery | Com | RET Only | 0 | 1000 sqft2 of floor space | Horsepower | 5 | DEER:HVAC_Split-Package_AC | -4423.34 | -0.38 | -100.9666 | SWFS012-01 | 3311 | 2017 | 0 | 0 | 2017 | 0 | 0 | SWFS012-01 | DCV Exhaust Hood-Ret ¦ SCG ¦ All | DCV Exhaust Hood-Ret | 0.056145 | 0.6 | 0.12767 | CBSA 2014 | 404.7243 | 2012 | 0.6 | SWFS012
COM-FOODSERV-91.24 | Com ¦ Demand Controlled Ventilation (DCV) Exhaust Hood - Retrofit ¦ SCG ¦ All | Com ¦ Demand Controlled Ventilation (DCV) Exhaust Hood - Retrofit | SCG ¦ All | SCG | All | Electric & Gas | Efficient, Exhaust Hood Demand Controlled Ventilation, Add-on equipment | Efficient | 0 | Conventional | FoodServ | Com - Health | Com | RET Only | 0 | 1000 sqft2 of floor space | Horsepower | 5 | DEER:HVAC_Split-Package_AC | -4423.34 | -0.38 | -100.9666 | SWFS012-01 | 3311 | 2017 | 0 | 0 | 2017 | 0 | 0 | SWFS012-01 | DCV Exhaust Hood-Ret ¦ SCG ¦ All | DCV Exhaust Hood-Ret | 0.03724 | 0.6 | 0.12767 | CBSA 2014 | 417.2299 | 2012 | 0.6 | SWFS012
COM-FOODSERV-91.25 | Com ¦ Demand Controlled Ventilation (DCV) Exhaust Hood - Retrofit ¦ SCG ¦ All | Com ¦ Demand Controlled Ventilation (DCV) Exhaust Hood - Retrofit | SCG ¦ All | SCG | All | Electric & Gas | Efficient, Exhaust Hood Demand Controlled Ventilation, Add-on equipment | Efficient | 0 | Conventional | FoodServ | Com - Lodging | Com | RET Only | 0 | 1000 sqft2 of floor space | Horsepower | 5 | DEER:HVAC_Split-Package_AC | -4423.34 | -0.38 | -100.9666 | SWFS012-01 | 3311 | 2017 | 0 | 0 | 2017 | 0 | 0 | SWFS012-01 | DCV Exhaust Hood-Ret ¦ SCG ¦ All | DCV Exhaust Hood-Ret | 0.024295 | 0.6 | 0.12767 | CBSA 2014 | 992.2448 | 2012 | 0.6 | SWFS012
COM-FOODSERV-91.26 | Com ¦ Demand Controlled Ventilation (DCV) Exhaust Hood - Retrofit ¦ SCG ¦ All | Com ¦ Demand Controlled Ventilation (DCV) Exhaust Hood - Retrofit | SCG ¦ All | SCG | All | Electric & Gas | Efficient, Exhaust Hood Demand Controlled Ventilation, Add-on equipment | Efficient | 0 | Conventional | FoodServ | Com - Other | Com | RET Only | 0 | 1000 sqft2 of floor space | Horsepower | 5 | DEER:HVAC_Split-Package_AC | -4423.34 | -0.38 | -100.9666 | SWFS012-01 | 3311 | 2017 | 0 | 0 | 2017 | 0 | 0 | SWFS012-01 | DCV Exhaust Hood-Ret ¦ SCG ¦ All | DCV Exhaust Hood-Ret | 0.010428 | 0.6 | 0.12767 | CBSA 2014 | 501.6452 | 2012 | 0.6 | SWFS012
COM-FOODSERV-91.27 | Com ¦ Demand Controlled Ventilation (DCV) Exhaust Hood - Retrofit ¦ SCG ¦ All | Com ¦ Demand Controlled Ventilation (DCV) Exhaust Hood - Retrofit | SCG ¦ All | SCG | All | Electric & Gas | Efficient, Exhaust Hood Demand Controlled Ventilation, Add-on equipment | Efficient | 0 | Conventional | FoodServ | Com - Restaurant | Com | RET Only | 0 | 1000 sqft2 of floor space | Horsepower | 5 | DEER:HVAC_Split-Package_AC | -4423.34 | -0.38 | -100.9666 | SWFS012-01 | 3311 | 2017 | 0 | 0 | 2017 | 0 | 0 | SWFS012-01 | DCV Exhaust Hood-Ret ¦ SCG ¦ All | DCV Exhaust Hood-Ret | 0.32069 | 0.6 | 0.25 | CBSA 2014 | 121.3371 | 2012 | 0.6 | SWFS012
COM-FOODSERV-91.28 | Com ¦ Demand Controlled Ventilation (DCV) Exhaust Hood - Retrofit ¦ SCG ¦ All | Com ¦ Demand Controlled Ventilation (DCV) Exhaust Hood - Retrofit | SCG ¦ All | SCG | All | Electric & Gas | Efficient, Exhaust Hood Demand Controlled Ventilation, Add-on equipment | Efficient | 0 | Conventional | FoodServ | Com - School | Com | RET Only | 0 | 1000 sqft2 of floor space | Horsepower | 5 | DEER:HVAC_Split-Package_AC | -4423.34 | -0.38 | -100.9666 | SWFS012-01 | 3311 | 2017 | 0 | 0 | 2017 | 0 | 0 | SWFS012-01 | DCV Exhaust Hood-Ret ¦ SCG ¦ All | DCV Exhaust Hood-Ret | 0.01756 | 0.6 | 0.12767 | CBSA 2014 | 513.7674 | 2012 | 0.6 | SWFS012
COM-FOODSERV-FS-10.1 | Com ¦ Standard Fryer - Gas ¦ PG&E ¦ All | Com ¦ Standard Fryer - Gas | PG&E ¦ All | PG&E | All | Electric & Gas | Standard, Commercial Fryer, Gas | Average Existing and Code | 0 | Conventional | FoodServ | Com - College | Com | ROB and NEW | 0 | 1000 sqft2 of floor space | Fryer | 11 | DEER:Indoor_Non-CFL_Ltg | 0 | 0 | 0 | SWFS011-05 | 3008.06 | 2017 | 0 | 0 | 2017 | 0 | 0 | SWFS011-05 | Gas Fryers ¦ PG&E ¦ All | Gas Fryers | 0.0039111 | 1 | 0.79 | CBSA 2014 | 0 | 2012 | 0.6 | SWFS011-05
COM-FOODSERV-FS-10.2 | Com ¦ Standard Fryer - Gas ¦ PG&E ¦ All | Com ¦ Standard Fryer - Gas | PG&E ¦ All | PG&E | All | Electric & Gas | Standard, Commercial Fryer, Gas | Average Existing and Code | 0 | Conventional | FoodServ | Com - Grocery | Com | ROB and NEW | 0 | 1000 sqft2 of floor space | Fryer | 11 | DEER:Indoor_Non-CFL_Ltg | 0 | 0 | 0 | SWFS011-05 | 3008.06 | 2017 | 0 | 0 | 2017 | 0 | 0 | SWFS011-05 | Gas Fryers ¦ PG&E ¦ All | Gas Fryers | 0.08901 | 1 | 0.79 | CBSA 2014 | 0 | 2012 | 0.6 | SWFS011-05
COM-FOODSERV-FS-10.3 | Com ¦ Standard Fryer - Gas ¦ PG&E ¦ All | Com ¦ Standard Fryer - Gas | PG&E ¦ All | PG&E | All | Electric & Gas | Standard, Commercial Fryer, Gas | Average Existing and Code | 0 | Conventional | FoodServ | Com - Health | Com | ROB and NEW | 0 | 1000 sqft2 of floor space | Fryer | 11 | DEER:Indoor_Non-CFL_Ltg | 0 | 0 | 0 | SWFS011-05 | 3008.06 | 2017 | 0 | 0 | 2017 | 0 | 0 | SWFS011-05 | Gas Fryers ¦ PG&E ¦ All | Gas Fryers | 0.016628 | 1 | 0.79 | CBSA 2014 | 0 | 2012 | 0.6 | SWFS011-05
COM-FOODSERV-FS-10.4 | Com ¦ Standard Fryer - Gas ¦ PG&E ¦ All | Com ¦ Standard Fryer - Gas | PG&E ¦ All | PG&E | All | Electric & Gas | Standard, Commercial Fryer, Gas | Average Existing and Code | 0 | Conventional | FoodServ | Com - Lodging | Com | ROB and NEW | 0 | 1000 sqft2 of floor space | Fryer | 11 | DEER:Indoor_Non-CFL_Ltg | 0 | 0 | 0 | SWFS011-05 | 3008.06 | 2017 | 0 | 0 | 2017 | 0 | 0 | SWFS011-05 | Gas Fryers ¦ PG&E ¦ All | Gas Fryers | 0.018993 | 1 | 0.79 | CBSA 2014 | 0 | 2012 | 0.6 | SWFS011-05
COM-FOODSERV-FS-10.5 | Com ¦ Standard Fryer - Gas ¦ PG&E ¦ All | Com ¦ Standard Fryer - Gas | PG&E ¦ All | PG&E | All | Electric & Gas | Standard, Commercial Fryer, Gas | Average Existing and Code | 0 | Conventional | FoodServ | Com - Other | Com | ROB and NEW | 0 | 1000 sqft2 of floor space | Fryer | 11 | DEER:Indoor_Non-CFL_Ltg | 0 | 0 | 0 | SWFS011-05 | 3008.06 | 2017 | 0 | 0 | 2017 | 0 | 0 | SWFS011-05 | Gas Fryers ¦ PG&E ¦ All | Gas Fryers | 0.0055888 | 1 | 0.79 | CBSA 2014 | 0 | 2012 | 0.6 | SWFS011-05
COM-FOODSERV-FS-10.6 | Com ¦ Standard Fryer - Gas ¦ PG&E ¦ All | Com ¦ Standard Fryer - Gas | PG&E ¦ All | PG&E | All | Electric & Gas | Standard, Commercial Fryer, Gas | Average Existing and Code | 0 | Conventional | FoodServ | Com - Restaurant | Com | ROB and NEW | 0 | 1000 sqft2 of floor space | Fryer | 11 | DEER:Indoor_Non-CFL_Ltg | 0 | 0 | 0 | SWFS011-05 | 3008.06 | 2017 | 0 | 0 | 2017 | 0 | 0 | SWFS011-05 | Gas Fryers ¦ PG&E ¦ All | Gas Fryers | 0.42016 | 1 | 0.79 | CBSA 2014 | 0 | 2012 | 0.6 | SWFS011-05
COM-FOODSERV-FS-10.7 | Com ¦ Standard Fryer - Gas ¦ PG&E ¦ All | Com ¦ Standard Fryer - Gas | PG&E ¦ All | PG&E | All | Electric & Gas | Standard, Commercial Fryer, Gas | Average Existing and Code | 0 | Conventional | FoodServ | Com - School | Com | ROB and NEW | 0 | 1000 sqft2 of floor space | Fryer | 11 | DEER:Indoor_Non-CFL_Ltg | 0 | 0 | 0 | SWFS011-05 | 3008.06 | 2017 | 0 | 0 | 2017 | 0 | 0 | SWFS011-05 | Gas Fryers ¦ PG&E ¦ All | Gas Fryers | 0.0039111 | 1 | 0.79 | CBSA 2014 | 0 | 2012 | 0.6 | SWFS011-05
COM-FOODSERV-FS-10.8 | Com ¦ Standard Fryer - Gas ¦ SCG ¦ All | Com ¦ Standard Fryer - Gas | SCG ¦ All | SCG | All | Electric & Gas | Standard, Commercial Fryer, Gas | Average Existing and Code | 0 | Conventional | FoodServ | Com - College | Com | ROB and NEW | 0 | 1000 sqft2 of floor space | Fryer | 11 | DEER:Indoor_Non-CFL_Ltg | 0 | 0 | 0 | SWFS011-05 | 3008.06 | 2017 | 0 | 0 | 2017 | 0 | 0 | SWFS011-05 | Gas Fryers ¦ SCG ¦ All | Gas Fryers | 0.0039111 | 1 | 0.79 | CBSA 2014 | 0 | 2012 | 0.6 | SWFS011-05
COM-FOODSERV-FS-10.9 | Com ¦ Standard Fryer - Gas ¦ SCG ¦ All | Com ¦ Standard Fryer - Gas | SCG ¦ All | SCG | All | Electric & Gas | Standard, Commercial Fryer, Gas | Average Existing and Code | 0 | Conventional | FoodServ | Com - Grocery | Com | ROB and NEW | 0 | 1000 sqft2 of floor space | Fryer | 11 | DEER:Indoor_Non-CFL_Ltg | 0 | 0 | 0 | SWFS011-05 | 3008.06 | 2017 | 0 | 0 | 2017 | 0 | 0 | SWFS011-05 | Gas Fryers ¦ SCG ¦ All | Gas Fryers | 0.08901 | 1 | 0.79 | CBSA 2014 | 0 | 2012 | 0.6 | SWFS011-05
COM-FOODSERV-FS-10.10 | Com ¦ Standard Fryer - Gas ¦ SCG ¦ All | Com ¦ Standard Fryer - Gas | SCG ¦ All | SCG | All | Electric & Gas | Standard, Commercial Fryer, Gas | Average Existing and Code | 0 | Conventional | FoodServ | Com - Health | Com | ROB and NEW | 0 | 1000 sqft2 of floor space | Fryer | 11 | DEER:Indoor_Non-CFL_Ltg | 0 | 0 | 0 | SWFS011-05 | 3008.06 | 2017 | 0 | 0 | 2017 | 0 | 0 | SWFS011-05 | Gas Fryers ¦ SCG ¦ All | Gas Fryers | 0.016628 | 1 | 0.79 | CBSA 2014 | 0 | 2012 | 0.6 | SWFS011-05
COM-FOODSERV-FS-10.11 | Com ¦ Standard Fryer - Gas ¦ SCG ¦ All | Com ¦ Standard Fryer - Gas | SCG ¦ All | SCG | All | Electric & Gas | Standard, Commercial Fryer, Gas | Average Existing and Code | 0 | Conventional | FoodServ | Com - Lodging | Com | ROB and NEW | 0 | 1000 sqft2 of floor space | Fryer | 11 | DEER:Indoor_Non-CFL_Ltg | 0 | 0 | 0 | SWFS011-05 | 3008.06 | 2017 | 0 | 0 | 2017 | 0 | 0 | SWFS011-05 | Gas Fryers ¦ SCG ¦ All | Gas Fryers | 0.018993 | 1 | 0.79 | CBSA 2014 | 0 | 2012 | 0.6 | SWFS011-05
COM-FOODSERV-FS-10.12 | Com ¦ Standard Fryer - Gas ¦ SCG ¦ All | Com ¦ Standard Fryer - Gas | SCG ¦ All | SCG | All | Electric & Gas | Standard, Commercial Fryer, Gas | Average Existing and Code | 0 | Conventional | FoodServ | Com - Other | Com | ROB and NEW | 0 | 1000 sqft2 of floor space | Fryer | 11 | DEER:Indoor_Non-CFL_Ltg | 0 | 0 | 0 | SWFS011-05 | 3008.06 | 2017 | 0 | 0 | 2017 | 0 | 0 | SWFS011-05 | Gas Fryers ¦ SCG ¦ All | Gas Fryers | 0.0055888 | 1 | 0.79 | CBSA 2014 | 0 | 2012 | 0.6 | SWFS011-05
COM-FOODSERV-FS-10.13 | Com ¦ Standard Fryer - Gas ¦ SCG ¦ All | Com ¦ Standard Fryer - Gas | SCG ¦ All | SCG | All | Electric & Gas | Standard, Commercial Fryer, Gas | Average Existing and Code | 0 | Conventional | FoodServ | Com - Restaurant | Com | ROB and NEW | 0 | 1000 sqft2 of floor space | Fryer | 11 | DEER:Indoor_Non-CFL_Ltg | 0 | 0 | 0 | SWFS011-05 | 3008.06 | 2017 | 0 | 0 | 2017 | 0 | 0 | SWFS011-05 | Gas Fryers ¦ SCG ¦ All | Gas Fryers | 0.42016 | 1 | 0.79 | CBSA 2014 | 0 | 2012 | 0.6 | SWFS011-05
COM-FOODSERV-FS-10.14 | Com ¦ Standard Fryer - Gas ¦ SCG ¦ All | Com ¦ Standard Fryer - Gas | SCG ¦ All | SCG | All | Electric & Gas | Standard, Commercial Fryer, Gas | Average Existing and Code | 0 | Conventional | FoodServ | Com - School | Com | ROB and NEW | 0 | 1000 sqft2 of floor space | Fryer | 11 | DEER:Indoor_Non-CFL_Ltg | 0 | 0 | 0 | SWFS011-05 | 3008.06 | 2017 | 0 | 0 | 2017 | 0 | 0 | SWFS011-05 | Gas Fryers ¦ SCG ¦ All | Gas Fryers | 0.0039111 | 1 | 0.79 | CBSA 2014 | 0 | 2012 | 0.6 | SWFS011-05
COM-FOODSERV-FS-10.15 | Com ¦ Standard Fryer - Gas ¦ SDG&E ¦ All | Com ¦ Standard Fryer - Gas | SDG&E ¦ All | SDG&E | All | Electric & Gas | Standard, Commercial Fryer, Gas | Average Existing and Code | 0 | Conventional | FoodServ | Com - College | Com | ROB and NEW | 0 | 1000 sqft2 of floor space | Fryer | 11 | DEER:Indoor_Non-CFL_Ltg | 0 | 0 | 0 | SWFS011-05 | 3008.06 | 2017 | 0 | 0 | 2017 | 0 | 0 | SWFS011-05 | Gas Fryers ¦ SDG&E ¦ All | Gas Fryers | 0.0039111 | 1 | 0.79 | CBSA 2014 | 0 | 2012 | 0.6 | SWFS011-05
COM-FOODSERV-FS-10.16 | Com ¦ Standard Fryer - Gas ¦ SDG&E ¦ All | Com ¦ Standard Fryer - Gas | SDG&E ¦ All | SDG&E | All | Electric & Gas | Standard, Commercial Fryer, Gas | Average Existing and Code | 0 | Conventional | FoodServ | Com - Grocery | Com | ROB and NEW | 0 | 1000 sqft2 of floor space | Fryer | 11 | DEER:Indoor_Non-CFL_Ltg | 0 | 0 | 0 | SWFS011-05 | 3008.06 | 2017 | 0 | 0 | 2017 | 0 | 0 | SWFS011-05 | Gas Fryers ¦ SDG&E ¦ All | Gas Fryers | 0.08901 | 1 | 0.79 | CBSA 2014 | 0 | 2012 | 0.6 | SWFS011-05
COM-FOODSERV-FS-10.17 | Com ¦ Standard Fryer - Gas ¦ SDG&E ¦ All | Com ¦ Standard Fryer - Gas | SDG&E ¦ All | SDG&E | All | Electric & Gas | Standard, Commercial Fryer, Gas | Average Existing and Code | 0 | Conventional | FoodServ | Com - Health | Com | ROB and NEW | 0 | 1000 sqft2 of floor space | Fryer | 11 | DEER:Indoor_Non-CFL_Ltg | 0 | 0 | 0 | SWFS011-05 | 3008.06 | 2017 | 0 | 0 | 2017 | 0 | 0 | SWFS011-05 | Gas Fryers ¦ SDG&E ¦ All | Gas Fryers | 0.016628 | 1 | 0.79 | CBSA 2014 | 0 | 2012 | 0.6 | SWFS011-05
COM-FOODSERV-FS-10.18 | Com ¦ Standard Fryer - Gas ¦ SDG&E ¦ All | Com ¦ Standard Fryer - Gas | SDG&E ¦ All | SDG&E | All | Electric & Gas | Standard, Commercial Fryer, Gas | Average Existing and Code | 0 | Conventional | FoodServ | Com - Lodging | Com | ROB and NEW | 0 | 1000 sqft2 of floor space | Fryer | 11 | DEER:Indoor_Non-CFL_Ltg | 0 | 0 | 0 | SWFS011-05 | 3008.06 | 2017 | 0 | 0 | 2017 | 0 | 0 | SWFS011-05 | Gas Fryers ¦ SDG&E ¦ All | Gas Fryers | 0.018993 | 1 | 0.79 | CBSA 2014 | 0 | 2012 | 0.6 | SWFS011-05
COM-FOODSERV-FS-10.19 | Com ¦ Standard Fryer - Gas ¦ SDG&E ¦ All | Com ¦ Standard Fryer - Gas | SDG&E ¦ All | SDG&E | All | Electric & Gas | Standard, Commercial Fryer, Gas | Average Existing and Code | 0 | Conventional | FoodServ | Com - Other | Com | ROB and NEW | 0 | 1000 sqft2 of floor space | Fryer | 11 | DEER:Indoor_Non-CFL_Ltg | 0 | 0 | 0 | SWFS011-05 | 3008.06 | 2017 | 0 | 0 | 2017 | 0 | 0 | SWFS011-05 | Gas Fryers ¦ SDG&E ¦ All | Gas Fryers | 0.0055888 | 1 | 0.79 | CBSA 2014 | 0 | 2012 | 0.6 | SWFS011-05
COM-FOODSERV-FS-10.20 | Com ¦ Standard Fryer - Gas ¦ SDG&E ¦ All | Com ¦ Standard Fryer - Gas | SDG&E ¦ All | SDG&E | All | Electric & Gas | Standard, Commercial Fryer, Gas | Average Existing and Code | 0 | Conventional | FoodServ | Com - Restaurant | Com | ROB and NEW | 0 | 1000 sqft2 of floor space | Fryer | 11 | DEER:Indoor_Non-CFL_Ltg | 0 | 0 | 0 | SWFS011-05 | 3008.06 | 2017 | 0 | 0 | 2017 | 0 | 0 | SWFS011-05 | Gas Fryers ¦ SDG&E ¦ All | Gas Fryers | 0.42016 | 1 | 0.79 | CBSA 2014 | 0 | 2012 | 0.6 | SWFS011-05
COM-FOODSERV-FS-10.21 | Com ¦ Standard Fryer - Gas ¦ SDG&E ¦ All | Com ¦ Standard Fryer - Gas | SDG&E ¦ All | SDG&E | All | Electric & Gas | Standard, Commercial Fryer, Gas | Average Existing and Code | 0 | Conventional | FoodServ | Com - School | Com | ROB and NEW | 0 | 1000 sqft2 of floor space | Fryer | 11 | DEER:Indoor_Non-CFL_Ltg | 0 | 0 | 0 | SWFS011-05 | 3008.06 | 2017 | 0 | 0 | 2017 | 0 | 0 | SWFS011-05 | Gas Fryers ¦ SDG&E ¦ All | Gas Fryers | 0.0039111 | 1 | 0.79 | CBSA 2014 | 0 | 2012 | 0.6 | SWFS011-05
COM-FOODSERV-FS-11.1 | Com ¦ ENERGY STAR Fryer - Tier 1 Gas ¦ PG&E ¦ All | Com ¦ ENERGY STAR Fryer - Tier 1 Gas | PG&E ¦ All | PG&E | All | Electric & Gas | Efficient, Commercial Fryer, Gas Tier 1 | Efficient | 0 | Conventional | FoodServ | Com - College | Com | ROB and NEW | 0 | 1000 sqft2 of floor space | Fryer | 11 | DEER:Indoor_Non-CFL_Ltg | 0 | 0 | -375 | SWFS011-05 | 4495.67 | 2017 | 0 | 0 | 2017 | 0 | 0 | SWFS011-05 | Gas Fryers ¦ PG&E ¦ All | Gas Fryers | 0.0039111 | 1 | 0.21 | CBSA 2014 | 339.5399 | 2012 | 0.6 | SWFS011-05
COM-FOODSERV-FS-11.2 | Com ¦ ENERGY STAR Fryer - Tier 1 Gas ¦ PG&E ¦ All | Com ¦ ENERGY STAR Fryer - Tier 1 Gas | PG&E ¦ All | PG&E | All | Electric & Gas | Efficient, Commercial Fryer, Gas Tier 1 | Efficient | 0 | Conventional | FoodServ | Com - Grocery | Com | ROB and NEW | 0 | 1000 sqft2 of floor space | Fryer | 11 | DEER:Indoor_Non-CFL_Ltg | 0 | 0 | -375 | SWFS011-05 | 4495.67 | 2017 | 0 | 0 | 2017 | 0 | 0 | SWFS011-05 | Gas Fryers ¦ PG&E ¦ All | Gas Fryers | 0.08901 | 1 | 0.21 | CBSA 2014 | 1031.0373 | 2012 | 0.6 | SWFS011-05
COM-FOODSERV-FS-11.3 | Com ¦ ENERGY STAR Fryer - Tier 1 Gas ¦ PG&E ¦ All | Com ¦ ENERGY STAR Fryer - Tier 1 Gas | PG&E ¦ All | PG&E | All | Electric & Gas | Efficient, Commercial Fryer, Gas Tier 1 | Efficient | 0 | Conventional | FoodServ | Com - Health | Com | ROB and NEW | 0 | 1000 sqft2 of floor space | Fryer | 11 | DEER:Indoor_Non-CFL_Ltg | 0 | 0 | -375 | SWFS011-05 | 4495.67 | 2017 | 0 | 0 | 2017 | 0 | 0 | SWFS011-05 | Gas Fryers ¦ PG&E ¦ All | Gas Fryers | 0.016628 | 1 | 0.21 | CBSA 2014 | 1215.4179 | 2012 | 0.6 | SWFS011-05
COM-FOODSERV-FS-11.4 | Com ¦ ENERGY STAR Fryer - Tier 1 Gas ¦ PG&E ¦ All | Com ¦ ENERGY STAR Fryer - Tier 1 Gas | PG&E ¦ All | PG&E | All | Electric & Gas | Efficient, Commercial Fryer, Gas Tier 1 | Efficient | 0 | Conventional | FoodServ | Com - Lodging | Com | ROB and NEW | 0 | 1000 sqft2 of floor space | Fryer | 11 | DEER:Indoor_Non-CFL_Ltg | 0 | 0 | -375 | SWFS011-05 | 4495.67 | 2017 | 0 | 0 | 2017 | 0 | 0 | SWFS011-05 | Gas Fryers ¦ PG&E ¦ All | Gas Fryers | 0.018993 | 1 | 0.21 | CBSA 2014 | 2800.0278 | 2012 | 0.6 | SWFS011-05
COM-FOODSERV-FS-11.5 | Com ¦ ENERGY STAR Fryer - Tier 1 Gas ¦ PG&E ¦ All | Com ¦ ENERGY STAR Fryer - Tier 1 Gas | PG&E ¦ All | PG&E | All | Electric & Gas | Efficient, Commercial Fryer, Gas Tier 1 | Efficient | 0 | Conventional | FoodServ | Com - Other | Com | ROB and NEW | 0 | 1000 sqft2 of floor space | Fryer | 11 | DEER:Indoor_Non-CFL_Ltg | 0 | 0 | -375 | SWFS011-05 | 4495.67 | 2017 | 0 | 0 | 2017 | 0 | 0 | SWFS011-05 | Gas Fryers ¦ PG&E ¦ All | Gas Fryers | 0.0055888 | 1 | 0.21 | CBSA 2014 | 918.7852 | 2012 | 0.6 | SWFS011-05
COM-FOODSERV-FS-11.6 | Com ¦ ENERGY STAR Fryer - Tier 1 Gas ¦ PG&E ¦ All | Com ¦ ENERGY STAR Fryer - Tier 1 Gas | PG&E ¦ All | PG&E | All | Electric & Gas | Efficient, Commercial Fryer, Gas Tier 1 | Efficient | 0 | Conventional | FoodServ | Com - Restaurant | Com | ROB and NEW | 0 | 1000 sqft2 of floor space | Fryer | 11 | DEER:Indoor_Non-CFL_Ltg | 0 | 0 | -375 | SWFS011-05 | 4495.67 | 2017 | 0 | 0 | 2017 | 0 | 0 | SWFS011-05 | Gas Fryers ¦ PG&E ¦ All | Gas Fryers | 0.42016 | 1 | 0.21 | CBSA 2014 | 100.4604 | 2012 | 0.6 | SWFS011-05
COM-FOODSERV-FS-11.7 | Com ¦ ENERGY STAR Fryer - Tier 1 Gas ¦ PG&E ¦ All | Com ¦ ENERGY STAR Fryer - Tier 1 Gas | PG&E ¦ All | PG&E | All | Electric & Gas | Efficient, Commercial Fryer, Gas Tier 1 | Efficient | 0 | Conventional | FoodServ | Com - School | Com | ROB and NEW | 0 | 1000 sqft2 of floor space | Fryer | 11 | DEER:Indoor_Non-CFL_Ltg | 0 | 0 | -375 | SWFS011-05 | 4495.67 | 2017 | 0 | 0 | 2017 | 0 | 0 | SWFS011-05 | Gas Fryers ¦ PG&E ¦ All | Gas Fryers | 0.0039111 | 1 | 0.21 | CBSA 2014 | 492.5875 | 2012 | 0.6 | SWFS011-05
COM-FOODSERV-FS-11.8 | Com ¦ ENERGY STAR Fryer - Tier 1 Gas ¦ SCG ¦ All | Com ¦ ENERGY STAR Fryer - Tier 1 Gas | SCG ¦ All | SCG | All | Electric & Gas | Efficient, Commercial Fryer, Gas Tier 1 | Efficient | 0 | Conventional | FoodServ | Com - College | Com | ROB and NEW | 0 | 1000 sqft2 of floor space | Fryer | 11 | DEER:Indoor_Non-CFL_Ltg | 0 | 0 | -375 | SWFS011-05 | 4495.67 | 2017 | 0 | 0 | 2017 | 0 | 0 | SWFS011-05 | Gas Fryers ¦ SCG ¦ All | Gas Fryers | 0.0039111 | 1 | 0.21 | CBSA 2014 | 339.5399 | 2012 | 0.6 | SWFS011-05
COM-FOODSERV-FS-11.9 | Com ¦ ENERGY STAR Fryer - Tier 1 Gas ¦ SCG ¦ All | Com ¦ ENERGY STAR Fryer - Tier 1 Gas | SCG ¦ All | SCG | All | Electric & Gas | Efficient, Commercial Fryer, Gas Tier 1 | Efficient | 0 | Conventional | FoodServ | Com - Grocery | Com | ROB and NEW | 0 | 1000 sqft2 of floor space | Fryer | 11 | DEER:Indoor_Non-CFL_Ltg | 0 | 0 | -375 | SWFS011-05 | 4495.67 | 2017 | 0 | 0 | 2017 | 0 | 0 | SWFS011-05 | Gas Fryers ¦ SCG ¦ All | Gas Fryers | 0.08901 | 1 | 0.21 | CBSA 2014 | 1031.0373 | 2012 | 0.6 | SWFS011-05
COM-FOODSERV-FS-11.10 | Com ¦ ENERGY STAR Fryer - Tier 1 Gas ¦ SCG ¦ All | Com ¦ ENERGY STAR Fryer - Tier 1 Gas | SCG ¦ All | SCG | All | Electric & Gas | Efficient, Commercial Fryer, Gas Tier 1 | Efficient | 0 | Conventional | FoodServ | Com - Health | Com | ROB and NEW | 0 | 1000 sqft2 of floor space | Fryer | 11 | DEER:Indoor_Non-CFL_Ltg | 0 | 0 | -375 | SWFS011-05 | 4495.67 | 2017 | 0 | 0 | 2017 | 0 | 0 | SWFS011-05 | Gas Fryers ¦ SCG ¦ All | Gas Fryers | 0.016628 | 1 | 0.21 | CBSA 2014 | 1215.4179 | 2012 | 0.6 | SWFS011-05
COM-FOODSERV-FS-11.11 | Com ¦ ENERGY STAR Fryer - Tier 1 Gas ¦ SCG ¦ All | Com ¦ ENERGY STAR Fryer - Tier 1 Gas | SCG ¦ All | SCG | All | Electric & Gas | Efficient, Commercial Fryer, Gas Tier 1 | Efficient | 0 | Conventional | FoodServ | Com - Lodging | Com | ROB and NEW | 0 | 1000 sqft2 of floor space | Fryer | 11 | DEER:Indoor_Non-CFL_Ltg | 0 | 0 | -375 | SWFS011-05 | 4495.67 | 2017 | 0 | 0 | 2017 | 0 | 0 | SWFS011-05 | Gas Fryers ¦ SCG ¦ All | Gas Fryers | 0.018993 | 1 | 0.21 | CBSA 2014 | 2800.0278 | 2012 | 0.6 | SWFS011-05
COM-FOODSERV-FS-11.12 | Com ¦ ENERGY STAR Fryer - Tier 1 Gas ¦ SCG ¦ All | Com ¦ ENERGY STAR Fryer - Tier 1 Gas | SCG ¦ All | SCG | All | Electric & Gas | Efficient, Commercial Fryer, Gas Tier 1 | Efficient | 0 | Conventional | FoodServ | Com - Other | Com | ROB and NEW | 0 | 1000 sqft2 of floor space | Fryer | 11 | DEER:Indoor_Non-CFL_Ltg | 0 | 0 | -375 | SWFS011-05 | 4495.67 | 2017 | 0 | 0 | 2017 | 0 | 0 | SWFS011-05 | Gas Fryers ¦ SCG ¦ All | Gas Fryers | 0.0055888 | 1 | 0.21 | CBSA 2014 | 918.7852 | 2012 | 0.6 | SWFS011-05
COM-FOODSERV-FS-11.13 | Com ¦ ENERGY STAR Fryer - Tier 1 Gas ¦ SCG ¦ All | Com ¦ ENERGY STAR Fryer - Tier 1 Gas | SCG ¦ All | SCG | All | Electric & Gas | Efficient, Commercial Fryer, Gas Tier 1 | Efficient | 0 | Conventional | FoodServ | Com - Restaurant | Com | ROB and NEW | 0 | 1000 sqft2 of floor space | Fryer | 11 | DEER:Indoor_Non-CFL_Ltg | 0 | 0 | -375 | SWFS011-05 | 4495.67 | 2017 | 0 | 0 | 2017 | 0 | 0 | SWFS011-05 | Gas Fryers ¦ SCG ¦ All | Gas Fryers | 0.42016 | 1 | 0.21 | CBSA 2014 | 100.4604 | 2012 | 0.6 | SWFS011-05
COM-FOODSERV-FS-11.14 | Com ¦ ENERGY STAR Fryer - Tier 1 Gas ¦ SCG ¦ All | Com ¦ ENERGY STAR Fryer - Tier 1 Gas | SCG ¦ All | SCG | All | Electric & Gas | Efficient, Commercial Fryer, Gas Tier 1 | Efficient | 0 | Conventional | FoodServ | Com - School | Com | ROB and NEW | 0 | 1000 sqft2 of floor space | Fryer | 11 | DEER:Indoor_Non-CFL_Ltg | 0 | 0 | -375 | SWFS011-05 | 4495.67 | 2017 | 0 | 0 | 2017 | 0 | 0 | SWFS011-05 | Gas Fryers ¦ SCG ¦ All | Gas Fryers | 0.0039111 | 1 | 0.21 | CBSA 2014 | 492.5875 | 2012 | 0.6 | SWFS011-05
COM-FOODSERV-FS-11.15 | Com ¦ ENERGY STAR Fryer - Tier 1 Gas ¦ SDG&E ¦ All | Com ¦ ENERGY STAR Fryer - Tier 1 Gas | SDG&E ¦ All | SDG&E | All | Electric & Gas | Efficient, Commercial Fryer, Gas Tier 1 | Efficient | 0 | Conventional | FoodServ | Com - College | Com | ROB and NEW | 0 | 1000 sqft2 of floor space | Fryer | 11 | DEER:Indoor_Non-CFL_Ltg | 0 | 0 | -375 | SWFS011-05 | 4495.67 | 2017 | 0 | 0 | 2017 | 0 | 0 | SWFS011-05 | Gas Fryers ¦ SDG&E ¦ All | Gas Fryers | 0.0039111 | 1 | 0.21 | CBSA 2014 | 339.5399 | 2012 | 0.6 | SWFS011-05
COM-FOODSERV-FS-11.16 | Com ¦ ENERGY STAR Fryer - Tier 1 Gas ¦ SDG&E ¦ All | Com ¦ ENERGY STAR Fryer - Tier 1 Gas | SDG&E ¦ All | SDG&E | All | Electric & Gas | Efficient, Commercial Fryer, Gas Tier 1 | Efficient | 0 | Conventional | FoodServ | Com - Grocery | Com | ROB and NEW | 0 | 1000 sqft2 of floor space | Fryer | 11 | DEER:Indoor_Non-CFL_Ltg | 0 | 0 | -375 | SWFS011-05 | 4495.67 | 2017 | 0 | 0 | 2017 | 0 | 0 | SWFS011-05 | Gas Fryers ¦ SDG&E ¦ All | Gas Fryers | 0.08901 | 1 | 0.21 | CBSA 2014 | 1031.0373 | 2012 | 0.6 | SWFS011-05
COM-FOODSERV-FS-11.17 | Com ¦ ENERGY STAR Fryer - Tier 1 Gas ¦ SDG&E ¦ All | Com ¦ ENERGY STAR Fryer - Tier 1 Gas | SDG&E ¦ All | SDG&E | All | Electric & Gas | Efficient, Commercial Fryer, Gas Tier 1 | Efficient | 0 | Conventional | FoodServ | Com - Health | Com | ROB and NEW | 0 | 1000 sqft2 of floor space | Fryer | 11 | DEER:Indoor_Non-CFL_Ltg | 0 | 0 | -375 | SWFS011-05 | 4495.67 | 2017 | 0 | 0 | 2017 | 0 | 0 | SWFS011-05 | Gas Fryers ¦ SDG&E ¦ All | Gas Fryers | 0.016628 | 1 | 0.21 | CBSA 2014 | 1215.4179 | 2012 | 0.6 | SWFS011-05
COM-FOODSERV-FS-11.18 | Com ¦ ENERGY STAR Fryer - Tier 1 Gas ¦ SDG&E ¦ All | Com ¦ ENERGY STAR Fryer - Tier 1 Gas | SDG&E ¦ All | SDG&E | All | Electric & Gas | Efficient, Commercial Fryer, Gas Tier 1 | Efficient | 0 | Conventional | FoodServ | Com - Lodging | Com | ROB and NEW | 0 | 1000 sqft2 of floor space | Fryer | 11 | DEER:Indoor_Non-CFL_Ltg | 0 | 0 | -375 | SWFS011-05 | 4495.67 | 2017 | 0 | 0 | 2017 | 0 | 0 | SWFS011-05 | Gas Fryers ¦ SDG&E ¦ All | Gas Fryers | 0.018993 | 1 | 0.21 | CBSA 2014 | 2800.0278 | 2012 | 0.6 | SWFS011-05
COM-FOODSERV-FS-11.19 | Com ¦ ENERGY STAR Fryer - Tier 1 Gas ¦ SDG&E ¦ All | Com ¦ ENERGY STAR Fryer - Tier 1 Gas | SDG&E ¦ All | SDG&E | All | Electric & Gas | Efficient, Commercial Fryer, Gas Tier 1 | Efficient | 0 | Conventional | FoodServ | Com - Other | Com | ROB and NEW | 0 | 1000 sqft2 of floor space | Fryer | 11 | DEER:Indoor_Non-CFL_Ltg | 0 | 0 | -375 | SWFS011-05 | 4495.67 | 2017 | 0 | 0 | 2017 | 0 | 0 | SWFS011-05 | Gas Fryers ¦ SDG&E ¦ All | Gas Fryers | 0.0055888 | 1 | 0.21 | CBSA 2014 | 918.7852 | 2012 | 0.6 | SWFS011-05
COM-FOODSERV-FS-11.20 | Com ¦ ENERGY STAR Fryer - Tier 1 Gas ¦ SDG&E ¦ All | Com ¦ ENERGY STAR Fryer - Tier 1 Gas | SDG&E ¦ All | SDG&E | All | Electric & Gas | Efficient, Commercial Fryer, Gas Tier 1 | Efficient | 0 | Conventional | FoodServ | Com - Restaurant | Com | ROB and NEW | 0 | 1000 sqft2 of floor space | Fryer | 11 | DEER:Indoor_Non-CFL_Ltg | 0 | 0 | -375 | SWFS011-05 | 4495.67 | 2017 | 0 | 0 | 2017 | 0 | 0 | SWFS011-05 | Gas Fryers ¦ SDG&E ¦ All | Gas Fryers | 0.42016 | 1 | 0.21 | CBSA 2014 | 100.4604 | 2012 | 0.6 | SWFS011-05
COM-FOODSERV-FS-11.21 | Com ¦ ENERGY STAR Fryer - Tier 1 Gas ¦ SDG&E ¦ All | Com ¦ ENERGY STAR Fryer - Tier 1 Gas | SDG&E ¦ All | SDG&E | All | Electric & Gas | Efficient, Commercial Fryer, Gas Tier 1 | Efficient | 0 | Conventional | FoodServ | Com - School | Com | ROB and NEW | 0 | 1000 sqft2 of floor space | Fryer | 11 | DEER:Indoor_Non-CFL_Ltg | 0 | 0 | -375 | SWFS011-05 | 4495.67 | 2017 | 0 | 0 | 2017 | 0 | 0 | SWFS011-05 | Gas Fryers ¦ SDG&E ¦ All | Gas Fryers | 0.0039111 | 1 | 0.21 | CBSA 2014 | 492.5875 | 2012 | 0.6 | SWFS011-05
COM-FOODSERV-FS-12.1 | Com ¦ ENERGY STAR Fryer - Tier 2 Gas ¦ PG&E ¦ All | Com ¦ ENERGY STAR Fryer - Tier 2 Gas | PG&E ¦ All | PG&E | All | Electric & Gas | Super Efficient, Commercial Fryer, Gas Tier 2 | Efficient | 0 | Conventional | FoodServ | Com - College | Com | ROB and NEW | 0 | 1000 sqft2 of floor space | Fryer | 11 | DEER:Indoor_Non-CFL_Ltg | 0 | 0 | -569 | SWFS011-05 | 7528.63 | 2017 | 0 | 0 | 2017 | 0 | 0 | SWFS011-05 | Gas Fryers ¦ PG&E ¦ All | Gas Fryers | 0.0039111 | 1 | 0 | CBSA 2014 | 515.1952 | 2012 | 0.6 | SWFS011-05
COM-FOODSERV-FS-12.2 | Com ¦ ENERGY STAR Fryer - Tier 2 Gas ¦ PG&E ¦ All | Com ¦ ENERGY STAR Fryer - Tier 2 Gas | PG&E ¦ All | PG&E | All | Electric & Gas | Super Efficient, Commercial Fryer, Gas Tier 2 | Efficient | 0 | Conventional | FoodServ | Com - Grocery | Com | ROB and NEW | 0 | 1000 sqft2 of floor space | Fryer | 11 | DEER:Indoor_Non-CFL_Ltg | 0 | 0 | -569 | SWFS011-05 | 7528.63 | 2017 | 0 | 0 | 2017 | 0 | 0 | SWFS011-05 | Gas Fryers ¦ PG&E ¦ All | Gas Fryers | 0.08901 | 1 | 0 | CBSA 2014 | 1564.4273 | 2012 | 0.6 | SWFS011-05
COM-FOODSERV-FS-12.3 | Com ¦ ENERGY STAR Fryer - Tier 2 Gas ¦ PG&E ¦ All | Com ¦ ENERGY STAR Fryer - Tier 2 Gas | PG&E ¦ All | PG&E | All | Electric & Gas | Super Efficient, Commercial Fryer, Gas Tier 2 | Efficient | 0 | Conventional | FoodServ | Com - Health | Com | ROB and NEW | 0 | 1000 sqft2 of floor space | Fryer | 11 | DEER:Indoor_Non-CFL_Ltg | 0 | 0 | -569 | SWFS011-05 | 7528.63 | 2017 | 0 | 0 | 2017 | 0 | 0 | SWFS011-05 | Gas Fryers ¦ PG&E ¦ All | Gas Fryers | 0.016628 | 1 | 0 | CBSA 2014 | 1844.194 | 2012 | 0.6 | SWFS011-05
COM-FOODSERV-FS-12.4 | Com ¦ ENERGY STAR Fryer - Tier 2 Gas ¦ PG&E ¦ All | Com ¦ ENERGY STAR Fryer - Tier 2 Gas | PG&E ¦ All | PG&E | All | Electric & Gas | Super Efficient, Commercial Fryer, Gas Tier 2 | Efficient | 0 | Conventional | FoodServ | Com - Lodging | Com | ROB and NEW | 0 | 1000 sqft2 of floor space | Fryer | 11 | DEER:Indoor_Non-CFL_Ltg | 0 | 0 | -569 | SWFS011-05 | 7528.63 | 2017 | 0 | 0 | 2017 | 0 | 0 | SWFS011-05 | Gas Fryers ¦ PG&E ¦ All | Gas Fryers | 0.018993 | 1 | 0 | CBSA 2014 | 4248.5756 | 2012 | 0.6 | SWFS011-05
COM-FOODSERV-FS-12.5 | Com ¦ ENERGY STAR Fryer - Tier 2 Gas ¦ PG&E ¦ All | Com ¦ ENERGY STAR Fryer - Tier 2 Gas | PG&E ¦ All | PG&E | All | Electric & Gas | Super Efficient, Commercial Fryer, Gas Tier 2 | Efficient | 0 | Conventional | FoodServ | Com - Other | Com | ROB and NEW | 0 | 1000 sqft2 of floor space | Fryer | 11 | DEER:Indoor_Non-CFL_Ltg | 0 | 0 | -569 | SWFS011-05 | 7528.63 | 2017 | 0 | 0 | 2017 | 0 | 0 | SWFS011-05 | Gas Fryers ¦ PG&E ¦ All | Gas Fryers | 0.0055888 | 1 | 0 | CBSA 2014 | 1394.1034 | 2012 | 0.6 | SWFS011-05
COM-FOODSERV-FS-12.6 | Com ¦ ENERGY STAR Fryer - Tier 2 Gas ¦ PG&E ¦ All | Com ¦ ENERGY STAR Fryer - Tier 2 Gas | PG&E ¦ All | PG&E | All | Electric & Gas | Super Efficient, Commercial Fryer, Gas Tier 2 | Efficient | 0 | Conventional | FoodServ | Com - Restaurant | Com | ROB and NEW | 0 | 1000 sqft2 of floor space | Fryer | 11 | DEER:Indoor_Non-CFL_Ltg | 0 | 0 | -569 | SWFS011-05 | 7528.63 | 2017 | 0 | 0 | 2017 | 0 | 0 | SWFS011-05 | Gas Fryers ¦ PG&E ¦ All | Gas Fryers | 0.42016 | 1 | 0 | CBSA 2014 | 152.4319 | 2012 | 0.6 | SWFS011-05
COM-FOODSERV-FS-12.7 | Com ¦ ENERGY STAR Fryer - Tier 2 Gas ¦ PG&E ¦ All | Com ¦ ENERGY STAR Fryer - Tier 2 Gas | PG&E ¦ All | PG&E | All | Electric & Gas | Super Efficient, Commercial Fryer, Gas Tier 2 | Efficient | 0 | Conventional | FoodServ | Com - School | Com | ROB and NEW | 0 | 1000 sqft2 of floor space | Fryer | 11 | DEER:Indoor_Non-CFL_Ltg | 0 | 0 | -569 | SWFS011-05 | 7528.63 | 2017 | 0 | 0 | 2017 | 0 | 0 | SWFS011-05 | Gas Fryers ¦ PG&E ¦ All | Gas Fryers | 0.0039111 | 1 | 0 | CBSA 2014 | 747.4195 | 2012 | 0.6 | SWFS011-05
COM-FOODSERV-FS-12.8 | Com ¦ ENERGY STAR Fryer - Tier 2 Gas ¦ SCG ¦ All | Com ¦ ENERGY STAR Fryer - Tier 2 Gas | SCG ¦ All | SCG | All | Electric & Gas | Super Efficient, Commercial Fryer, Gas Tier 2 | Efficient | 0 | Conventional | FoodServ | Com - College | Com | ROB and NEW | 0 | 1000 sqft2 of floor space | Fryer | 11 | DEER:Indoor_Non-CFL_Ltg | 0 | 0 | -569 | SWFS011-05 | 7528.63 | 2017 | 0 | 0 | 2017 | 0 | 0 | SWFS011-05 | Gas Fryers ¦ SCG ¦ All | Gas Fryers | 0.0039111 | 1 | 0 | CBSA 2014 | 515.1952 | 2012 | 0.6 | SWFS011-05
COM-FOODSERV-FS-12.9 | Com ¦ ENERGY STAR Fryer - Tier 2 Gas ¦ SCG ¦ All | Com ¦ ENERGY STAR Fryer - Tier 2 Gas | SCG ¦ All | SCG | All | Electric & Gas | Super Efficient, Commercial Fryer, Gas Tier 2 | Efficient | 0 | Conventional | FoodServ | Com - Grocery | Com | ROB and NEW | 0 | 1000 sqft2 of floor space | Fryer | 11 | DEER:Indoor_Non-CFL_Ltg | 0 | 0 | -569 | SWFS011-05 | 7528.63 | 2017 | 0 | 0 | 2017 | 0 | 0 | SWFS011-05 | Gas Fryers ¦ SCG ¦ All | Gas Fryers | 0.08901 | 1 | 0 | CBSA 2014 | 1564.4273 | 2012 | 0.6 | SWFS011-05
COM-FOODSERV-FS-12.10 | Com ¦ ENERGY STAR Fryer - Tier 2 Gas ¦ SCG ¦ All | Com ¦ ENERGY STAR Fryer - Tier 2 Gas | SCG ¦ All | SCG | All | Electric & Gas | Super Efficient, Commercial Fryer, Gas Tier 2 | Efficient | 0 | Conventional | FoodServ | Com - Health | Com | ROB and NEW | 0 | 1000 sqft2 of floor space | Fryer | 11 | DEER:Indoor_Non-CFL_Ltg | 0 | 0 | -569 | SWFS011-05 | 7528.63 | 2017 | 0 | 0 | 2017 | 0 | 0 | SWFS011-05 | Gas Fryers ¦ SCG ¦ All | Gas Fryers | 0.016628 | 1 | 0 | CBSA 2014 | 1844.194 | 2012 | 0.6 | SWFS011-05
COM-FOODSERV-FS-12.11 | Com ¦ ENERGY STAR Fryer - Tier 2 Gas ¦ SCG ¦ All | Com ¦ ENERGY STAR Fryer - Tier 2 Gas | SCG ¦ All | SCG | All | Electric & Gas | Super Efficient, Commercial Fryer, Gas Tier 2 | Efficient | 0 | Conventional | FoodServ | Com - Lodging | Com | ROB and NEW | 0 | 1000 sqft2 of floor space | Fryer | 11 | DEER:Indoor_Non-CFL_Ltg | 0 | 0 | -569 | SWFS011-05 | 7528.63 | 2017 | 0 | 0 | 2017 | 0 | 0 | SWFS011-05 | Gas Fryers ¦ SCG ¦ All | Gas Fryers | 0.018993 | 1 | 0 | CBSA 2014 | 4248.5756 | 2012 | 0.6 | SWFS011-05
COM-FOODSERV-FS-12.12 | Com ¦ ENERGY STAR Fryer - Tier 2 Gas ¦ SCG ¦ All | Com ¦ ENERGY STAR Fryer - Tier 2 Gas | SCG ¦ All | SCG | All | Electric & Gas | Super Efficient, Commercial Fryer, Gas Tier 2 | Efficient | 0 | Conventional | FoodServ | Com - Other | Com | ROB and NEW | 0 | 1000 sqft2 of floor space | Fryer | 11 | DEER:Indoor_Non-CFL_Ltg | 0 | 0 | -569 | SWFS011-05 | 7528.63 | 2017 | 0 | 0 | 2017 | 0 | 0 | SWFS011-05 | Gas Fryers ¦ SCG ¦ All | Gas Fryers | 0.0055888 | 1 | 0 | CBSA 2014 | 1394.1034 | 2012 | 0.6 | SWFS011-05
COM-FOODSERV-FS-12.13 | Com ¦ ENERGY STAR Fryer - Tier 2 Gas ¦ SCG ¦ All | Com ¦ ENERGY STAR Fryer - Tier 2 Gas | SCG ¦ All | SCG | All | Electric & Gas | Super Efficient, Commercial Fryer, Gas Tier 2 | Efficient | 0 | Conventional | FoodServ | Com - Restaurant | Com | ROB and NEW | 0 | 1000 sqft2 of floor space | Fryer | 11 | DEER:Indoor_Non-CFL_Ltg | 0 | 0 | -569 | SWFS011-05 | 7528.63 | 2017 | 0 | 0 | 2017 | 0 | 0 | SWFS011-05 | Gas Fryers ¦ SCG ¦ All | Gas Fryers | 0.42016 | 1 | 0 | CBSA 2014 | 152.4319 | 2012 | 0.6 | SWFS011-05
COM-FOODSERV-FS-12.14 | Com ¦ ENERGY STAR Fryer - Tier 2 Gas ¦ SCG ¦ All | Com ¦ ENERGY STAR Fryer - Tier 2 Gas | SCG ¦ All | SCG | All | Electric & Gas | Super Efficient, Commercial Fryer, Gas Tier 2 | Efficient | 0 | Conventional | FoodServ | Com - School | Com | ROB and NEW | 0 | 1000 sqft2 of floor space | Fryer | 11 | DEER:Indoor_Non-CFL_Ltg | 0 | 0 | -569 | SWFS011-05 | 7528.63 | 2017 | 0 | 0 | 2017 | 0 | 0 | SWFS011-05 | Gas Fryers ¦ SCG ¦ All | Gas Fryers | 0.0039111 | 1 | 0 | CBSA 2014 | 747.4195 | 2012 | 0.6 | SWFS011-05
COM-FOODSERV-FS-12.15 | Com ¦ ENERGY STAR Fryer - Tier 2 Gas ¦ SDG&E ¦ All | Com ¦ ENERGY STAR Fryer - Tier 2 Gas | SDG&E ¦ All | SDG&E | All | Electric & Gas | Super Efficient, Commercial Fryer, Gas Tier 2 | Efficient | 0 | Conventional | FoodServ | Com - College | Com | ROB and NEW | 0 | 1000 sqft2 of floor space | Fryer | 11 | DEER:Indoor_Non-CFL_Ltg | 0 | 0 | -569 | SWFS011-05 | 7528.63 | 2017 | 0 | 0 | 2017 | 0 | 0 | SWFS011-05 | Gas Fryers ¦ SDG&E ¦ All | Gas Fryers | 0.0039111 | 1 | 0 | CBSA 2014 | 515.1952 | 2012 | 0.6 | SWFS011-05
COM-FOODSERV-FS-12.16 | Com ¦ ENERGY STAR Fryer - Tier 2 Gas ¦ SDG&E ¦ All | Com ¦ ENERGY STAR Fryer - Tier 2 Gas | SDG&E ¦ All | SDG&E | All | Electric & Gas | Super Efficient, Commercial Fryer, Gas Tier 2 | Efficient | 0 | Conventional | FoodServ | Com - Grocery | Com | ROB and NEW | 0 | 1000 sqft2 of floor space | Fryer | 11 | DEER:Indoor_Non-CFL_Ltg | 0 | 0 | -569 | SWFS011-05 | 7528.63 | 2017 | 0 | 0 | 2017 | 0 | 0 | SWFS011-05 | Gas Fryers ¦ SDG&E ¦ All | Gas Fryers | 0.08901 | 1 | 0 | CBSA 2014 | 1564.4273 | 2012 | 0.6 | SWFS011-05
COM-FOODSERV-FS-12.17 | Com ¦ ENERGY STAR Fryer - Tier 2 Gas ¦ SDG&E ¦ All | Com ¦ ENERGY STAR Fryer - Tier 2 Gas | SDG&E ¦ All | SDG&E | All | Electric & Gas | Super Efficient, Commercial Fryer, Gas Tier 2 | Efficient | 0 | Conventional | FoodServ | Com - Health | Com | ROB and NEW | 0 | 1000 sqft2 of floor space | Fryer | 11 | DEER:Indoor_Non-CFL_Ltg | 0 | 0 | -569 | SWFS011-05 | 7528.63 | 2017 | 0 | 0 | 2017 | 0 | 0 | SWFS011-05 | Gas Fryers ¦ SDG&E ¦ All | Gas Fryers | 0.016628 | 1 | 0 | CBSA 2014 | 1844.194 | 2012 | 0.6 | SWFS011-05
COM-FOODSERV-FS-12.18 | Com ¦ ENERGY STAR Fryer - Tier 2 Gas ¦ SDG&E ¦ All | Com ¦ ENERGY STAR Fryer - Tier 2 Gas | SDG&E ¦ All | SDG&E | All | Electric & Gas | Super Efficient, Commercial Fryer, Gas Tier 2 | Efficient | 0 | Conventional | FoodServ | Com - Lodging | Com | ROB and NEW | 0 | 1000 sqft2 of floor space | Fryer | 11 | DEER:Indoor_Non-CFL_Ltg | 0 | 0 | -569 | SWFS011-05 | 7528.63 | 2017 | 0 | 0 | 2017 | 0 | 0 | SWFS011-05 | Gas Fryers ¦ SDG&E ¦ All | Gas Fryers | 0.018993 | 1 | 0 | CBSA 2014 | 4248.5756 | 2012 | 0.6 | SWFS011-05
COM-FOODSERV-FS-12.19 | Com ¦ ENERGY STAR Fryer - Tier 2 Gas ¦ SDG&E ¦ All | Com ¦ ENERGY STAR Fryer - Tier 2 Gas | SDG&E ¦ All | SDG&E | All | Electric & Gas | Super Efficient, Commercial Fryer, Gas Tier 2 | Efficient | 0 | Conventional | FoodServ | Com - Other | Com | ROB and NEW | 0 | 1000 sqft2 of floor space | Fryer | 11 | DEER:Indoor_Non-CFL_Ltg | 0 | 0 | -569 | SWFS011-05 | 7528.63 | 2017 | 0 | 0 | 2017 | 0 | 0 | SWFS011-05 | Gas Fryers ¦ SDG&E ¦ All | Gas Fryers | 0.0055888 | 1 | 0 | CBSA 2014 | 1394.1034 | 2012 | 0.6 | SWFS011-05
COM-FOODSERV-FS-12.20 | Com ¦ ENERGY STAR Fryer - Tier 2 Gas ¦ SDG&E ¦ All | Com ¦ ENERGY STAR Fryer - Tier 2 Gas | SDG&E ¦ All | SDG&E | All | Electric & Gas | Super Efficient, Commercial Fryer, Gas Tier 2 | Efficient | 0 | Conventional | FoodServ | Com - Restaurant | Com | ROB and NEW | 0 | 1000 sqft2 of floor space | Fryer | 11 | DEER:Indoor_Non-CFL_Ltg | 0 | 0 | -569 | SWFS011-05 | 7528.63 | 2017 | 0 | 0 | 2017 | 0 | 0 | SWFS011-05 | Gas Fryers ¦ SDG&E ¦ All | Gas Fryers | 0.42016 | 1 | 0 | CBSA 2014 | 152.4319 | 2012 | 0.6 | SWFS011-05
COM-FOODSERV-FS-12.21 | Com ¦ ENERGY STAR Fryer - Tier 2 Gas ¦ SDG&E ¦ All | Com ¦ ENERGY STAR Fryer - Tier 2 Gas | SDG&E ¦ All | SDG&E | All | Electric & Gas | Super Efficient, Commercial Fryer, Gas Tier 2 | Efficient | 0 | Conventional | FoodServ | Com - School | Com | ROB and NEW | 0 | 1000 sqft2 of floor space | Fryer | 11 | DEER:Indoor_Non-CFL_Ltg | 0 | 0 | -569 | SWFS011-05 | 7528.63 | 2017 | 0 | 0 | 2017 | 0 | 0 | SWFS011-05 | Gas Fryers ¦ SDG&E ¦ All | Gas Fryers | 0.0039111 | 1 | 0 | CBSA 2014 | 747.4195 | 2012 | 0.6 | SWFS011-05
COM-FOODSERV-FS-13.1 | Com ¦ ENERGY STAR Fryer - Fuel Sub ¦ PG&E ¦ All | Com ¦ ENERGY STAR Fryer - Fuel Sub | PG&E ¦ All | PG&E | All | Electric & Gas | Efficient, Commercial Fryer, Electric | Efficient | 0 | Conventional | FoodServ | Com - College | Com | ROB Only | 1 | 1000 sqft2 of floor space | Fryer | 12 | DEER:Indoor_Non-CFL_Ltg | 10500 | 0 | -1110 | SWFS021-03 | 6953.97 | 2021 | 0 | 502.96 | 2021 | 0 | 0 | SWFS021-03 | Gas Fryers ¦ PG&E ¦ All | Gas Fryers | 0.0039111 | 1 | 0 | CBSA 2014 | 445.204 | 2012 | 1 | SWFS021-03
COM-FOODSERV-FS-13.2 | Com ¦ ENERGY STAR Fryer - Fuel Sub ¦ PG&E ¦ All | Com ¦ ENERGY STAR Fryer - Fuel Sub | PG&E ¦ All | PG&E | All | Electric & Gas | Efficient, Commercial Fryer, Electric | Efficient | 0 | Conventional | FoodServ | Com - Grocery | Com | ROB Only | 1 | 1000 sqft2 of floor space | Fryer | 12 | DEER:Indoor_Non-CFL_Ltg | 10500 | 0 | -1110 | SWFS021-03 | 6953.97 | 2021 | 0 | 502.96 | 2021 | 0 | 0 | SWFS021-03 | Gas Fryers ¦ PG&E ¦ All | Gas Fryers | 0.08901 | 1 | 0 | CBSA 2014 | 2750.1084 | 2012 | 1 | SWFS021-03
COM-FOODSERV-FS-13.3 | Com ¦ ENERGY STAR Fryer - Fuel Sub ¦ PG&E ¦ All | Com ¦ ENERGY STAR Fryer - Fuel Sub | PG&E ¦ All | PG&E | All | Electric & Gas | Efficient, Commercial Fryer, Electric | Efficient | 0 | Conventional | FoodServ | Com - Health | Com | ROB Only | 1 | 1000 sqft2 of floor space | Fryer | 12 | DEER:Indoor_Non-CFL_Ltg | 10500 | 0 | -1110 | SWFS021-03 | 6953.97 | 2021 | 0 | 502.96 | 2021 | 0 | 0 | SWFS021-03 | Gas Fryers ¦ PG&E ¦ All | Gas Fryers | 0.016628 | 1 | 0 | CBSA 2014 | 3384.0315 | 2012 | 1 | SWFS021-03
COM-FOODSERV-FS-13.4 | Com ¦ ENERGY STAR Fryer - Fuel Sub ¦ PG&E ¦ All | Com ¦ ENERGY STAR Fryer - Fuel Sub | PG&E ¦ All | PG&E | All | Electric & Gas | Efficient, Commercial Fryer, Electric | Efficient | 0 | Conventional | FoodServ | Com - Lodging | Com | ROB Only | 1 | 1000 sqft2 of floor space | Fryer | 12 | DEER:Indoor_Non-CFL_Ltg | 10500 | 0 | -1110 | SWFS021-03 | 6953.97 | 2021 | 0 | 502.96 | 2021 | 0 | 0 | SWFS021-03 | Gas Fryers ¦ PG&E ¦ All | Gas Fryers | 0.018993 | 1 | 0 | CBSA 2014 | 7722.2858 | 2012 | 1 | SWFS021-03
COM-FOODSERV-FS-13.5 | Com ¦ ENERGY STAR Fryer - Fuel Sub ¦ PG&E ¦ All | Com ¦ ENERGY STAR Fryer - Fuel Sub | PG&E ¦ All | PG&E | All | Electric & Gas | Efficient, Commercial Fryer, Electric | Efficient | 0 | Conventional | FoodServ | Com - Other | Com | ROB Only | 1 | 1000 sqft2 of floor space | Fryer | 12 | DEER:Indoor_Non-CFL_Ltg | 10500 | 0 | -1110 | SWFS021-03 | 6953.97 | 2021 | 0 | 502.96 | 2021 | 0 | 0 | SWFS021-03 | Gas Fryers ¦ PG&E ¦ All | Gas Fryers | 0.0055888 | 1 | 0 | CBSA 2014 | 2116.0311 | 2012 | 1 | SWFS021-03
COM-FOODSERV-FS-13.6 | Com ¦ ENERGY STAR Fryer - Fuel Sub ¦ PG&E ¦ All | Com ¦ ENERGY STAR Fryer - Fuel Sub | PG&E ¦ All | PG&E | All | Electric & Gas | Efficient, Commercial Fryer, Electric | Efficient | 0 | Conventional | FoodServ | Com - Restaurant | Com | ROB Only | 1 | 1000 sqft2 of floor space | Fryer | 12 | DEER:Indoor_Non-CFL_Ltg | 10500 | 0 | -1110 | SWFS021-03 | 6953.97 | 2021 | 0 | 502.96 | 2021 | 0 | 0 | SWFS021-03 | Gas Fryers ¦ PG&E ¦ All | Gas Fryers | 0.42016 | 1 | 0 | CBSA 2014 | 73.5431 | 2012 | 1 | SWFS021-03
COM-FOODSERV-FS-13.7 | Com ¦ ENERGY STAR Fryer - Fuel Sub ¦ PG&E ¦ All | Com ¦ ENERGY STAR Fryer - Fuel Sub | PG&E ¦ All | PG&E | All | Electric & Gas | Efficient, Commercial Fryer, Electric | Efficient | 0 | Conventional | FoodServ | Com - School | Com | ROB Only | 1 | 1000 sqft2 of floor space | Fryer | 12 | DEER:Indoor_Non-CFL_Ltg | 10500 | 0 | -1110 | SWFS021-03 | 6953.97 | 2021 | 0 | 502.96 | 2021 | 0 | 0 | SWFS021-03 | Gas Fryers ¦ PG&E ¦ All | Gas Fryers | 0.0039111 | 1 | 0 | CBSA 2014 | 553.3174 | 2012 | 1 | SWFS021-03
COM-FOODSERV-FS-13.8 | Com ¦ ENERGY STAR Fryer - Fuel Sub ¦ SCG ¦ All | Com ¦ ENERGY STAR Fryer - Fuel Sub | SCG ¦ All | SCG | All | Electric & Gas | Efficient, Commercial Fryer, Electric | Efficient | 0 | Conventional | FoodServ | Com - College | Com | ROB Only | 1 | 1000 sqft2 of floor space | Fryer | 12 | DEER:Indoor_Non-CFL_Ltg | 10500 | 0 | -1110 | SWFS021-03 | 6953.97 | 2021 | 0 | 502.96 | 2021 | 0 | 0 | SWFS021-03 | Gas Fryers ¦ SCG ¦ All | Gas Fryers | 0.0039111 | 1 | 0 | CBSA 2014 | 445.204 | 2012 | 1 | SWFS021-03
COM-FOODSERV-FS-13.9 | Com ¦ ENERGY STAR Fryer - Fuel Sub ¦ SCG ¦ All | Com ¦ ENERGY STAR Fryer - Fuel Sub | SCG ¦ All | SCG | All | Electric & Gas | Efficient, Commercial Fryer, Electric | Efficient | 0 | Conventional | FoodServ | Com - Grocery | Com | ROB Only | 1 | 1000 sqft2 of floor space | Fryer | 12 | DEER:Indoor_Non-CFL_Ltg | 10500 | 0 | -1110 | SWFS021-03 | 6953.97 | 2021 | 0 | 502.96 | 2021 | 0 | 0 | SWFS021-03 | Gas Fryers ¦ SCG ¦ All | Gas Fryers | 0.08901 | 1 | 0 | CBSA 2014 | 2750.1084 | 2012 | 1 | SWFS021-03
COM-FOODSERV-FS-13.10 | Com ¦ ENERGY STAR Fryer - Fuel Sub ¦ SCG ¦ All | Com ¦ ENERGY STAR Fryer - Fuel Sub | SCG ¦ All | SCG | All | Electric & Gas | Efficient, Commercial Fryer, Electric | Efficient | 0 | Conventional | FoodServ | Com - Health | Com | ROB Only | 1 | 1000 sqft2 of floor space | Fryer | 12 | DEER:Indoor_Non-CFL_Ltg | 10500 | 0 | -1110 | SWFS021-03 | 6953.97 | 2021 | 0 | 502.96 | 2021 | 0 | 0 | SWFS021-03 | Gas Fryers ¦ SCG ¦ All | Gas Fryers | 0.016628 | 1 | 0 | CBSA 2014 | 3384.0315 | 2012 | 1 | SWFS021-03
COM-FOODSERV-FS-13.11 | Com ¦ ENERGY STAR Fryer - Fuel Sub ¦ SCG ¦ All | Com ¦ ENERGY STAR Fryer - Fuel Sub | SCG ¦ All | SCG | All | Electric & Gas | Efficient, Commercial Fryer, Electric | Efficient | 0 | Conventional | FoodServ | Com - Lodging | Com | ROB Only | 1 | 1000 sqft2 of floor space | Fryer | 12 | DEER:Indoor_Non-CFL_Ltg | 10500 | 0 | -1110 | SWFS021-03 | 6953.97 | 2021 | 0 | 502.96 | 2021 | 0 | 0 | SWFS021-03 | Gas Fryers ¦ SCG ¦ All | Gas Fryers | 0.018993 | 1 | 0 | CBSA 2014 | 7722.2858 | 2012 | 1 | SWFS021-03
COM-FOODSERV-FS-13.12 | Com ¦ ENERGY STAR Fryer - Fuel Sub ¦ SCG ¦ All | Com ¦ ENERGY STAR Fryer - Fuel Sub | SCG ¦ All | SCG | All | Electric & Gas | Efficient, Commercial Fryer, Electric | Efficient | 0 | Conventional | FoodServ | Com - Other | Com | ROB Only | 1 | 1000 sqft2 of floor space | Fryer | 12 | DEER:Indoor_Non-CFL_Ltg | 10500 | 0 | -1110 | SWFS021-03 | 6953.97 | 2021 | 0 | 502.96 | 2021 | 0 | 0 | SWFS021-03 | Gas Fryers ¦ SCG ¦ All | Gas Fryers | 0.0055888 | 1 | 0 | CBSA 2014 | 2116.0311 | 2012 | 1 | SWFS021-03
COM-FOODSERV-FS-13.13 | Com ¦ ENERGY STAR Fryer - Fuel Sub ¦ SCG ¦ All | Com ¦ ENERGY STAR Fryer - Fuel Sub | SCG ¦ All | SCG | All | Electric & Gas | Efficient, Commercial Fryer, Electric | Efficient | 0 | Conventional | FoodServ | Com - Restaurant | Com | ROB Only | 1 | 1000 sqft2 of floor space | Fryer | 12 | DEER:Indoor_Non-CFL_Ltg | 10500 | 0 | -1110 | SWFS021-03 | 6953.97 | 2021 | 0 | 502.96 | 2021 | 0 | 0 | SWFS021-03 | Gas Fryers ¦ SCG ¦ All | Gas Fryers | 0.42016 | 1 | 0 | CBSA 2014 | 73.5431 | 2012 | 1 | SWFS021-03
COM-FOODSERV-FS-13.14 | Com ¦ ENERGY STAR Fryer - Fuel Sub ¦ SCG ¦ All | Com ¦ ENERGY STAR Fryer - Fuel Sub | SCG ¦ All | SCG | All | Electric & Gas | Efficient, Commercial Fryer, Electric | Efficient | 0 | Conventional | FoodServ | Com - School | Com | ROB Only | 1 | 1000 sqft2 of floor space | Fryer | 12 | DEER:Indoor_Non-CFL_Ltg | 10500 | 0 | -1110 | SWFS021-03 | 6953.97 | 2021 | 0 | 502.96 | 2021 | 0 | 0 | SWFS021-03 | Gas Fryers ¦ SCG ¦ All | Gas Fryers | 0.0039111 | 1 | 0 | CBSA 2014 | 553.3174 | 2012 | 1 | SWFS021-03
COM-FOODSERV-FS-13.15 | Com ¦ ENERGY STAR Fryer - Fuel Sub ¦ SDG&E ¦ All | Com ¦ ENERGY STAR Fryer - Fuel Sub | SDG&E ¦ All | SDG&E | All | Electric & Gas | Efficient, Commercial Fryer, Electric | Efficient | 0 | Conventional | FoodServ | Com - College | Com | ROB Only | 1 | 1000 sqft2 of floor space | Fryer | 12 | DEER:Indoor_Non-CFL_Ltg | 10500 | 0 | -1110 | SWFS021-03 | 6953.97 | 2021 | 0 | 502.96 | 2021 | 0 | 0 | SWFS021-03 | Gas Fryers ¦ SDG&E ¦ All | Gas Fryers | 0.0039111 | 1 | 0 | CBSA 2014 | 445.204 | 2012 | 1 | SWFS021-03
COM-FOODSERV-FS-13.16 | Com ¦ ENERGY STAR Fryer - Fuel Sub ¦ SDG&E ¦ All | Com ¦ ENERGY STAR Fryer - Fuel Sub | SDG&E ¦ All | SDG&E | All | Electric & Gas | Efficient, Commercial Fryer, Electric | Efficient | 0 | Conventional | FoodServ | Com - Grocery | Com | ROB Only | 1 | 1000 sqft2 of floor space | Fryer | 12 | DEER:Indoor_Non-CFL_Ltg | 10500 | 0 | -1110 | SWFS021-03 | 6953.97 | 2021 | 0 | 502.96 | 2021 | 0 | 0 | SWFS021-03 | Gas Fryers ¦ SDG&E ¦ All | Gas Fryers | 0.08901 | 1 | 0 | CBSA 2014 | 2750.1084 | 2012 | 1 | SWFS021-03
COM-FOODSERV-FS-13.17 | Com ¦ ENERGY STAR Fryer - Fuel Sub ¦ SDG&E ¦ All | Com ¦ ENERGY STAR Fryer - Fuel Sub | SDG&E ¦ All | SDG&E | All | Electric & Gas | Efficient, Commercial Fryer, Electric | Efficient | 0 | Conventional | FoodServ | Com - Health | Com | ROB Only | 1 | 1000 sqft2 of floor space | Fryer | 12 | DEER:Indoor_Non-CFL_Ltg | 10500 | 0 | -1110 | SWFS021-03 | 6953.97 | 2021 | 0 | 502.96 | 2021 | 0 | 0 | SWFS021-03 | Gas Fryers ¦ SDG&E ¦ All | Gas Fryers | 0.016628 | 1 | 0 | CBSA 2014 | 3384.0315 | 2012 | 1 | SWFS021-03
COM-FOODSERV-FS-13.18 | Com ¦ ENERGY STAR Fryer - Fuel Sub ¦ SDG&E ¦ All | Com ¦ ENERGY STAR Fryer - Fuel Sub | SDG&E ¦ All | SDG&E | All | Electric & Gas | Efficient, Commercial Fryer, Electric | Efficient | 0 | Conventional | FoodServ | Com - Lodging | Com | ROB Only | 1 | 1000 sqft2 of floor space | Fryer | 12 | DEER:Indoor_Non-CFL_Ltg | 10500 | 0 | -1110 | SWFS021-03 | 6953.97 | 2021 | 0 | 502.96 | 2021 | 0 | 0 | SWFS021-03 | Gas Fryers ¦ SDG&E ¦ All | Gas Fryers | 0.018993 | 1 | 0 | CBSA 2014 | 7722.2858 | 2012 | 1 | SWFS021-03
COM-FOODSERV-FS-13.19 | Com ¦ ENERGY STAR Fryer - Fuel Sub ¦ SDG&E ¦ All | Com ¦ ENERGY STAR Fryer - Fuel Sub | SDG&E ¦ All | SDG&E | All | Electric & Gas | Efficient, Commercial Fryer, Electric | Efficient | 0 | Conventional | FoodServ | Com - Other | Com | ROB Only | 1 | 1000 sqft2 of floor space | Fryer | 12 | DEER:Indoor_Non-CFL_Ltg | 10500 | 0 | -1110 | SWFS021-03 | 6953.97 | 2021 | 0 | 502.96 | 2021 | 0 | 0 | SWFS021-03 | Gas Fryers ¦ SDG&E ¦ All | Gas Fryers | 0.0055888 | 1 | 0 | CBSA 2014 | 2116.0311 | 2012 | 1 | SWFS021-03
COM-FOODSERV-FS-13.20 | Com ¦ ENERGY STAR Fryer - Fuel Sub ¦ SDG&E ¦ All | Com ¦ ENERGY STAR Fryer - Fuel Sub | SDG&E ¦ All | SDG&E | All | Electric & Gas | Efficient, Commercial Fryer, Electric | Efficient | 0 | Conventional | FoodServ | Com - Restaurant | Com | ROB Only | 1 | 1000 sqft2 of floor space | Fryer | 12 | DEER:Indoor_Non-CFL_Ltg | 10500 | 0 | -1110 | SWFS021-03 | 6953.97 | 2021 | 0 | 502.96 | 2021 | 0 | 0 | SWFS021-03 | Gas Fryers ¦ SDG&E ¦ All | Gas Fryers | 0.42016 | 1 | 0 | CBSA 2014 | 73.5431 | 2012 | 1 | SWFS021-03
COM-FOODSERV-FS-13.21 | Com ¦ ENERGY STAR Fryer - Fuel Sub ¦ SDG&E ¦ All | Com ¦ ENERGY STAR Fryer - Fuel Sub | SDG&E ¦ All | SDG&E | All | Electric & Gas | Efficient, Commercial Fryer, Electric | Efficient | 0 | Conventional | FoodServ | Com - School | Com | ROB Only | 1 | 1000 sqft2 of floor space | Fryer | 12 | DEER:Indoor_Non-CFL_Ltg | 10500 | 0 | -1110 | SWFS021-03 | 6953.97 | 2021 | 0 | 502.96 | 2021 | 0 | 0 | SWFS021-03 | Gas Fryers ¦ SDG&E ¦ All | Gas Fryers | 0.0039111 | 1 | 0 | CBSA 2014 | 553.3174 | 2012 | 1 | SWFS021-03
COM-FOODSERV-FS-20.1 | Com ¦ Standard Steamer - Gas ¦ PG&E ¦ All | Com ¦ Standard Steamer - Gas | PG&E ¦ All | PG&E | All | Electric & Gas | Standard, Commercial Steamer, Gas | Average Existing and Code | 0 | Conventional | FoodServ | Com - College | Com | ROB and NEW | 0 | 1000 sqft2 of floor space | Steamer | 12 | DEER:Indoor_Non-CFL_Ltg | 0 | 0 | 1700 | SWFS005-03 | 10265.15 | 2022 | 0 | 0 | 2022 | 0 | 0 | eTRM (SWFS005-03) | Gas Steamers ¦ PG&E ¦ All | Gas Steamers | 0.0012302 | 1 | 0.59 | CBSA 2014 | -1539.2474 | 2012 | 0.6 | SWFS005-03
COM-FOODSERV-FS-20.2 | Com ¦ Standard Steamer - Gas ¦ PG&E ¦ All | Com ¦ Standard Steamer - Gas | PG&E ¦ All | PG&E | All | Electric & Gas | Standard, Commercial Steamer, Gas | Average Existing and Code | 0 | Conventional | FoodServ | Com - Grocery | Com | ROB and NEW | 0 | 1000 sqft2 of floor space | Steamer | 12 | DEER:Indoor_Non-CFL_Ltg | 0 | 0 | 1700 | SWFS005-03 | 10265.15 | 2022 | 0 | 0 | 2022 | 0 | 0 | eTRM (SWFS005-03) | Gas Steamers ¦ PG&E ¦ All | Gas Steamers | 0.0055795 | 1 | 0.59 | CBSA 2014 | -4674.0358 | 2012 | 0.6 | SWFS005-03
COM-FOODSERV-FS-20.3 | Com ¦ Standard Steamer - Gas ¦ PG&E ¦ All | Com ¦ Standard Steamer - Gas | PG&E ¦ All | PG&E | All | Electric & Gas | Standard, Commercial Steamer, Gas | Average Existing and Code | 0 | Conventional | FoodServ | Com - Health | Com | ROB and NEW | 0 | 1000 sqft2 of floor space | Steamer | 12 | DEER:Indoor_Non-CFL_Ltg | 0 | 0 | 1700 | SWFS005-03 | 10265.15 | 2022 | 0 | 0 | 2022 | 0 | 0 | eTRM (SWFS005-03) | Gas Steamers ¦ PG&E ¦ All | Gas Steamers | 0.0036977 | 1 | 0.59 | CBSA 2014 | -5509.8943 | 2012 | 0.6 | SWFS005-03
COM-FOODSERV-FS-20.4 | Com ¦ Standard Steamer - Gas ¦ PG&E ¦ All | Com ¦ Standard Steamer - Gas | PG&E ¦ All | PG&E | All | Electric & Gas | Standard, Commercial Steamer, Gas | Average Existing and Code | 0 | Conventional | FoodServ | Com - Lodging | Com | ROB and NEW | 0 | 1000 sqft2 of floor space | Steamer | 12 | DEER:Indoor_Non-CFL_Ltg | 0 | 0 | 1700 | SWFS005-03 | 10265.15 | 2022 | 0 | 0 | 2022 | 0 | 0 | eTRM (SWFS005-03) | Gas Steamers ¦ PG&E ¦ All | Gas Steamers | 0.0020736 | 1 | 0.59 | CBSA 2014 | -12693.4595 | 2012 | 0.6 | SWFS005-03
COM-FOODSERV-FS-20.5 | Com ¦ Standard Steamer - Gas ¦ PG&E ¦ All | Com ¦ Standard Steamer - Gas | PG&E ¦ All | PG&E | All | Electric & Gas | Standard, Commercial Steamer, Gas | Average Existing and Code | 0 | Conventional | FoodServ | Com - Other | Com | ROB and NEW | 0 | 1000 sqft2 of floor space | Steamer | 12 | DEER:Indoor_Non-CFL_Ltg | 0 | 0 | 1700 | SWFS005-03 | 10265.15 | 2022 | 0 | 0 | 2022 | 0 | 0 | eTRM (SWFS005-03) | Gas Steamers ¦ PG&E ¦ All | Gas Steamers | 0.0011331 | 1 | 0.59 | CBSA 2014 | -4165.1597 | 2012 | 0.6 | SWFS005-03
COM-FOODSERV-FS-20.6 | Com ¦ Standard Steamer - Gas ¦ PG&E ¦ All | Com ¦ Standard Steamer - Gas | PG&E ¦ All | PG&E | All | Electric & Gas | Standard, Commercial Steamer, Gas | Average Existing and Code | 0 | Conventional | FoodServ | Com - Restaurant | Com | ROB and NEW | 0 | 1000 sqft2 of floor space | Steamer | 12 | DEER:Indoor_Non-CFL_Ltg | 0 | 0 | 1700 | SWFS005-03 | 10265.15 | 2022 | 0 | 0 | 2022 | 0 | 0 | eTRM (SWFS005-03) | Gas Steamers ¦ PG&E ¦ All | Gas Steamers | 0.02503 | 1 | 0.59 | CBSA 2014 | -455.4206 | 2012 | 0.6 | SWFS005-03
COM-FOODSERV-FS-20.7 | Com ¦ Standard Steamer - Gas ¦ PG&E ¦ All | Com ¦ Standard Steamer - Gas | PG&E ¦ All | PG&E | All | Electric & Gas | Standard, Commercial Steamer, Gas | Average Existing and Code | 0 | Conventional | FoodServ | Com - School | Com | ROB and NEW | 0 | 1000 sqft2 of floor space | Steamer | 12 | DEER:Indoor_Non-CFL_Ltg | 0 | 0 | 1700 | SWFS005-03 | 10265.15 | 2022 | 0 | 0 | 2022 | 0 | 0 | eTRM (SWFS005-03) | Gas Steamers ¦ PG&E ¦ All | Gas Steamers | 0.0012302 | 1 | 0.59 | CBSA 2014 | -2233.0635 | 2012 | 0.6 | SWFS005-03
COM-FOODSERV-FS-20.8 | Com ¦ Standard Steamer - Gas ¦ SCG ¦ All | Com ¦ Standard Steamer - Gas | SCG ¦ All | SCG | All | Electric & Gas | Standard, Commercial Steamer, Gas | Average Existing and Code | 0 | Conventional | FoodServ | Com - College | Com | ROB and NEW | 0 | 1000 sqft2 of floor space | Steamer | 12 | DEER:Indoor_Non-CFL_Ltg | 0 | 0 | 1700 | SWFS005-03 | 10265.15 | 2022 | 0 | 0 | 2022 | 0 | 0 | eTRM (SWFS005-03) | Gas Steamers ¦ SCG ¦ All | Gas Steamers | 0.0012302 | 1 | 0.59 | CBSA 2014 | -1539.2474 | 2012 | 0.6 | SWFS005-03
COM-FOODSERV-FS-20.9 | Com ¦ Standard Steamer - Gas ¦ SCG ¦ All | Com ¦ Standard Steamer - Gas | SCG ¦ All | SCG | All | Electric & Gas | Standard, Commercial Steamer, Gas | Average Existing and Code | 0 | Conventional | FoodServ | Com - Grocery | Com | ROB and NEW | 0 | 1000 sqft2 of floor space | Steamer | 12 | DEER:Indoor_Non-CFL_Ltg | 0 | 0 | 1700 | SWFS005-03 | 10265.15 | 2022 | 0 | 0 | 2022 | 0 | 0 | eTRM (SWFS005-03) | Gas Steamers ¦ SCG ¦ All | Gas Steamers | 0.0055795 | 1 | 0.59 | CBSA 2014 | -4674.0358 | 2012 | 0.6 | SWFS005-03
COM-FOODSERV-FS-20.10 | Com ¦ Standard Steamer - Gas ¦ SCG ¦ All | Com ¦ Standard Steamer - Gas | SCG ¦ All | SCG | All | Electric & Gas | Standard, Commercial Steamer, Gas | Average Existing and Code | 0 | Conventional | FoodServ | Com - Health | Com | ROB and NEW | 0 | 1000 sqft2 of floor space | Steamer | 12 | DEER:Indoor_Non-CFL_Ltg | 0 | 0 | 1700 | SWFS005-03 | 10265.15 | 2022 | 0 | 0 | 2022 | 0 | 0 | eTRM (SWFS005-03) | Gas Steamers ¦ SCG ¦ All | Gas Steamers | 0.0036977 | 1 | 0.59 | CBSA 2014 | -5509.8943 | 2012 | 0.6 | SWFS005-03
COM-FOODSERV-FS-20.11 | Com ¦ Standard Steamer - Gas ¦ SCG ¦ All | Com ¦ Standard Steamer - Gas | SCG ¦ All | SCG | All | Electric & Gas | Standard, Commercial Steamer, Gas | Average Existing and Code | 0 | Conventional | FoodServ | Com - Lodging | Com | ROB and NEW | 0 | 1000 sqft2 of floor space | Steamer | 12 | DEER:Indoor_Non-CFL_Ltg | 0 | 0 | 1700 | SWFS005-03 | 10265.15 | 2022 | 0 | 0 | 2022 | 0 | 0 | eTRM (SWFS005-03) | Gas Steamers ¦ SCG ¦ All | Gas Steamers | 0.0020736 | 1 | 0.59 | CBSA 2014 | -12693.4595 | 2012 | 0.6 | SWFS005-03
COM-FOODSERV-FS-20.12 | Com ¦ Standard Steamer - Gas ¦ SCG ¦ All | Com ¦ Standard Steamer - Gas | SCG ¦ All | SCG | All | Electric & Gas | Standard, Commercial Steamer, Gas | Average Existing and Code | 0 | Conventional | FoodServ | Com - Other | Com | ROB and NEW | 0 | 1000 sqft2 of floor space | Steamer | 12 | DEER:Indoor_Non-CFL_Ltg | 0 | 0 | 1700 | SWFS005-03 | 10265.15 | 2022 | 0 | 0 | 2022 | 0 | 0 | eTRM (SWFS005-03) | Gas Steamers ¦ SCG ¦ All | Gas Steamers | 0.0011331 | 1 | 0.59 | CBSA 2014 | -4165.1597 | 2012 | 0.6 | SWFS005-03
COM-FOODSERV-FS-20.13 | Com ¦ Standard Steamer - Gas ¦ SCG ¦ All | Com ¦ Standard Steamer - Gas | SCG ¦ All | SCG | All | Electric & Gas | Standard, Commercial Steamer, Gas | Average Existing and Code | 0 | Conventional | FoodServ | Com - Restaurant | Com | ROB and NEW | 0 | 1000 sqft2 of floor space | Steamer | 12 | DEER:Indoor_Non-CFL_Ltg | 0 | 0 | 1700 | SWFS005-03 | 10265.15 | 2022 | 0 | 0 | 2022 | 0 | 0 | eTRM (SWFS005-03) | Gas Steamers ¦ SCG ¦ All | Gas Steamers | 0.02503 | 1 | 0.59 | CBSA 2014 | -455.4206 | 2012 | 0.6 | SWFS005-03
COM-FOODSERV-FS-20.14 | Com ¦ Standard Steamer - Gas ¦ SCG ¦ All | Com ¦ Standard Steamer - Gas | SCG ¦ All | SCG | All | Electric & Gas | Standard, Commercial Steamer, Gas | Average Existing and Code | 0 | Conventional | FoodServ | Com - School | Com | ROB and NEW | 0 | 1000 sqft2 of floor space | Steamer | 12 | DEER:Indoor_Non-CFL_Ltg | 0 | 0 | 1700 | SWFS005-03 | 10265.15 | 2022 | 0 | 0 | 2022 | 0 | 0 | eTRM (SWFS005-03) | Gas Steamers ¦ SCG ¦ All | Gas Steamers | 0.0012302 | 1 | 0.59 | CBSA 2014 | -2233.0635 | 2012 | 0.6 | SWFS005-03
COM-FOODSERV-FS-20.15 | Com ¦ Standard Steamer - Gas ¦ SDG&E ¦ All | Com ¦ Standard Steamer - Gas | SDG&E ¦ All | SDG&E | All | Electric & Gas | Standard, Commercial Steamer, Gas | Average Existing and Code | 0 | Conventional | FoodServ | Com - College | Com | ROB and NEW | 0 | 1000 sqft2 of floor space | Steamer | 12 | DEER:Indoor_Non-CFL_Ltg | 0 | 0 | 1700 | SWFS005-03 | 10265.15 | 2022 | 0 | 0 | 2022 | 0 | 0 | eTRM (SWFS005-03) | Gas Steamers ¦ SDG&E ¦ All | Gas Steamers | 0.0012302 | 1 | 0.59 | CBSA 2014 | -1539.2474 | 2012 | 0.6 | SWFS005-03
COM-FOODSERV-FS-20.16 | Com ¦ Standard Steamer - Gas ¦ SDG&E ¦ All | Com ¦ Standard Steamer - Gas | SDG&E ¦ All | SDG&E | All | Electric & Gas | Standard, Commercial Steamer, Gas | Average Existing and Code | 0 | Conventional | FoodServ | Com - Grocery | Com | ROB and NEW | 0 | 1000 sqft2 of floor space | Steamer | 12 | DEER:Indoor_Non-CFL_Ltg | 0 | 0 | 1700 | SWFS005-03 | 10265.15 | 2022 | 0 | 0 | 2022 | 0 | 0 | eTRM (SWFS005-03) | Gas Steamers ¦ SDG&E ¦ All | Gas Steamers | 0.0055795 | 1 | 0.59 | CBSA 2014 | -4674.0358 | 2012 | 0.6 | SWFS005-03
COM-FOODSERV-FS-20.17 | Com ¦ Standard Steamer - Gas ¦ SDG&E ¦ All | Com ¦ Standard Steamer - Gas | SDG&E ¦ All | SDG&E | All | Electric & Gas | Standard, Commercial Steamer, Gas | Average Existing and Code | 0 | Conventional | FoodServ | Com - Health | Com | ROB and NEW | 0 | 1000 sqft2 of floor space | Steamer | 12 | DEER:Indoor_Non-CFL_Ltg | 0 | 0 | 1700 | SWFS005-03 | 10265.15 | 2022 | 0 | 0 | 2022 | 0 | 0 | eTRM (SWFS005-03) | Gas Steamers ¦ SDG&E ¦ All | Gas Steamers | 0.0036977 | 1 | 0.59 | CBSA 2014 | -5509.8943 | 2012 | 0.6 | SWFS005-03
COM-FOODSERV-FS-20.18 | Com ¦ Standard Steamer - Gas ¦ SDG&E ¦ All | Com ¦ Standard Steamer - Gas | SDG&E ¦ All | SDG&E | All | Electric & Gas | Standard, Commercial Steamer, Gas | Average Existing and Code | 0 | Conventional | FoodServ | Com - Lodging | Com | ROB and NEW | 0 | 1000 sqft2 of floor space | Steamer | 12 | DEER:Indoor_Non-CFL_Ltg | 0 | 0 | 1700 | SWFS005-03 | 10265.15 | 2022 | 0 | 0 | 2022 | 0 | 0 | eTRM (SWFS005-03) | Gas Steamers ¦ SDG&E ¦ All | Gas Steamers | 0.0020736 | 1 | 0.59 | CBSA 2014 | -12693.4595 | 2012 | 0.6 | SWFS005-03
COM-FOODSERV-FS-20.19 | Com ¦ Standard Steamer - Gas ¦ SDG&E ¦ All | Com ¦ Standard Steamer - Gas | SDG&E ¦ All | SDG&E | All | Electric & Gas | Standard, Commercial Steamer, Gas | Average Existing and Code | 0 | Conventional | FoodServ | Com - Other | Com | ROB and NEW | 0 | 1000 sqft2 of floor space | Steamer | 12 | DEER:Indoor_Non-CFL_Ltg | 0 | 0 | 1700 | SWFS005-03 | 10265.15 | 2022 | 0 | 0 | 2022 | 0 | 0 | eTRM (SWFS005-03) | Gas Steamers ¦ SDG&E ¦ All | Gas Steamers | 0.0011331 | 1 | 0.59 | CBSA 2014 | -4165.1597 | 2012 | 0.6 | SWFS005-03
COM-FOODSERV-FS-20.20 | Com ¦ Standard Steamer - Gas ¦ SDG&E ¦ All | Com ¦ Standard Steamer - Gas | SDG&E ¦ All | SDG&E | All | Electric & Gas | Standard, Commercial Steamer, Gas | Average Existing and Code | 0 | Conventional | FoodServ | Com - Restaurant | Com | ROB and NEW | 0 | 1000 sqft2 of floor space | Steamer | 12 | DEER:Indoor_Non-CFL_Ltg | 0 | 0 | 1700 | SWFS005-03 | 10265.15 | 2022 | 0 | 0 | 2022 | 0 | 0 | eTRM (SWFS005-03) | Gas Steamers ¦ SDG&E ¦ All | Gas Steamers | 0.02503 | 1 | 0.59 | CBSA 2014 | -455.4206 | 2012 | 0.6 | SWFS005-03
COM-FOODSERV-FS-20.21 | Com ¦ Standard Steamer - Gas ¦ SDG&E ¦ All | Com ¦ Standard Steamer - Gas | SDG&E ¦ All | SDG&E | All | Electric & Gas | Standard, Commercial Steamer, Gas | Average Existing and Code | 0 | Conventional | FoodServ | Com - School | Com | ROB and NEW | 0 | 1000 sqft2 of floor space | Steamer | 12 | DEER:Indoor_Non-CFL_Ltg | 0 | 0 | 1700 | SWFS005-03 | 10265.15 | 2022 | 0 | 0 | 2022 | 0 | 0 | eTRM (SWFS005-03) | Gas Steamers ¦ SDG&E ¦ All | Gas Steamers | 0.0012302 | 1 | 0.59 | CBSA 2014 | -2233.0635 | 2012 | 0.6 | SWFS005-03
COM-FOODSERV-FS-21.1 | Com ¦ ENERGY STAR Steamer - Gas ¦ PG&E ¦ All | Com ¦ ENERGY STAR Steamer - Gas | PG&E ¦ All | PG&E | All | Electric & Gas | Efficient, Commercial Steamer, Gas | Efficient | 0 | Conventional | FoodServ | Com - College | Com | ROB and NEW | 0 | 1000 sqft2 of floor space | Steamer | 12 | DEER:Indoor_Non-CFL_Ltg | 0 | 0 | 600 | SWFS005-03 | 12324.27 | 2022 | 0 | 0 | 2022 | 0 | 0 | eTRM (SWFS005-03) | Gas Steamers ¦ PG&E ¦ All | Gas Steamers | 0.0012302 | 1 | 0.41 | CBSA 2014 | -543.2638 | 2012 | 0.6 | SWFS005-03
COM-FOODSERV-FS-21.2 | Com ¦ ENERGY STAR Steamer - Gas ¦ PG&E ¦ All | Com ¦ ENERGY STAR Steamer - Gas | PG&E ¦ All | PG&E | All | Electric & Gas | Efficient, Commercial Steamer, Gas | Efficient | 0 | Conventional | FoodServ | Com - Grocery | Com | ROB and NEW | 0 | 1000 sqft2 of floor space | Steamer | 12 | DEER:Indoor_Non-CFL_Ltg | 0 | 0 | 600 | SWFS005-03 | 12324.27 | 2022 | 0 | 0 | 2022 | 0 | 0 | eTRM (SWFS005-03) | Gas Steamers ¦ PG&E ¦ All | Gas Steamers | 0.0055795 | 1 | 0.41 | CBSA 2014 | -1649.6597 | 2012 | 0.6 | SWFS005-03
COM-FOODSERV-FS-21.3 | Com ¦ ENERGY STAR Steamer - Gas ¦ PG&E ¦ All | Com ¦ ENERGY STAR Steamer - Gas | PG&E ¦ All | PG&E | All | Electric & Gas | Efficient, Commercial Steamer, Gas | Efficient | 0 | Conventional | FoodServ | Com - Health | Com | ROB and NEW | 0 | 1000 sqft2 of floor space | Steamer | 12 | DEER:Indoor_Non-CFL_Ltg | 0 | 0 | 600 | SWFS005-03 | 12324.27 | 2022 | 0 | 0 | 2022 | 0 | 0 | eTRM (SWFS005-03) | Gas Steamers ¦ PG&E ¦ All | Gas Steamers | 0.0036977 | 1 | 0.41 | CBSA 2014 | -1944.6686 | 2012 | 0.6 | SWFS005-03
COM-FOODSERV-FS-21.4 | Com ¦ ENERGY STAR Steamer - Gas ¦ PG&E ¦ All | Com ¦ ENERGY STAR Steamer - Gas | PG&E ¦ All | PG&E | All | Electric & Gas | Efficient, Commercial Steamer, Gas | Efficient | 0 | Conventional | FoodServ | Com - Lodging | Com | ROB and NEW | 0 | 1000 sqft2 of floor space | Steamer | 12 | DEER:Indoor_Non-CFL_Ltg | 0 | 0 | 600 | SWFS005-03 | 12324.27 | 2022 | 0 | 0 | 2022 | 0 | 0 | eTRM (SWFS005-03) | Gas Steamers ¦ PG&E ¦ All | Gas Steamers | 0.0020736 | 1 | 0.41 | CBSA 2014 | -4480.0445 | 2012 | 0.6 | SWFS005-03
COM-FOODSERV-FS-21.5 | Com ¦ ENERGY STAR Steamer - Gas ¦ PG&E ¦ All | Com ¦ ENERGY STAR Steamer - Gas | PG&E ¦ All | PG&E | All | Electric & Gas | Efficient, Commercial Steamer, Gas | Efficient | 0 | Conventional | FoodServ | Com - Other | Com | ROB and NEW | 0 | 1000 sqft2 of floor space | Steamer | 12 | DEER:Indoor_Non-CFL_Ltg | 0 | 0 | 600 | SWFS005-03 | 12324.27 | 2022 | 0 | 0 | 2022 | 0 | 0 | eTRM (SWFS005-03) | Gas Steamers ¦ PG&E ¦ All | Gas Steamers | 0.0011331 | 1 | 0.41 | CBSA 2014 | -1470.0564 | 2012 | 0.6 | SWFS005-03
COM-FOODSERV-FS-21.6 | Com ¦ ENERGY STAR Steamer - Gas ¦ PG&E ¦ All | Com ¦ ENERGY STAR Steamer - Gas | PG&E ¦ All | PG&E | All | Electric & Gas | Efficient, Commercial Steamer, Gas | Efficient | 0 | Conventional | FoodServ | Com - Restaurant | Com | ROB and NEW | 0 | 1000 sqft2 of floor space | Steamer | 12 | DEER:Indoor_Non-CFL_Ltg | 0 | 0 | 600 | SWFS005-03 | 12324.27 | 2022 | 0 | 0 | 2022 | 0 | 0 | eTRM (SWFS005-03) | Gas Steamers ¦ PG&E ¦ All | Gas Steamers | 0.02503 | 1 | 0.41 | CBSA 2014 | -160.7367 | 2012 | 0.6 | SWFS005-03
COM-FOODSERV-FS-21.7 | Com ¦ ENERGY STAR Steamer - Gas ¦ PG&E ¦ All | Com ¦ ENERGY STAR Steamer - Gas | PG&E ¦ All | PG&E | All | Electric & Gas | Efficient, Commercial Steamer, Gas | Efficient | 0 | Conventional | FoodServ | Com - School | Com | ROB and NEW | 0 | 1000 sqft2 of floor space | Steamer | 12 | DEER:Indoor_Non-CFL_Ltg | 0 | 0 | 600 | SWFS005-03 | 12324.27 | 2022 | 0 | 0 | 2022 | 0 | 0 | eTRM (SWFS005-03) | Gas Steamers ¦ PG&E ¦ All | Gas Steamers | 0.0012302 | 1 | 0.41 | CBSA 2014 | -788.1401 | 2012 | 0.6 | SWFS005-03
COM-FOODSERV-FS-21.8 | Com ¦ ENERGY STAR Steamer - Gas ¦ SCG ¦ All | Com ¦ ENERGY STAR Steamer - Gas | SCG ¦ All | SCG | All | Electric & Gas | Efficient, Commercial Steamer, Gas | Efficient | 0 | Conventional | FoodServ | Com - College | Com | ROB and NEW | 0 | 1000 sqft2 of floor space | Steamer | 12 | DEER:Indoor_Non-CFL_Ltg | 0 | 0 | 600 | SWFS005-03 | 12324.27 | 2022 | 0 | 0 | 2022 | 0 | 0 | eTRM (SWFS005-03) | Gas Steamers ¦ SCG ¦ All | Gas Steamers | 0.0012302 | 1 | 0.41 | CBSA 2014 | -543.2638 | 2012 | 0.6 | SWFS005-03
COM-FOODSERV-FS-21.9 | Com ¦ ENERGY STAR Steamer - Gas ¦ SCG ¦ All | Com ¦ ENERGY STAR Steamer - Gas | SCG ¦ All | SCG | All | Electric & Gas | Efficient, Commercial Steamer, Gas | Efficient | 0 | Conventional | FoodServ | Com - Grocery | Com | ROB and NEW | 0 | 1000 sqft2 of floor space | Steamer | 12 | DEER:Indoor_Non-CFL_Ltg | 0 | 0 | 600 | SWFS005-03 | 12324.27 | 2022 | 0 | 0 | 2022 | 0 | 0 | eTRM (SWFS005-03) | Gas Steamers ¦ SCG ¦ All | Gas Steamers | 0.0055795 | 1 | 0.41 | CBSA 2014 | -1649.6597 | 2012 | 0.6 | SWFS005-03
COM-FOODSERV-FS-21.10 | Com ¦ ENERGY STAR Steamer - Gas ¦ SCG ¦ All | Com ¦ ENERGY STAR Steamer - Gas | SCG ¦ All | SCG | All | Electric & Gas | Efficient, Commercial Steamer, Gas | Efficient | 0 | Conventional | FoodServ | Com - Health | Com | ROB and NEW | 0 | 1000 sqft2 of floor space | Steamer | 12 | DEER:Indoor_Non-CFL_Ltg | 0 | 0 | 600 | SWFS005-03 | 12324.27 | 2022 | 0 | 0 | 2022 | 0 | 0 | eTRM (SWFS005-03) | Gas Steamers ¦ SCG ¦ All | Gas Steamers | 0.0036977 | 1 | 0.41 | CBSA 2014 | -1944.6686 | 2012 | 0.6 | SWFS005-03
COM-FOODSERV-FS-21.11 | Com ¦ ENERGY STAR Steamer - Gas ¦ SCG ¦ All | Com ¦ ENERGY STAR Steamer - Gas | SCG ¦ All | SCG | All | Electric & Gas | Efficient, Commercial Steamer, Gas | Efficient | 0 | Conventional | FoodServ | Com - Lodging | Com | ROB and NEW | 0 | 1000 sqft2 of floor space | Steamer | 12 | DEER:Indoor_Non-CFL_Ltg | 0 | 0 | 600 | SWFS005-03 | 12324.27 | 2022 | 0 | 0 | 2022 | 0 | 0 | eTRM (SWFS005-03) | Gas Steamers ¦ SCG ¦ All | Gas Steamers | 0.0020736 | 1 | 0.41 | CBSA 2014 | -4480.0445 | 2012 | 0.6 | SWFS005-03
COM-FOODSERV-FS-21.12 | Com ¦ ENERGY STAR Steamer - Gas ¦ SCG ¦ All | Com ¦ ENERGY STAR Steamer - Gas | SCG ¦ All | SCG | All | Electric & Gas | Efficient, Commercial Steamer, Gas | Efficient | 0 | Conventional | FoodServ | Com - Other | Com | ROB and NEW | 0 | 1000 sqft2 of floor space | Steamer | 12 | DEER:Indoor_Non-CFL_Ltg | 0 | 0 | 600 | SWFS005-03 | 12324.27 | 2022 | 0 | 0 | 2022 | 0 | 0 | eTRM (SWFS005-03) | Gas Steamers ¦ SCG ¦ All | Gas Steamers | 0.0011331 | 1 | 0.41 | CBSA 2014 | -1470.0564 | 2012 | 0.6 | SWFS005-03
COM-FOODSERV-FS-21.13 | Com ¦ ENERGY STAR Steamer - Gas ¦ SCG ¦ All | Com ¦ ENERGY STAR Steamer - Gas | SCG ¦ All | SCG | All | Electric & Gas | Efficient, Commercial Steamer, Gas | Efficient | 0 | Conventional | FoodServ | Com - Restaurant | Com | ROB and NEW | 0 | 1000 sqft2 of floor space | Steamer | 12 | DEER:Indoor_Non-CFL_Ltg | 0 | 0 | 600 | SWFS005-03 | 12324.27 | 2022 | 0 | 0 | 2022 | 0 | 0 | eTRM (SWFS005-03) | Gas Steamers ¦ SCG ¦ All | Gas Steamers | 0.02503 | 1 | 0.41 | CBSA 2014 | -160.7367 | 2012 | 0.6 | SWFS005-03
COM-FOODSERV-FS-21.14 | Com ¦ ENERGY STAR Steamer - Gas ¦ SCG ¦ All | Com ¦ ENERGY STAR Steamer - Gas | SCG ¦ All | SCG | All | Electric & Gas | Efficient, Commercial Steamer, Gas | Efficient | 0 | Conventional | FoodServ | Com - School | Com | ROB and NEW | 0 | 1000 sqft2 of floor space | Steamer | 12 | DEER:Indoor_Non-CFL_Ltg | 0 | 0 | 600 | SWFS005-03 | 12324.27 | 2022 | 0 | 0 | 2022 | 0 | 0 | eTRM (SWFS005-03) | Gas Steamers ¦ SCG ¦ All | Gas Steamers | 0.0012302 | 1 | 0.41 | CBSA 2014 | -788.1401 | 2012 | 0.6 | SWFS005-03
COM-FOODSERV-FS-21.15 | Com ¦ ENERGY STAR Steamer - Gas ¦ SDG&E ¦ All | Com ¦ ENERGY STAR Steamer - Gas | SDG&E ¦ All | SDG&E | All | Electric & Gas | Efficient, Commercial Steamer, Gas | Efficient | 0 | Conventional | FoodServ | Com - College | Com | ROB and NEW | 0 | 1000 sqft2 of floor space | Steamer | 12 | DEER:Indoor_Non-CFL_Ltg | 0 | 0 | 600 | SWFS005-03 | 12324.27 | 2022 | 0 | 0 | 2022 | 0 | 0 | eTRM (SWFS005-03) | Gas Steamers ¦ SDG&E ¦ All | Gas Steamers | 0.0012302 | 1 | 0.41 | CBSA 2014 | -543.2638 | 2012 | 0.6 | SWFS005-03
COM-FOODSERV-FS-21.16 | Com ¦ ENERGY STAR Steamer - Gas ¦ SDG&E ¦ All | Com ¦ ENERGY STAR Steamer - Gas | SDG&E ¦ All | SDG&E | All | Electric & Gas | Efficient, Commercial Steamer, Gas | Efficient | 0 | Conventional | FoodServ | Com - Grocery | Com | ROB and NEW | 0 | 1000 sqft2 of floor space | Steamer | 12 | DEER:Indoor_Non-CFL_Ltg | 0 | 0 | 600 | SWFS005-03 | 12324.27 | 2022 | 0 | 0 | 2022 | 0 | 0 | eTRM (SWFS005-03) | Gas Steamers ¦ SDG&E ¦ All | Gas Steamers | 0.0055795 | 1 | 0.41 | CBSA 2014 | -1649.6597 | 2012 | 0.6 | SWFS005-03
COM-FOODSERV-FS-21.17 | Com ¦ ENERGY STAR Steamer - Gas ¦ SDG&E ¦ All | Com ¦ ENERGY STAR Steamer - Gas | SDG&E ¦ All | SDG&E | All | Electric & Gas | Efficient, Commercial Steamer, Gas | Efficient | 0 | Conventional | FoodServ | Com - Health | Com | ROB and NEW | 0 | 1000 sqft2 of floor space | Steamer | 12 | DEER:Indoor_Non-CFL_Ltg | 0 | 0 | 600 | SWFS005-03 | 12324.27 | 2022 | 0 | 0 | 2022 | 0 | 0 | eTRM (SWFS005-03) | Gas Steamers ¦ SDG&E ¦ All | Gas Steamers | 0.0036977 | 1 | 0.41 | CBSA 2014 | -1944.6686 | 2012 | 0.6 | SWFS005-03
COM-FOODSERV-FS-21.18 | Com ¦ ENERGY STAR Steamer - Gas ¦ SDG&E ¦ All | Com ¦ ENERGY STAR Steamer - Gas | SDG&E ¦ All | SDG&E | All | Electric & Gas | Efficient, Commercial Steamer, Gas | Efficient | 0 | Conventional | FoodServ | Com - Lodging | Com | ROB and NEW | 0 | 1000 sqft2 of floor space | Steamer | 12 | DEER:Indoor_Non-CFL_Ltg | 0 | 0 | 600 | SWFS005-03 | 12324.27 | 2022 | 0 | 0 | 2022 | 0 | 0 | eTRM (SWFS005-03) | Gas Steamers ¦ SDG&E ¦ All | Gas Steamers | 0.0020736 | 1 | 0.41 | CBSA 2014 | -4480.0445 | 2012 | 0.6 | SWFS005-03
COM-FOODSERV-FS-21.19 | Com ¦ ENERGY STAR Steamer - Gas ¦ SDG&E ¦ All | Com ¦ ENERGY STAR Steamer - Gas | SDG&E ¦ All | SDG&E | All | Electric & Gas | Efficient, Commercial Steamer, Gas | Efficient | 0 | Conventional | FoodServ | Com - Other | Com | ROB and NEW | 0 | 1000 sqft2 of floor space | Steamer | 12 | DEER:Indoor_Non-CFL_Ltg | 0 | 0 | 600 | SWFS005-03 | 12324.27 | 2022 | 0 | 0 | 2022 | 0 | 0 | eTRM (SWFS005-03) | Gas Steamers ¦ SDG&E ¦ All | Gas Steamers | 0.0011331 | 1 | 0.41 | CBSA 2014 | -1470.0564 | 2012 | 0.6 | SWFS005-03
COM-FOODSERV-FS-21.20 | Com ¦ ENERGY STAR Steamer - Gas ¦ SDG&E ¦ All | Com ¦ ENERGY STAR Steamer - Gas | SDG&E ¦ All | SDG&E | All | Electric & Gas | Efficient, Commercial Steamer, Gas | Efficient | 0 | Conventional | FoodServ | Com - Restaurant | Com | ROB and NEW | 0 | 1000 sqft2 of floor space | Steamer | 12 | DEER:Indoor_Non-CFL_Ltg | 0 | 0 | 600 | SWFS005-03 | 12324.27 | 2022 | 0 | 0 | 2022 | 0 | 0 | eTRM (SWFS005-03) | Gas Steamers ¦ SDG&E ¦ All | Gas Steamers | 0.02503 | 1 | 0.41 | CBSA 2014 | -160.7367 | 2012 | 0.6 | SWFS005-03
COM-FOODSERV-FS-21.21 | Com ¦ ENERGY STAR Steamer - Gas ¦ SDG&E ¦ All | Com ¦ ENERGY STAR Steamer - Gas | SDG&E ¦ All | SDG&E | All | Electric & Gas | Efficient, Commercial Steamer, Gas | Efficient | 0 | Conventional | FoodServ | Com - School | Com | ROB and NEW | 0 | 1000 sqft2 of floor space | Steamer | 12 | DEER:Indoor_Non-CFL_Ltg | 0 | 0 | 600 | SWFS005-03 | 12324.27 | 2022 | 0 | 0 | 2022 | 0 | 0 | eTRM (SWFS005-03) | Gas Steamers ¦ SDG&E ¦ All | Gas Steamers | 0.0012302 | 1 | 0.41 | CBSA 2014 | -788.1401 | 2012 | 0.6 | SWFS005-03
COM-FOODSERV-FS-22.1 | Com ¦ ENERGY STAR Steamer - Fuel Sub ¦ PG&E ¦ All | Com ¦ ENERGY STAR Steamer - Fuel Sub | PG&E ¦ All | PG&E | All | Electric & Gas | Efficient, Commercial Steamer, Electric | Efficient | 0 | Conventional | FoodServ | Com - College | Com | ROB Only | 1 | 1000 sqft2 of floor space | Steamer | 12 | DEER:Indoor_Non-CFL_Ltg | 10100 | 3.39 | 0 | SWFS005-03 | 8201.35 | 2022 | 0 | 593.1793 | 2022 | 0 | 0 | eTRM (SWFS005-03) | Gas Steamers ¦ PG&E ¦ All | Gas Steamers | 0.0012302 | 1 | 0 | CBSA 2014 | -538.507 | 2012 | 1 | SWFS005-03
COM-FOODSERV-FS-22.2 | Com ¦ ENERGY STAR Steamer - Fuel Sub ¦ PG&E ¦ All | Com ¦ ENERGY STAR Steamer - Fuel Sub | PG&E ¦ All | PG&E | All | Electric & Gas | Efficient, Commercial Steamer, Electric | Efficient | 0 | Conventional | FoodServ | Com - Grocery | Com | ROB Only | 1 | 1000 sqft2 of floor space | Steamer | 12 | DEER:Indoor_Non-CFL_Ltg | 10100 | 3.39 | 0 | SWFS005-03 | 8201.35 | 2022 | 0 | 593.1793 | 2022 | 0 | 0 | eTRM (SWFS005-03) | Gas Steamers ¦ PG&E ¦ All | Gas Steamers | 0.0055795 | 1 | 0 | CBSA 2014 | -290.2663 | 2012 | 1 | SWFS005-03
COM-FOODSERV-FS-22.3 | Com ¦ ENERGY STAR Steamer - Fuel Sub ¦ PG&E ¦ All | Com ¦ ENERGY STAR Steamer - Fuel Sub | PG&E ¦ All | PG&E | All | Electric & Gas | Efficient, Commercial Steamer, Electric | Efficient | 0 | Conventional | FoodServ | Com - Health | Com | ROB Only | 1 | 1000 sqft2 of floor space | Steamer | 12 | DEER:Indoor_Non-CFL_Ltg | 10100 | 3.39 | 0 | SWFS005-03 | 8201.35 | 2022 | 0 | 593.1793 | 2022 | 0 | 0 | eTRM (SWFS005-03) | Gas Steamers ¦ PG&E ¦ All | Gas Steamers | 0.0036977 | 1 | 0 | CBSA 2014 | -205.468 | 2012 | 1 | SWFS005-03
COM-FOODSERV-FS-22.4 | Com ¦ ENERGY STAR Steamer - Fuel Sub ¦ PG&E ¦ All | Com ¦ ENERGY STAR Steamer - Fuel Sub | PG&E ¦ All | PG&E | All | Electric & Gas | Efficient, Commercial Steamer, Electric | Efficient | 0 | Conventional | FoodServ | Com - Lodging | Com | ROB Only | 1 | 1000 sqft2 of floor space | Steamer | 12 | DEER:Indoor_Non-CFL_Ltg | 10100 | 3.39 | 0 | SWFS005-03 | 8201.35 | 2022 | 0 | 593.1793 | 2022 | 0 | 0 | eTRM (SWFS005-03) | Gas Steamers ¦ PG&E ¦ All | Gas Steamers | 0.0020736 | 1 | 0 | CBSA 2014 | -544.2425 | 2012 | 1 | SWFS005-03
COM-FOODSERV-FS-22.5 | Com ¦ ENERGY STAR Steamer - Fuel Sub ¦ PG&E ¦ All | Com ¦ ENERGY STAR Steamer - Fuel Sub | PG&E ¦ All | PG&E | All | Electric & Gas | Efficient, Commercial Steamer, Electric | Efficient | 0 | Conventional | FoodServ | Com - Other | Com | ROB Only | 1 | 1000 sqft2 of floor space | Steamer | 12 | DEER:Indoor_Non-CFL_Ltg | 10100 | 3.39 | 0 | SWFS005-03 | 8201.35 | 2022 | 0 | 593.1793 | 2022 | 0 | 0 | eTRM (SWFS005-03) | Gas Steamers ¦ PG&E ¦ All | Gas Steamers | 0.0011331 | 1 | 0 | CBSA 2014 | -580.5799 | 2012 | 1 | SWFS005-03
COM-FOODSERV-FS-22.6 | Com ¦ ENERGY STAR Steamer - Fuel Sub ¦ PG&E ¦ All | Com ¦ ENERGY STAR Steamer - Fuel Sub | PG&E ¦ All | PG&E | All | Electric & Gas | Efficient, Commercial Steamer, Electric | Efficient | 0 | Conventional | FoodServ | Com - Restaurant | Com | ROB Only | 1 | 1000 sqft2 of floor space | Steamer | 12 | DEER:Indoor_Non-CFL_Ltg | 10100 | 3.39 | 0 | SWFS005-03 | 8201.35 | 2022 | 0 | 593.1793 | 2022 | 0 | 0 | eTRM (SWFS005-03) | Gas Steamers ¦ PG&E ¦ All | Gas Steamers | 0.02503 | 1 | 0 | CBSA 2014 | -215.2933 | 2012 | 1 | SWFS005-03
COM-FOODSERV-FS-22.7 | Com ¦ ENERGY STAR Steamer - Fuel Sub ¦ PG&E ¦ All | Com ¦ ENERGY STAR Steamer - Fuel Sub | PG&E ¦ All | PG&E | All | Electric & Gas | Efficient, Commercial Steamer, Electric | Efficient | 0 | Conventional | FoodServ | Com - School | Com | ROB Only | 1 | 1000 sqft2 of floor space | Steamer | 12 | DEER:Indoor_Non-CFL_Ltg | 10100 | 3.39 | 0 | SWFS005-03 | 8201.35 | 2022 | 0 | 593.1793 | 2022 | 0 | 0 | eTRM (SWFS005-03) | Gas Steamers ¦ PG&E ¦ All | Gas Steamers | 0.0012302 | 1 | 0 | CBSA 2014 | -870.2754 | 2012 | 1 | SWFS005-03
COM-FOODSERV-FS-22.8 | Com ¦ ENERGY STAR Steamer - Fuel Sub ¦ SCG ¦ All | Com ¦ ENERGY STAR Steamer - Fuel Sub | SCG ¦ All | SCG | All | Electric & Gas | Efficient, Commercial Steamer, Electric | Efficient | 0 | Conventional | FoodServ | Com - College | Com | ROB Only | 1 | 1000 sqft2 of floor space | Steamer | 12 | DEER:Indoor_Non-CFL_Ltg | 10100 | 3.39 | 0 | SWFS005-03 | 8201.35 | 2022 | 0 | 593.1793 | 2022 | 0 | 0 | eTRM (SWFS005-03) | Gas Steamers ¦ SCG ¦ All | Gas Steamers | 0.0012302 | 1 | 0 | CBSA 2014 | -538.507 | 2012 | 1 | SWFS005-03
COM-FOODSERV-FS-22.9 | Com ¦ ENERGY STAR Steamer - Fuel Sub ¦ SCG ¦ All | Com ¦ ENERGY STAR Steamer - Fuel Sub | SCG ¦ All | SCG | All | Electric & Gas | Efficient, Commercial Steamer, Electric | Efficient | 0 | Conventional | FoodServ | Com - Grocery | Com | ROB Only | 1 | 1000 sqft2 of floor space | Steamer | 12 | DEER:Indoor_Non-CFL_Ltg | 10100 | 3.39 | 0 | SWFS005-03 | 8201.35 | 2022 | 0 | 593.1793 | 2022 | 0 | 0 | eTRM (SWFS005-03) | Gas Steamers ¦ SCG ¦ All | Gas Steamers | 0.0055795 | 1 | 0 | CBSA 2014 | -290.2663 | 2012 | 1 | SWFS005-03
COM-FOODSERV-FS-22.10 | Com ¦ ENERGY STAR Steamer - Fuel Sub ¦ SCG ¦ All | Com ¦ ENERGY STAR Steamer - Fuel Sub | SCG ¦ All | SCG | All | Electric & Gas | Efficient, Commercial Steamer, Electric | Efficient | 0 | Conventional | FoodServ | Com - Health | Com | ROB Only | 1 | 1000 sqft2 of floor space | Steamer | 12 | DEER:Indoor_Non-CFL_Ltg | 10100 | 3.39 | 0 | SWFS005-03 | 8201.35 | 2022 | 0 | 593.1793 | 2022 | 0 | 0 | eTRM (SWFS005-03) | Gas Steamers ¦ SCG ¦ All | Gas Steamers | 0.0036977 | 1 | 0 | CBSA 2014 | -205.468 | 2012 | 1 | SWFS005-03
COM-FOODSERV-FS-22.11 | Com ¦ ENERGY STAR Steamer - Fuel Sub ¦ SCG ¦ All | Com ¦ ENERGY STAR Steamer - Fuel Sub | SCG ¦ All | SCG | All | Electric & Gas | Efficient, Commercial Steamer, Electric | Efficient | 0 | Conventional | FoodServ | Com - Lodging | Com | ROB Only | 1 | 1000 sqft2 of floor space | Steamer | 12 | DEER:Indoor_Non-CFL_Ltg | 10100 | 3.39 | 0 | SWFS005-03 | 8201.35 | 2022 | 0 | 593.1793 | 2022 | 0 | 0 | eTRM (SWFS005-03) | Gas Steamers ¦ SCG ¦ All | Gas Steamers | 0.0020736 | 1 | 0 | CBSA 2014 | -544.2425 | 2012 | 1 | SWFS005-03
COM-FOODSERV-FS-22.12 | Com ¦ ENERGY STAR Steamer - Fuel Sub ¦ SCG ¦ All | Com ¦ ENERGY STAR Steamer - Fuel Sub | SCG ¦ All | SCG | All | Electric & Gas | Efficient, Commercial Steamer, Electric | Efficient | 0 | Conventional | FoodServ | Com - Other | Com | ROB Only | 1 | 1000 sqft2 of floor space | Steamer | 12 | DEER:Indoor_Non-CFL_Ltg | 10100 | 3.39 | 0 | SWFS005-03 | 8201.35 | 2022 | 0 | 593.1793 | 2022 | 0 | 0 | eTRM (SWFS005-03) | Gas Steamers ¦ SCG ¦ All | Gas Steamers | 0.0011331 | 1 | 0 | CBSA 2014 | -580.5799 | 2012 | 1 | SWFS005-03
COM-FOODSERV-FS-22.13 | Com ¦ ENERGY STAR Steamer - Fuel Sub ¦ SCG ¦ All | Com ¦ ENERGY STAR Steamer - Fuel Sub | SCG ¦ All | SCG | All | Electric & Gas | Efficient, Commercial Steamer, Electric | Efficient | 0 | Conventional | FoodServ | Com - Restaurant | Com | ROB Only | 1 | 1000 sqft2 of floor space | Steamer | 12 | DEER:Indoor_Non-CFL_Ltg | 10100 | 3.39 | 0 | SWFS005-03 | 8201.35 | 2022 | 0 | 593.1793 | 2022 | 0 | 0 | eTRM (SWFS005-03) | Gas Steamers ¦ SCG ¦ All | Gas Steamers | 0.02503 | 1 | 0 | CBSA 2014 | -215.2933 | 2012 | 1 | SWFS005-03
COM-FOODSERV-FS-22.14 | Com ¦ ENERGY STAR Steamer - Fuel Sub ¦ SCG ¦ All | Com ¦ ENERGY STAR Steamer - Fuel Sub | SCG ¦ All | SCG | All | Electric & Gas | Efficient, Commercial Steamer, Electric | Efficient | 0 | Conventional | FoodServ | Com - School | Com | ROB Only | 1 | 1000 sqft2 of floor space | Steamer | 12 | DEER:Indoor_Non-CFL_Ltg | 10100 | 3.39 | 0 | SWFS005-03 | 8201.35 | 2022 | 0 | 593.1793 | 2022 | 0 | 0 | eTRM (SWFS005-03) | Gas Steamers ¦ SCG ¦ All | Gas Steamers | 0.0012302 | 1 | 0 | CBSA 2014 | -870.2754 | 2012 | 1 | SWFS005-03
COM-FOODSERV-FS-22.15 | Com ¦ ENERGY STAR Steamer - Fuel Sub ¦ SDG&E ¦ All | Com ¦ ENERGY STAR Steamer - Fuel Sub | SDG&E ¦ All | SDG&E | All | Electric & Gas | Efficient, Commercial Steamer, Electric | Efficient | 0 | Conventional | FoodServ | Com - College | Com | ROB Only | 1 | 1000 sqft2 of floor space | Steamer | 12 | DEER:Indoor_Non-CFL_Ltg | 10100 | 3.39 | 0 | SWFS005-03 | 8201.35 | 2022 | 0 | 593.1793 | 2022 | 0 | 0 | eTRM (SWFS005-03) | Gas Steamers ¦ SDG&E ¦ All | Gas Steamers | 0.0012302 | 1 | 0 | CBSA 2014 | -538.507 | 2012 | 1 | SWFS005-03
COM-FOODSERV-FS-22.16 | Com ¦ ENERGY STAR Steamer - Fuel Sub ¦ SDG&E ¦ All | Com ¦ ENERGY STAR Steamer - Fuel Sub | SDG&E ¦ All | SDG&E | All | Electric & Gas | Efficient, Commercial Steamer, Electric | Efficient | 0 | Conventional | FoodServ | Com - Grocery | Com | ROB Only | 1 | 1000 sqft2 of floor space | Steamer | 12 | DEER:Indoor_Non-CFL_Ltg | 10100 | 3.39 | 0 | SWFS005-03 | 8201.35 | 2022 | 0 | 593.1793 | 2022 | 0 | 0 | eTRM (SWFS005-03) | Gas Steamers ¦ SDG&E ¦ All | Gas Steamers | 0.0055795 | 1 | 0 | CBSA 2014 | -290.2663 | 2012 | 1 | SWFS005-03
COM-FOODSERV-FS-22.17 | Com ¦ ENERGY STAR Steamer - Fuel Sub ¦ SDG&E ¦ All | Com ¦ ENERGY STAR Steamer - Fuel Sub | SDG&E ¦ All | SDG&E | All | Electric & Gas | Efficient, Commercial Steamer, Electric | Efficient | 0 | Conventional | FoodServ | Com - Health | Com | ROB Only | 1 | 1000 sqft2 of floor space | Steamer | 12 | DEER:Indoor_Non-CFL_Ltg | 10100 | 3.39 | 0 | SWFS005-03 | 8201.35 | 2022 | 0 | 593.1793 | 2022 | 0 | 0 | eTRM (SWFS005-03) | Gas Steamers ¦ SDG&E ¦ All | Gas Steamers | 0.0036977 | 1 | 0 | CBSA 2014 | -205.468 | 2012 | 1 | SWFS005-03
COM-FOODSERV-FS-22.18 | Com ¦ ENERGY STAR Steamer - Fuel Sub ¦ SDG&E ¦ All | Com ¦ ENERGY STAR Steamer - Fuel Sub | SDG&E ¦ All | SDG&E | All | Electric & Gas | Efficient, Commercial Steamer, Electric | Efficient | 0 | Conventional | FoodServ | Com - Lodging | Com | ROB Only | 1 | 1000 sqft2 of floor space | Steamer | 12 | DEER:Indoor_Non-CFL_Ltg | 10100 | 3.39 | 0 | SWFS005-03 | 8201.35 | 2022 | 0 | 593.1793 | 2022 | 0 | 0 | eTRM (SWFS005-03) | Gas Steamers ¦ SDG&E ¦ All | Gas Steamers | 0.0020736 | 1 | 0 | CBSA 2014 | -544.2425 | 2012 | 1 | SWFS005-03
COM-FOODSERV-FS-22.19 | Com ¦ ENERGY STAR Steamer - Fuel Sub ¦ SDG&E ¦ All | Com ¦ ENERGY STAR Steamer - Fuel Sub | SDG&E ¦ All | SDG&E | All | Electric & Gas | Efficient, Commercial Steamer, Electric | Efficient | 0 | Conventional | FoodServ | Com - Other | Com | ROB Only | 1 | 1000 sqft2 of floor space | Steamer | 12 | DEER:Indoor_Non-CFL_Ltg | 10100 | 3.39 | 0 | SWFS005-03 | 8201.35 | 2022 | 0 | 593.1793 | 2022 | 0 | 0 | eTRM (SWFS005-03) | Gas Steamers ¦ SDG&E ¦ All | Gas Steamers | 0.0011331 | 1 | 0 | CBSA 2014 | -580.5799 | 2012 | 1 | SWFS005-03
COM-FOODSERV-FS-22.20 | Com ¦ ENERGY STAR Steamer - Fuel Sub ¦ SDG&E ¦ All | Com ¦ ENERGY STAR Steamer - Fuel Sub | SDG&E ¦ All | SDG&E | All | Electric & Gas | Efficient, Commercial Steamer, Electric | Efficient | 0 | Conventional | FoodServ | Com - Restaurant | Com | ROB Only | 1 | 1000 sqft2 of floor space | Steamer | 12 | DEER:Indoor_Non-CFL_Ltg | 10100 | 3.39 | 0 | SWFS005-03 | 8201.35 | 2022 | 0 | 593.1793 | 2022 | 0 | 0 | eTRM (SWFS005-03) | Gas Steamers ¦ SDG&E ¦ All | Gas Steamers | 0.02503 | 1 | 0 | CBSA 2014 | -215.2933 | 2012 | 1 | SWFS005-03
COM-FOODSERV-FS-22.21 | Com ¦ ENERGY STAR Steamer - Fuel Sub ¦ SDG&E ¦ All | Com ¦ ENERGY STAR Steamer - Fuel Sub | SDG&E ¦ All | SDG&E | All | Electric & Gas | Efficient, Commercial Steamer, Electric | Efficient | 0 | Conventional | FoodServ | Com - School | Com | ROB Only | 1 | 1000 sqft2 of floor space | Steamer | 12 | DEER:Indoor_Non-CFL_Ltg | 10100 | 3.39 | 0 | SWFS005-03 | 8201.35 | 2022 | 0 | 593.1793 | 2022 | 0 | 0 | eTRM (SWFS005-03) | Gas Steamers ¦ SDG&E ¦ All | Gas Steamers | 0.0012302 | 1 | 0 | CBSA 2014 | -870.2754 | 2012 | 1 | SWFS005-03
COM-FOODSERV-FS-30.1 | Com ¦ Standard Convection Oven - Gas ¦ PG&E ¦ All | Com ¦ Standard Convection Oven - Gas | PG&E ¦ All | PG&E | All | Electric & Gas | Standard, Commercial Convection Oven, Full, Gas | Average Existing and Code | 0 | Conventional | FoodServ | Com - College | Com | ROB and NEW | 0 | 1000 sqft2 of floor space | Oven | 12 | DEER:Indoor_Non-CFL_Ltg | 0 | 0 | 600.6066 | eTRM | 4434 | 2017 | 0 | 0 | 2017 | 0 | 0 | SWFS001-02 | Gas Convection Ovens ¦ PG&E ¦ All | Gas Convection Ovens | 0.010748 | 1 | 0.49 | CBSA 2014 | -543.813 | 2012 | 0.6 | SWFS001-02
COM-FOODSERV-FS-30.2 | Com ¦ Standard Convection Oven - Gas ¦ PG&E ¦ All | Com ¦ Standard Convection Oven - Gas | PG&E ¦ All | PG&E | All | Electric & Gas | Standard, Commercial Convection Oven, Full, Gas | Average Existing and Code | 0 | Conventional | FoodServ | Com - Grocery | Com | ROB and NEW | 0 | 1000 sqft2 of floor space | Oven | 12 | DEER:Indoor_Non-CFL_Ltg | 0 | 0 | 600.6066 | eTRM | 4434 | 2017 | 0 | 0 | 2017 | 0 | 0 | SWFS001-02 | Gas Convection Ovens ¦ PG&E ¦ All | Gas Convection Ovens | 0.045138 | 1 | 0.49 | CBSA 2014 | -1651.3275 | 2012 | 0.6 | SWFS001-02
COM-FOODSERV-FS-30.3 | Com ¦ Standard Convection Oven - Gas ¦ PG&E ¦ All | Com ¦ Standard Convection Oven - Gas | PG&E ¦ All | PG&E | All | Electric & Gas | Standard, Commercial Convection Oven, Full, Gas | Average Existing and Code | 0 | Conventional | FoodServ | Com - Health | Com | ROB and NEW | 0 | 1000 sqft2 of floor space | Oven | 12 | DEER:Indoor_Non-CFL_Ltg | 0 | 0 | 600.6066 | eTRM | 4434 | 2017 | 0 | 0 | 2017 | 0 | 0 | SWFS001-02 | Gas Convection Ovens ¦ PG&E ¦ All | Gas Convection Ovens | 0.015028 | 1 | 0.49 | CBSA 2014 | -1946.6346 | 2012 | 0.6 | SWFS001-02
COM-FOODSERV-FS-30.4 | Com ¦ Standard Convection Oven - Gas ¦ PG&E ¦ All | Com ¦ Standard Convection Oven - Gas | PG&E ¦ All | PG&E | All | Electric & Gas | Standard, Commercial Convection Oven, Full, Gas | Average Existing and Code | 0 | Conventional | FoodServ | Com - Lodging | Com | ROB and NEW | 0 | 1000 sqft2 of floor space | Oven | 12 | DEER:Indoor_Non-CFL_Ltg | 0 | 0 | 600.6066 | eTRM | 4434 | 2017 | 0 | 0 | 2017 | 0 | 0 | SWFS001-02 | Gas Convection Ovens ¦ PG&E ¦ All | Gas Convection Ovens | 0.010086 | 1 | 0.49 | CBSA 2014 | -4484.5739 | 2012 | 0.6 | SWFS001-02
COM-FOODSERV-FS-30.5 | Com ¦ Standard Convection Oven - Gas ¦ PG&E ¦ All | Com ¦ Standard Convection Oven - Gas | PG&E ¦ All | PG&E | All | Electric & Gas | Standard, Commercial Convection Oven, Full, Gas | Average Existing and Code | 0 | Conventional | FoodServ | Com - Other | Com | ROB and NEW | 0 | 1000 sqft2 of floor space | Oven | 12 | DEER:Indoor_Non-CFL_Ltg | 0 | 0 | 600.6066 | eTRM | 4434 | 2017 | 0 | 0 | 2017 | 0 | 0 | SWFS001-02 | Gas Convection Ovens ¦ PG&E ¦ All | Gas Convection Ovens | 0.0097352 | 1 | 0.49 | CBSA 2014 | -1471.5426 | 2012 | 0.6 | SWFS001-02
COM-FOODSERV-FS-30.6 | Com ¦ Standard Convection Oven - Gas ¦ PG&E ¦ All | Com ¦ Standard Convection Oven - Gas | PG&E ¦ All | PG&E | All | Electric & Gas | Standard, Commercial Convection Oven, Full, Gas | Average Existing and Code | 0 | Conventional | FoodServ | Com - Restaurant | Com | ROB and NEW | 0 | 1000 sqft2 of floor space | Oven | 12 | DEER:Indoor_Non-CFL_Ltg | 0 | 0 | 600.6066 | eTRM | 4434 | 2017 | 0 | 0 | 2017 | 0 | 0 | SWFS001-02 | Gas Convection Ovens ¦ PG&E ¦ All | Gas Convection Ovens | 0.14765 | 1 | 0.49 | CBSA 2014 | -160.8992 | 2012 | 0.6 | SWFS001-02
COM-FOODSERV-FS-30.7 | Com ¦ Standard Convection Oven - Gas ¦ PG&E ¦ All | Com ¦ Standard Convection Oven - Gas | PG&E ¦ All | PG&E | All | Electric & Gas | Standard, Commercial Convection Oven, Full, Gas | Average Existing and Code | 0 | Conventional | FoodServ | Com - School | Com | ROB and NEW | 0 | 1000 sqft2 of floor space | Oven | 12 | DEER:Indoor_Non-CFL_Ltg | 0 | 0 | 600.6066 | eTRM | 4434 | 2017 | 0 | 0 | 2017 | 0 | 0 | SWFS001-02 | Gas Convection Ovens ¦ PG&E ¦ All | Gas Convection Ovens | 0.010748 | 1 | 0.49 | CBSA 2014 | -788.9369 | 2012 | 0.6 | SWFS001-02
COM-FOODSERV-FS-30.8 | Com ¦ Standard Convection Oven - Gas ¦ SCG ¦ All | Com ¦ Standard Convection Oven - Gas | SCG ¦ All | SCG | All | Electric & Gas | Standard, Commercial Convection Oven, Full, Gas | Average Existing and Code | 0 | Conventional | FoodServ | Com - College | Com | ROB and NEW | 0 | 1000 sqft2 of floor space | Oven | 12 | DEER:Indoor_Non-CFL_Ltg | 0 | 0 | 600.6066 | eTRM | 4434 | 2017 | 0 | 0 | 2017 | 0 | 0 | SWFS001-02 | Gas Convection Ovens ¦ SCG ¦ All | Gas Convection Ovens | 0.010748 | 1 | 0.49 | CBSA 2014 | -543.813 | 2012 | 0.6 | SWFS001-02
COM-FOODSERV-FS-30.9 | Com ¦ Standard Convection Oven - Gas ¦ SCG ¦ All | Com ¦ Standard Convection Oven - Gas | SCG ¦ All | SCG | All | Electric & Gas | Standard, Commercial Convection Oven, Full, Gas | Average Existing and Code | 0 | Conventional | FoodServ | Com - Grocery | Com | ROB and NEW | 0 | 1000 sqft2 of floor space | Oven | 12 | DEER:Indoor_Non-CFL_Ltg | 0 | 0 | 600.6066 | eTRM | 4434 | 2017 | 0 | 0 | 2017 | 0 | 0 | SWFS001-02 | Gas Convection Ovens ¦ SCG ¦ All | Gas Convection Ovens | 0.045138 | 1 | 0.49 | CBSA 2014 | -1651.3275 | 2012 | 0.6 | SWFS001-02
COM-FOODSERV-FS-30.10 | Com ¦ Standard Convection Oven - Gas ¦ SCG ¦ All | Com ¦ Standard Convection Oven - Gas | SCG ¦ All | SCG | All | Electric & Gas | Standard, Commercial Convection Oven, Full, Gas | Average Existing and Code | 0 | Conventional | FoodServ | Com - Health | Com | ROB and NEW | 0 | 1000 sqft2 of floor space | Oven | 12 | DEER:Indoor_Non-CFL_Ltg | 0 | 0 | 600.6066 | eTRM | 4434 | 2017 | 0 | 0 | 2017 | 0 | 0 | SWFS001-02 | Gas Convection Ovens ¦ SCG ¦ All | Gas Convection Ovens | 0.015028 | 1 | 0.49 | CBSA 2014 | -1946.6346 | 2012 | 0.6 | SWFS001-02
COM-FOODSERV-FS-30.11 | Com ¦ Standard Convection Oven - Gas ¦ SCG ¦ All | Com ¦ Standard Convection Oven - Gas | SCG ¦ All | SCG | All | Electric & Gas | Standard, Commercial Convection Oven, Full, Gas | Average Existing and Code | 0 | Conventional | FoodServ | Com - Lodging | Com | ROB and NEW | 0 | 1000 sqft2 of floor space | Oven | 12 | DEER:Indoor_Non-CFL_Ltg | 0 | 0 | 600.6066 | eTRM | 4434 | 2017 | 0 | 0 | 2017 | 0 | 0 | SWFS001-02 | Gas Convection Ovens ¦ SCG ¦ All | Gas Convection Ovens | 0.010086 | 1 | 0.49 | CBSA 2014 | -4484.5739 | 2012 | 0.6 | SWFS001-02
COM-FOODSERV-FS-30.12 | Com ¦ Standard Convection Oven - Gas ¦ SCG ¦ All | Com ¦ Standard Convection Oven - Gas | SCG ¦ All | SCG | All | Electric & Gas | Standard, Commercial Convection Oven, Full, Gas | Average Existing and Code | 0 | Conventional | FoodServ | Com - Other | Com | ROB and NEW | 0 | 1000 sqft2 of floor space | Oven | 12 | DEER:Indoor_Non-CFL_Ltg | 0 | 0 | 600.6066 | eTRM | 4434 | 2017 | 0 | 0 | 2017 | 0 | 0 | SWFS001-02 | Gas Convection Ovens ¦ SCG ¦ All | Gas Convection Ovens | 0.0097352 | 1 | 0.49 | CBSA 2014 | -1471.5426 | 2012 | 0.6 | SWFS001-02
COM-FOODSERV-FS-30.13 | Com ¦ Standard Convection Oven - Gas ¦ SCG ¦ All | Com ¦ Standard Convection Oven - Gas | SCG ¦ All | SCG | All | Electric & Gas | Standard, Commercial Convection Oven, Full, Gas | Average Existing and Code | 0 | Conventional | FoodServ | Com - Restaurant | Com | ROB and NEW | 0 | 1000 sqft2 of floor space | Oven | 12 | DEER:Indoor_Non-CFL_Ltg | 0 | 0 | 600.6066 | eTRM | 4434 | 2017 | 0 | 0 | 2017 | 0 | 0 | SWFS001-02 | Gas Convection Ovens ¦ SCG ¦ All | Gas Convection Ovens | 0.14765 | 1 | 0.49 | CBSA 2014 | -160.8992 | 2012 | 0.6 | SWFS001-02
COM-FOODSERV-FS-30.14 | Com ¦ Standard Convection Oven - Gas ¦ SCG ¦ All | Com ¦ Standard Convection Oven - Gas | SCG ¦ All | SCG | All | Electric & Gas | Standard, Commercial Convection Oven, Full, Gas | Average Existing and Code | 0 | Conventional | FoodServ | Com - School | Com | ROB and NEW | 0 | 1000 sqft2 of floor space | Oven | 12 | DEER:Indoor_Non-CFL_Ltg | 0 | 0 | 600.6066 | eTRM | 4434 | 2017 | 0 | 0 | 2017 | 0 | 0 | SWFS001-02 | Gas Convection Ovens ¦ SCG ¦ All | Gas Convection Ovens | 0.010748 | 1 | 0.49 | CBSA 2014 | -788.9369 | 2012 | 0.6 | SWFS001-02
COM-FOODSERV-FS-30.15 | Com ¦ Standard Convection Oven - Gas ¦ SDG&E ¦ All | Com ¦ Standard Convection Oven - Gas | SDG&E ¦ All | SDG&E | All | Electric & Gas | Standard, Commercial Convection Oven, Full, Gas | Average Existing and Code | 0 | Conventional | FoodServ | Com - College | Com | ROB and NEW | 0 | 1000 sqft2 of floor space | Oven | 12 | DEER:Indoor_Non-CFL_Ltg | 0 | 0 | 600.6066 | eTRM | 4434 | 2017 | 0 | 0 | 2017 | 0 | 0 | SWFS001-02 | Gas Convection Ovens ¦ SDG&E ¦ All | Gas Convection Ovens | 0.010748 | 1 | 0.49 | CBSA 2014 | -543.813 | 2012 | 0.6 | SWFS001-02
COM-FOODSERV-FS-30.16 | Com ¦ Standard Convection Oven - Gas ¦ SDG&E ¦ All | Com ¦ Standard Convection Oven - Gas | SDG&E ¦ All | SDG&E | All | Electric & Gas | Standard, Commercial Convection Oven, Full, Gas | Average Existing and Code | 0 | Conventional | FoodServ | Com - Grocery | Com | ROB and NEW | 0 | 1000 sqft2 of floor space | Oven | 12 | DEER:Indoor_Non-CFL_Ltg | 0 | 0 | 600.6066 | eTRM | 4434 | 2017 | 0 | 0 | 2017 | 0 | 0 | SWFS001-02 | Gas Convection Ovens ¦ SDG&E ¦ All | Gas Convection Ovens | 0.045138 | 1 | 0.49 | CBSA 2014 | -1651.3275 | 2012 | 0.6 | SWFS001-02
COM-FOODSERV-FS-30.17 | Com ¦ Standard Convection Oven - Gas ¦ SDG&E ¦ All | Com ¦ Standard Convection Oven - Gas | SDG&E ¦ All | SDG&E | All | Electric & Gas | Standard, Commercial Convection Oven, Full, Gas | Average Existing and Code | 0 | Conventional | FoodServ | Com - Health | Com | ROB and NEW | 0 | 1000 sqft2 of floor space | Oven | 12 | DEER:Indoor_Non-CFL_Ltg | 0 | 0 | 600.6066 | eTRM | 4434 | 2017 | 0 | 0 | 2017 | 0 | 0 | SWFS001-02 | Gas Convection Ovens ¦ SDG&E ¦ All | Gas Convection Ovens | 0.015028 | 1 | 0.49 | CBSA 2014 | -1946.6346 | 2012 | 0.6 | SWFS001-02
COM-FOODSERV-FS-30.18 | Com ¦ Standard Convection Oven - Gas ¦ SDG&E ¦ All | Com ¦ Standard Convection Oven - Gas | SDG&E ¦ All | SDG&E | All | Electric & Gas | Standard, Commercial Convection Oven, Full, Gas | Average Existing and Code | 0 | Conventional | FoodServ | Com - Lodging | Com | ROB and NEW | 0 | 1000 sqft2 of floor space | Oven | 12 | DEER:Indoor_Non-CFL_Ltg | 0 | 0 | 600.6066 | eTRM | 4434 | 2017 | 0 | 0 | 2017 | 0 | 0 | SWFS001-02 | Gas Convection Ovens ¦ SDG&E ¦ All | Gas Convection Ovens | 0.010086 | 1 | 0.49 | CBSA 2014 | -4484.5739 | 2012 | 0.6 | SWFS001-02
COM-FOODSERV-FS-30.19 | Com ¦ Standard Convection Oven - Gas ¦ SDG&E ¦ All | Com ¦ Standard Convection Oven - Gas | SDG&E ¦ All | SDG&E | All | Electric & Gas | Standard, Commercial Convection Oven, Full, Gas | Average Existing and Code | 0 | Conventional | FoodServ | Com - Other | Com | ROB and NEW | 0 | 1000 sqft2 of floor space | Oven | 12 | DEER:Indoor_Non-CFL_Ltg | 0 | 0 | 600.6066 | eTRM | 4434 | 2017 | 0 | 0 | 2017 | 0 | 0 | SWFS001-02 | Gas Convection Ovens ¦ SDG&E ¦ All | Gas Convection Ovens | 0.0097352 | 1 | 0.49 | CBSA 2014 | -1471.5426 | 2012 | 0.6 | SWFS001-02
COM-FOODSERV-FS-30.20 | Com ¦ Standard Convection Oven - Gas ¦ SDG&E ¦ All | Com ¦ Standard Convection Oven - Gas | SDG&E ¦ All | SDG&E | All | Electric & Gas | Standard, Commercial Convection Oven, Full, Gas | Average Existing and Code | 0 | Conventional | FoodServ | Com - Restaurant | Com | ROB and NEW | 0 | 1000 sqft2 of floor space | Oven | 12 | DEER:Indoor_Non-CFL_Ltg | 0 | 0 | 600.6066 | eTRM | 4434 | 2017 | 0 | 0 | 2017 | 0 | 0 | SWFS001-02 | Gas Convection Ovens ¦ SDG&E ¦ All | Gas Convection Ovens | 0.14765 | 1 | 0.49 | CBSA 2014 | -160.8992 | 2012 | 0.6 | SWFS001-02
COM-FOODSERV-FS-30.21 | Com ¦ Standard Convection Oven - Gas ¦ SDG&E ¦ All | Com ¦ Standard Convection Oven - Gas | SDG&E ¦ All | SDG&E | All | Electric & Gas | Standard, Commercial Convection Oven, Full, Gas | Average Existing and Code | 0 | Conventional | FoodServ | Com - School | Com | ROB and NEW | 0 | 1000 sqft2 of floor space | Oven | 12 | DEER:Indoor_Non-CFL_Ltg | 0 | 0 | 600.6066 | eTRM | 4434 | 2017 | 0 | 0 | 2017 | 0 | 0 | SWFS001-02 | Gas Convection Ovens ¦ SDG&E ¦ All | Gas Convection Ovens | 0.010748 | 1 | 0.49 | CBSA 2014 | -788.9369 | 2012 | 0.6 | SWFS001-02
COM-FOODSERV-FS-31.1 | Com ¦ ENERGY STAR Convection Oven - Gas ¦ PG&E ¦ All | Com ¦ ENERGY STAR Convection Oven - Gas | PG&E ¦ All | PG&E | All | Electric & Gas | Efficient, Commercial Convection Oven, Full, Gas | Efficient | 0 | Conventional | FoodServ | Com - College | Com | ROB and NEW | 0 | 1000 sqft2 of floor space | Oven | 12 | DEER:Indoor_Non-CFL_Ltg | 0 | 0 | 397.9536 | eTRM | 5759 | 2017 | 0 | 0 | 2017 | 0 | 0 | SWFS001-02 | Gas Convection Ovens ¦ PG&E ¦ All | Gas Convection Ovens | 0.010748 | 1 | 0.51 | CBSA 2014 | -360.323 | 2012 | 0.6 | SWFS001-02
COM-FOODSERV-FS-31.2 | Com ¦ ENERGY STAR Convection Oven - Gas ¦ PG&E ¦ All | Com ¦ ENERGY STAR Convection Oven - Gas | PG&E ¦ All | PG&E | All | Electric & Gas | Efficient, Commercial Convection Oven, Full, Gas | Efficient | 0 | Conventional | FoodServ | Com - Grocery | Com | ROB and NEW | 0 | 1000 sqft2 of floor space | Oven | 12 | DEER:Indoor_Non-CFL_Ltg | 0 | 0 | 397.9536 | eTRM | 5759 | 2017 | 0 | 0 | 2017 | 0 | 0 | SWFS001-02 | Gas Convection Ovens ¦ PG&E ¦ All | Gas Convection Ovens | 0.045138 | 1 | 0.51 | CBSA 2014 | -1094.1467 | 2012 | 0.6 | SWFS001-02
COM-FOODSERV-FS-31.3 | Com ¦ ENERGY STAR Convection Oven - Gas ¦ PG&E ¦ All | Com ¦ ENERGY STAR Convection Oven - Gas | PG&E ¦ All | PG&E | All | Electric & Gas | Efficient, Commercial Convection Oven, Full, Gas | Efficient | 0 | Conventional | FoodServ | Com - Health | Com | ROB and NEW | 0 | 1000 sqft2 of floor space | Oven | 12 | DEER:Indoor_Non-CFL_Ltg | 0 | 0 | 397.9536 | eTRM | 5759 | 2017 | 0 | 0 | 2017 | 0 | 0 | SWFS001-02 | Gas Convection Ovens ¦ PG&E ¦ All | Gas Convection Ovens | 0.015028 | 1 | 0.51 | CBSA 2014 | -1289.8131 | 2012 | 0.6 | SWFS001-02
COM-FOODSERV-FS-31.4 | Com ¦ ENERGY STAR Convection Oven - Gas ¦ PG&E ¦ All | Com ¦ ENERGY STAR Convection Oven - Gas | PG&E ¦ All | PG&E | All | Electric & Gas | Efficient, Commercial Convection Oven, Full, Gas | Efficient | 0 | Conventional | FoodServ | Com - Lodging | Com | ROB and NEW | 0 | 1000 sqft2 of floor space | Oven | 12 | DEER:Indoor_Non-CFL_Ltg | 0 | 0 | 397.9536 | eTRM | 5759 | 2017 | 0 | 0 | 2017 | 0 | 0 | SWFS001-02 | Gas Convection Ovens ¦ PG&E ¦ All | Gas Convection Ovens | 0.010086 | 1 | 0.51 | CBSA 2014 | -2971.4164 | 2012 | 0.6 | SWFS001-02
COM-FOODSERV-FS-31.5 | Com ¦ ENERGY STAR Convection Oven - Gas ¦ PG&E ¦ All | Com ¦ ENERGY STAR Convection Oven - Gas | PG&E ¦ All | PG&E | All | Electric & Gas | Efficient, Commercial Convection Oven, Full, Gas | Efficient | 0 | Conventional | FoodServ | Com - Other | Com | ROB and NEW | 0 | 1000 sqft2 of floor space | Oven | 12 | DEER:Indoor_Non-CFL_Ltg | 0 | 0 | 397.9536 | eTRM | 5759 | 2017 | 0 | 0 | 2017 | 0 | 0 | SWFS001-02 | Gas Convection Ovens ¦ PG&E ¦ All | Gas Convection Ovens | 0.0097352 | 1 | 0.51 | CBSA 2014 | -975.0237 | 2012 | 0.6 | SWFS001-02
COM-FOODSERV-FS-31.6 | Com ¦ ENERGY STAR Convection Oven - Gas ¦ PG&E ¦ All | Com ¦ ENERGY STAR Convection Oven - Gas | PG&E ¦ All | PG&E | All | Electric & Gas | Efficient, Commercial Convection Oven, Full, Gas | Efficient | 0 | Conventional | FoodServ | Com - Restaurant | Com | ROB and NEW | 0 | 1000 sqft2 of floor space | Oven | 12 | DEER:Indoor_Non-CFL_Ltg | 0 | 0 | 397.9536 | eTRM | 5759 | 2017 | 0 | 0 | 2017 | 0 | 0 | SWFS001-02 | Gas Convection Ovens ¦ PG&E ¦ All | Gas Convection Ovens | 0.14765 | 1 | 0.51 | CBSA 2014 | -106.6096 | 2012 | 0.6 | SWFS001-02
COM-FOODSERV-FS-31.7 | Com ¦ ENERGY STAR Convection Oven - Gas ¦ PG&E ¦ All | Com ¦ ENERGY STAR Convection Oven - Gas | PG&E ¦ All | PG&E | All | Electric & Gas | Efficient, Commercial Convection Oven, Full, Gas | Efficient | 0 | Conventional | FoodServ | Com - School | Com | ROB and NEW | 0 | 1000 sqft2 of floor space | Oven | 12 | DEER:Indoor_Non-CFL_Ltg | 0 | 0 | 397.9536 | eTRM | 5759 | 2017 | 0 | 0 | 2017 | 0 | 0 | SWFS001-02 | Gas Convection Ovens ¦ PG&E ¦ All | Gas Convection Ovens | 0.010748 | 1 | 0.51 | CBSA 2014 | -522.7386 | 2012 | 0.6 | SWFS001-02
COM-FOODSERV-FS-31.8 | Com ¦ ENERGY STAR Convection Oven - Gas ¦ SCG ¦ All | Com ¦ ENERGY STAR Convection Oven - Gas | SCG ¦ All | SCG | All | Electric & Gas | Efficient, Commercial Convection Oven, Full, Gas | Efficient | 0 | Conventional | FoodServ | Com - College | Com | ROB and NEW | 0 | 1000 sqft2 of floor space | Oven | 12 | DEER:Indoor_Non-CFL_Ltg | 0 | 0 | 397.9536 | eTRM | 5759 | 2017 | 0 | 0 | 2017 | 0 | 0 | SWFS001-02 | Gas Convection Ovens ¦ SCG ¦ All | Gas Convection Ovens | 0.010748 | 1 | 0.51 | CBSA 2014 | -360.323 | 2012 | 0.6 | SWFS001-02
COM-FOODSERV-FS-31.9 | Com ¦ ENERGY STAR Convection Oven - Gas ¦ SCG ¦ All | Com ¦ ENERGY STAR Convection Oven - Gas | SCG ¦ All | SCG | All | Electric & Gas | Efficient, Commercial Convection Oven, Full, Gas | Efficient | 0 | Conventional | FoodServ | Com - Grocery | Com | ROB and NEW | 0 | 1000 sqft2 of floor space | Oven | 12 | DEER:Indoor_Non-CFL_Ltg | 0 | 0 | 397.9536 | eTRM | 5759 | 2017 | 0 | 0 | 2017 | 0 | 0 | SWFS001-02 | Gas Convection Ovens ¦ SCG ¦ All | Gas Convection Ovens | 0.045138 | 1 | 0.51 | CBSA 2014 | -1094.1467 | 2012 | 0.6 | SWFS001-02
COM-FOODSERV-FS-31.10 | Com ¦ ENERGY STAR Convection Oven - Gas ¦ SCG ¦ All | Com ¦ ENERGY STAR Convection Oven - Gas | SCG ¦ All | SCG | All | Electric & Gas | Efficient, Commercial Convection Oven, Full, Gas | Efficient | 0 | Conventional | FoodServ | Com - Health | Com | ROB and NEW | 0 | 1000 sqft2 of floor space | Oven | 12 | DEER:Indoor_Non-CFL_Ltg | 0 | 0 | 397.9536 | eTRM | 5759 | 2017 | 0 | 0 | 2017 | 0 | 0 | SWFS001-02 | Gas Convection Ovens ¦ SCG ¦ All | Gas Convection Ovens | 0.015028 | 1 | 0.51 | CBSA 2014 | -1289.8131 | 2012 | 0.6 | SWFS001-02
COM-FOODSERV-FS-31.11 | Com ¦ ENERGY STAR Convection Oven - Gas ¦ SCG ¦ All | Com ¦ ENERGY STAR Convection Oven - Gas | SCG ¦ All | SCG | All | Electric & Gas | Efficient, Commercial Convection Oven, Full, Gas | Efficient | 0 | Conventional | FoodServ | Com - Lodging | Com | ROB and NEW | 0 | 1000 sqft2 of floor space | Oven | 12 | DEER:Indoor_Non-CFL_Ltg | 0 | 0 | 397.9536 | eTRM | 5759 | 2017 | 0 | 0 | 2017 | 0 | 0 | SWFS001-02 | Gas Convection Ovens ¦ SCG ¦ All | Gas Convection Ovens | 0.010086 | 1 | 0.51 | CBSA 2014 | -2971.4164 | 2012 | 0.6 | SWFS001-02
COM-FOODSERV-FS-31.12 | Com ¦ ENERGY STAR Convection Oven - Gas ¦ SCG ¦ All | Com ¦ ENERGY STAR Convection Oven - Gas | SCG ¦ All | SCG | All | Electric & Gas | Efficient, Commercial Convection Oven, Full, Gas | Efficient | 0 | Conventional | FoodServ | Com - Other | Com | ROB and NEW | 0 | 1000 sqft2 of floor space | Oven | 12 | DEER:Indoor_Non-CFL_Ltg | 0 | 0 | 397.9536 | eTRM | 5759 | 2017 | 0 | 0 | 2017 | 0 | 0 | SWFS001-02 | Gas Convection Ovens ¦ SCG ¦ All | Gas Convection Ovens | 0.0097352 | 1 | 0.51 | CBSA 2014 | -975.0237 | 2012 | 0.6 | SWFS001-02
COM-FOODSERV-FS-31.13 | Com ¦ ENERGY STAR Convection Oven - Gas ¦ SCG ¦ All | Com ¦ ENERGY STAR Convection Oven - Gas | SCG ¦ All | SCG | All | Electric & Gas | Efficient, Commercial Convection Oven, Full, Gas | Efficient | 0 | Conventional | FoodServ | Com - Restaurant | Com | ROB and NEW | 0 | 1000 sqft2 of floor space | Oven | 12 | DEER:Indoor_Non-CFL_Ltg | 0 | 0 | 397.9536 | eTRM | 5759 | 2017 | 0 | 0 | 2017 | 0 | 0 | SWFS001-02 | Gas Convection Ovens ¦ SCG ¦ All | Gas Convection Ovens | 0.14765 | 1 | 0.51 | CBSA 2014 | -106.6096 | 2012 | 0.6 | SWFS001-02
COM-FOODSERV-FS-31.14 | Com ¦ ENERGY STAR Convection Oven - Gas ¦ SCG ¦ All | Com ¦ ENERGY STAR Convection Oven - Gas | SCG ¦ All | SCG | All | Electric & Gas | Efficient, Commercial Convection Oven, Full, Gas | Efficient | 0 | Conventional | FoodServ | Com - School | Com | ROB and NEW | 0 | 1000 sqft2 of floor space | Oven | 12 | DEER:Indoor_Non-CFL_Ltg | 0 | 0 | 397.9536 | eTRM | 5759 | 2017 | 0 | 0 | 2017 | 0 | 0 | SWFS001-02 | Gas Convection Ovens ¦ SCG ¦ All | Gas Convection Ovens | 0.010748 | 1 | 0.51 | CBSA 2014 | -522.7386 | 2012 | 0.6 | SWFS001-02
COM-FOODSERV-FS-31.15 | Com ¦ ENERGY STAR Convection Oven - Gas ¦ SDG&E ¦ All | Com ¦ ENERGY STAR Convection Oven - Gas | SDG&E ¦ All | SDG&E | All | Electric & Gas | Efficient, Commercial Convection Oven, Full, Gas | Efficient | 0 | Conventional | FoodServ | Com - College | Com | ROB and NEW | 0 | 1000 sqft2 of floor space | Oven | 12 | DEER:Indoor_Non-CFL_Ltg | 0 | 0 | 397.9536 | eTRM | 5759 | 2017 | 0 | 0 | 2017 | 0 | 0 | SWFS001-02 | Gas Convection Ovens ¦ SDG&E ¦ All | Gas Convection Ovens | 0.010748 | 1 | 0.51 | CBSA 2014 | -360.323 | 2012 | 0.6 | SWFS001-02
COM-FOODSERV-FS-31.16 | Com ¦ ENERGY STAR Convection Oven - Gas ¦ SDG&E ¦ All | Com ¦ ENERGY STAR Convection Oven - Gas | SDG&E ¦ All | SDG&E | All | Electric & Gas | Efficient, Commercial Convection Oven, Full, Gas | Efficient | 0 | Conventional | FoodServ | Com - Grocery | Com | ROB and NEW | 0 | 1000 sqft2 of floor space | Oven | 12 | DEER:Indoor_Non-CFL_Ltg | 0 | 0 | 397.9536 | eTRM | 5759 | 2017 | 0 | 0 | 2017 | 0 | 0 | SWFS001-02 | Gas Convection Ovens ¦ SDG&E ¦ All | Gas Convection Ovens | 0.045138 | 1 | 0.51 | CBSA 2014 | -1094.1467 | 2012 | 0.6 | SWFS001-02
COM-FOODSERV-FS-31.17 | Com ¦ ENERGY STAR Convection Oven - Gas ¦ SDG&E ¦ All | Com ¦ ENERGY STAR Convection Oven - Gas | SDG&E ¦ All | SDG&E | All | Electric & Gas | Efficient, Commercial Convection Oven, Full, Gas | Efficient | 0 | Conventional | FoodServ | Com - Health | Com | ROB and NEW | 0 | 1000 sqft2 of floor space | Oven | 12 | DEER:Indoor_Non-CFL_Ltg | 0 | 0 | 397.9536 | eTRM | 5759 | 2017 | 0 | 0 | 2017 | 0 | 0 | SWFS001-02 | Gas Convection Ovens ¦ SDG&E ¦ All | Gas Convection Ovens | 0.015028 | 1 | 0.51 | CBSA 2014 | -1289.8131 | 2012 | 0.6 | SWFS001-02
COM-FOODSERV-FS-31.18 | Com ¦ ENERGY STAR Convection Oven - Gas ¦ SDG&E ¦ All | Com ¦ ENERGY STAR Convection Oven - Gas | SDG&E ¦ All | SDG&E | All | Electric & Gas | Efficient, Commercial Convection Oven, Full, Gas | Efficient | 0 | Conventional | FoodServ | Com - Lodging | Com | ROB and NEW | 0 | 1000 sqft2 of floor space | Oven | 12 | DEER:Indoor_Non-CFL_Ltg | 0 | 0 | 397.9536 | eTRM | 5759 | 2017 | 0 | 0 | 2017 | 0 | 0 | SWFS001-02 | Gas Convection Ovens ¦ SDG&E ¦ All | Gas Convection Ovens | 0.010086 | 1 | 0.51 | CBSA 2014 | -2971.4164 | 2012 | 0.6 | SWFS001-02
COM-FOODSERV-FS-31.19 | Com ¦ ENERGY STAR Convection Oven - Gas ¦ SDG&E ¦ All | Com ¦ ENERGY STAR Convection Oven - Gas | SDG&E ¦ All | SDG&E | All | Electric & Gas | Efficient, Commercial Convection Oven, Full, Gas | Efficient | 0 | Conventional | FoodServ | Com - Other | Com | ROB and NEW | 0 | 1000 sqft2 of floor space | Oven | 12 | DEER:Indoor_Non-CFL_Ltg | 0 | 0 | 397.9536 | eTRM | 5759 | 2017 | 0 | 0 | 2017 | 0 | 0 | SWFS001-02 | Gas Convection Ovens ¦ SDG&E ¦ All | Gas Convection Ovens | 0.0097352 | 1 | 0.51 | CBSA 2014 | -975.0237 | 2012 | 0.6 | SWFS001-02
COM-FOODSERV-FS-31.20 | Com ¦ ENERGY STAR Convection Oven - Gas ¦ SDG&E ¦ All | Com ¦ ENERGY STAR Convection Oven - Gas | SDG&E ¦ All | SDG&E | All | Electric & Gas | Efficient, Commercial Convection Oven, Full, Gas | Efficient | 0 | Conventional | FoodServ | Com - Restaurant | Com | ROB and NEW | 0 | 1000 sqft2 of floor space | Oven | 12 | DEER:Indoor_Non-CFL_Ltg | 0 | 0 | 397.9536 | eTRM | 5759 | 2017 | 0 | 0 | 2017 | 0 | 0 | SWFS001-02 | Gas Convection Ovens ¦ SDG&E ¦ All | Gas Convection Ovens | 0.14765 | 1 | 0.51 | CBSA 2014 | -106.6096 | 2012 | 0.6 | SWFS001-02
COM-FOODSERV-FS-31.21 | Com ¦ ENERGY STAR Convection Oven - Gas ¦ SDG&E ¦ All | Com ¦ ENERGY STAR Convection Oven - Gas | SDG&E ¦ All | SDG&E | All | Electric & Gas | Efficient, Commercial Convection Oven, Full, Gas | Efficient | 0 | Conventional | FoodServ | Com - School | Com | ROB and NEW | 0 | 1000 sqft2 of floor space | Oven | 12 | DEER:Indoor_Non-CFL_Ltg | 0 | 0 | 397.9536 | eTRM | 5759 | 2017 | 0 | 0 | 2017 | 0 | 0 | SWFS001-02 | Gas Convection Ovens ¦ SDG&E ¦ All | Gas Convection Ovens | 0.010748 | 1 | 0.51 | CBSA 2014 | -522.7386 | 2012 | 0.6 | SWFS001-02
COM-FOODSERV-FS-32.1 | Com ¦ ENERGY STAR Convection Oven - Fuel Sub ¦ PG&E ¦ All | Com ¦ ENERGY STAR Convection Oven - Fuel Sub | PG&E ¦ All | PG&E | All | Electric & Gas | Efficient, Commercial Convection Oven, Full, Electric | Efficient | 0 | Conventional | FoodServ | Com - College | Com | ROB Only | 1 | 1000 sqft2 of floor space | Oven | 12 | DEER:Indoor_Non-CFL_Ltg | 6630 | 0 | 0 | eTRM | 5064.1 | 2021 | 0 | 384.5 | 2021 | 0 | 0 | SWFS022-02 | Gas Convection Ovens ¦ PG&E ¦ All | Gas Convection Ovens | 0.010748 | 1 | 0 | CBSA 2014 | -353.4952 | 2012 | 1 | SWFS022-02
COM-FOODSERV-FS-32.2 | Com ¦ ENERGY STAR Convection Oven - Fuel Sub ¦ PG&E ¦ All | Com ¦ ENERGY STAR Convection Oven - Fuel Sub | PG&E ¦ All | PG&E | All | Electric & Gas | Efficient, Commercial Convection Oven, Full, Electric | Efficient | 0 | Conventional | FoodServ | Com - Grocery | Com | ROB Only | 1 | 1000 sqft2 of floor space | Oven | 12 | DEER:Indoor_Non-CFL_Ltg | 6630 | 0 | 0 | eTRM | 5064.1 | 2021 | 0 | 384.5 | 2021 | 0 | 0 | SWFS022-02 | Gas Convection Ovens ¦ PG&E ¦ All | Gas Convection Ovens | 0.045138 | 1 | 0 | CBSA 2014 | -190.5412 | 2012 | 1 | SWFS022-02
COM-FOODSERV-FS-32.3 | Com ¦ ENERGY STAR Convection Oven - Fuel Sub ¦ PG&E ¦ All | Com ¦ ENERGY STAR Convection Oven - Fuel Sub | PG&E ¦ All | PG&E | All | Electric & Gas | Efficient, Commercial Convection Oven, Full, Electric | Efficient | 0 | Conventional | FoodServ | Com - Health | Com | ROB Only | 1 | 1000 sqft2 of floor space | Oven | 12 | DEER:Indoor_Non-CFL_Ltg | 6630 | 0 | 0 | eTRM | 5064.1 | 2021 | 0 | 384.5 | 2021 | 0 | 0 | SWFS022-02 | Gas Convection Ovens ¦ PG&E ¦ All | Gas Convection Ovens | 0.015028 | 1 | 0 | CBSA 2014 | -134.8765 | 2012 | 1 | SWFS022-02
COM-FOODSERV-FS-32.4 | Com ¦ ENERGY STAR Convection Oven - Fuel Sub ¦ PG&E ¦ All | Com ¦ ENERGY STAR Convection Oven - Fuel Sub | PG&E ¦ All | PG&E | All | Electric & Gas | Efficient, Commercial Convection Oven, Full, Electric | Efficient | 0 | Conventional | FoodServ | Com - Lodging | Com | ROB Only | 1 | 1000 sqft2 of floor space | Oven | 12 | DEER:Indoor_Non-CFL_Ltg | 6630 | 0 | 0 | eTRM | 5064.1 | 2021 | 0 | 384.5 | 2021 | 0 | 0 | SWFS022-02 | Gas Convection Ovens ¦ PG&E ¦ All | Gas Convection Ovens | 0.010086 | 1 | 0 | CBSA 2014 | -357.2601 | 2012 | 1 | SWFS022-02
COM-FOODSERV-FS-32.5 | Com ¦ ENERGY STAR Convection Oven - Fuel Sub ¦ PG&E ¦ All | Com ¦ ENERGY STAR Convection Oven - Fuel Sub | PG&E ¦ All | PG&E | All | Electric & Gas | Efficient, Commercial Convection Oven, Full, Electric | Efficient | 0 | Conventional | FoodServ | Com - Other | Com | ROB Only | 1 | 1000 sqft2 of floor space | Oven | 12 | DEER:Indoor_Non-CFL_Ltg | 6630 | 0 | 0 | eTRM | 5064.1 | 2021 | 0 | 384.5 | 2021 | 0 | 0 | SWFS022-02 | Gas Convection Ovens ¦ PG&E ¦ All | Gas Convection Ovens | 0.0097352 | 1 | 0 | CBSA 2014 | -381.1133 | 2012 | 1 | SWFS022-02
COM-FOODSERV-FS-32.6 | Com ¦ ENERGY STAR Convection Oven - Fuel Sub ¦ PG&E ¦ All | Com ¦ ENERGY STAR Convection Oven - Fuel Sub | PG&E ¦ All | PG&E | All | Electric & Gas | Efficient, Commercial Convection Oven, Full, Electric | Efficient | 0 | Conventional | FoodServ | Com - Restaurant | Com | ROB Only | 1 | 1000 sqft2 of floor space | Oven | 12 | DEER:Indoor_Non-CFL_Ltg | 6630 | 0 | 0 | eTRM | 5064.1 | 2021 | 0 | 384.5 | 2021 | 0 | 0 | SWFS022-02 | Gas Convection Ovens ¦ PG&E ¦ All | Gas Convection Ovens | 0.14765 | 1 | 0 | CBSA 2014 | -141.3262 | 2012 | 1 | SWFS022-02
COM-FOODSERV-FS-32.7 | Com ¦ ENERGY STAR Convection Oven - Fuel Sub ¦ PG&E ¦ All | Com ¦ ENERGY STAR Convection Oven - Fuel Sub | PG&E ¦ All | PG&E | All | Electric & Gas | Efficient, Commercial Convection Oven, Full, Electric | Efficient | 0 | Conventional | FoodServ | Com - School | Com | ROB Only | 1 | 1000 sqft2 of floor space | Oven | 12 | DEER:Indoor_Non-CFL_Ltg | 6630 | 0 | 0 | eTRM | 5064.1 | 2021 | 0 | 384.5 | 2021 | 0 | 0 | SWFS022-02 | Gas Convection Ovens ¦ PG&E ¦ All | Gas Convection Ovens | 0.010748 | 1 | 0 | CBSA 2014 | -571.2798 | 2012 | 1 | SWFS022-02
COM-FOODSERV-FS-32.8 | Com ¦ ENERGY STAR Convection Oven - Fuel Sub ¦ SCG ¦ All | Com ¦ ENERGY STAR Convection Oven - Fuel Sub | SCG ¦ All | SCG | All | Electric & Gas | Efficient, Commercial Convection Oven, Full, Electric | Efficient | 0 | Conventional | FoodServ | Com - College | Com | ROB Only | 1 | 1000 sqft2 of floor space | Oven | 12 | DEER:Indoor_Non-CFL_Ltg | 6630 | 0 | 0 | eTRM | 5064.1 | 2021 | 0 | 384.5 | 2021 | 0 | 0 | SWFS022-02 | Gas Convection Ovens ¦ SCG ¦ All | Gas Convection Ovens | 0.010748 | 1 | 0 | CBSA 2014 | -353.4952 | 2012 | 1 | SWFS022-02
COM-FOODSERV-FS-32.9 | Com ¦ ENERGY STAR Convection Oven - Fuel Sub ¦ SCG ¦ All | Com ¦ ENERGY STAR Convection Oven - Fuel Sub | SCG ¦ All | SCG | All | Electric & Gas | Efficient, Commercial Convection Oven, Full, Electric | Efficient | 0 | Conventional | FoodServ | Com - Grocery | Com | ROB Only | 1 | 1000 sqft2 of floor space | Oven | 12 | DEER:Indoor_Non-CFL_Ltg | 6630 | 0 | 0 | eTRM | 5064.1 | 2021 | 0 | 384.5 | 2021 | 0 | 0 | SWFS022-02 | Gas Convection Ovens ¦ SCG ¦ All | Gas Convection Ovens | 0.045138 | 1 | 0 | CBSA 2014 | -190.5412 | 2012 | 1 | SWFS022-02
COM-FOODSERV-FS-32.10 | Com ¦ ENERGY STAR Convection Oven - Fuel Sub ¦ SCG ¦ All | Com ¦ ENERGY STAR Convection Oven - Fuel Sub | SCG ¦ All | SCG | All | Electric & Gas | Efficient, Commercial Convection Oven, Full, Electric | Efficient | 0 | Conventional | FoodServ | Com - Health | Com | ROB Only | 1 | 1000 sqft2 of floor space | Oven | 12 | DEER:Indoor_Non-CFL_Ltg | 6630 | 0 | 0 | eTRM | 5064.1 | 2021 | 0 | 384.5 | 2021 | 0 | 0 | SWFS022-02 | Gas Convection Ovens ¦ SCG ¦ All | Gas Convection Ovens | 0.015028 | 1 | 0 | CBSA 2014 | -134.8765 | 2012 | 1 | SWFS022-02
COM-FOODSERV-FS-32.11 | Com ¦ ENERGY STAR Convection Oven - Fuel Sub ¦ SCG ¦ All | Com ¦ ENERGY STAR Convection Oven - Fuel Sub | SCG ¦ All | SCG | All | Electric & Gas | Efficient, Commercial Convection Oven, Full, Electric | Efficient | 0 | Conventional | FoodServ | Com - Lodging | Com | ROB Only | 1 | 1000 sqft2 of floor space | Oven | 12 | DEER:Indoor_Non-CFL_Ltg | 6630 | 0 | 0 | eTRM | 5064.1 | 2021 | 0 | 384.5 | 2021 | 0 | 0 | SWFS022-02 | Gas Convection Ovens ¦ SCG ¦ All | Gas Convection Ovens | 0.010086 | 1 | 0 | CBSA 2014 | -357.2601 | 2012 | 1 | SWFS022-02
COM-FOODSERV-FS-32.12 | Com ¦ ENERGY STAR Convection Oven - Fuel Sub ¦ SCG ¦ All | Com ¦ ENERGY STAR Convection Oven - Fuel Sub | SCG ¦ All | SCG | All | Electric & Gas | Efficient, Commercial Convection Oven, Full, Electric | Efficient | 0 | Conventional | FoodServ | Com - Other | Com | ROB Only | 1 | 1000 sqft2 of floor space | Oven | 12 | DEER:Indoor_Non-CFL_Ltg | 6630 | 0 | 0 | eTRM | 5064.1 | 2021 | 0 | 384.5 | 2021 | 0 | 0 | SWFS022-02 | Gas Convection Ovens ¦ SCG ¦ All | Gas Convection Ovens | 0.0097352 | 1 | 0 | CBSA 2014 | -381.1133 | 2012 | 1 | SWFS022-02
COM-FOODSERV-FS-32.13 | Com ¦ ENERGY STAR Convection Oven - Fuel Sub ¦ SCG ¦ All | Com ¦ ENERGY STAR Convection Oven - Fuel Sub | SCG ¦ All | SCG | All | Electric & Gas | Efficient, Commercial Convection Oven, Full, Electric | Efficient | 0 | Conventional | FoodServ | Com - Restaurant | Com | ROB Only | 1 | 1000 sqft2 of floor space | Oven | 12 | DEER:Indoor_Non-CFL_Ltg | 6630 | 0 | 0 | eTRM | 5064.1 | 2021 | 0 | 384.5 | 2021 | 0 | 0 | SWFS022-02 | Gas Convection Ovens ¦ SCG ¦ All | Gas Convection Ovens | 0.14765 | 1 | 0 | CBSA 2014 | -141.3262 | 2012 | 1 | SWFS022-02
COM-FOODSERV-FS-32.14 | Com ¦ ENERGY STAR Convection Oven - Fuel Sub ¦ SCG ¦ All | Com ¦ ENERGY STAR Convection Oven - Fuel Sub | SCG ¦ All | SCG | All | Electric & Gas | Efficient, Commercial Convection Oven, Full, Electric | Efficient | 0 | Conventional | FoodServ | Com - School | Com | ROB Only | 1 | 1000 sqft2 of floor space | Oven | 12 | DEER:Indoor_Non-CFL_Ltg | 6630 | 0 | 0 | eTRM | 5064.1 | 2021 | 0 | 384.5 | 2021 | 0 | 0 | SWFS022-02 | Gas Convection Ovens ¦ SCG ¦ All | Gas Convection Ovens | 0.010748 | 1 | 0 | CBSA 2014 | -571.2798 | 2012 | 1 | SWFS022-02
COM-FOODSERV-FS-32.15 | Com ¦ ENERGY STAR Convection Oven - Fuel Sub ¦ SDG&E ¦ All | Com ¦ ENERGY STAR Convection Oven - Fuel Sub | SDG&E ¦ All | SDG&E | All | Electric & Gas | Efficient, Commercial Convection Oven, Full, Electric | Efficient | 0 | Conventional | FoodServ | Com - College | Com | ROB Only | 1 | 1000 sqft2 of floor space | Oven | 12 | DEER:Indoor_Non-CFL_Ltg | 6630 | 0 | 0 | eTRM | 5064.1 | 2021 | 0 | 384.5 | 2021 | 0 | 0 | SWFS022-02 | Gas Convection Ovens ¦ SDG&E ¦ All | Gas Convection Ovens | 0.010748 | 1 | 0 | CBSA 2014 | -353.4952 | 2012 | 1 | SWFS022-02
COM-FOODSERV-FS-32.16 | Com ¦ ENERGY STAR Convection Oven - Fuel Sub ¦ SDG&E ¦ All | Com ¦ ENERGY STAR Convection Oven - Fuel Sub | SDG&E ¦ All | SDG&E | All | Electric & Gas | Efficient, Commercial Convection Oven, Full, Electric | Efficient | 0 | Conventional | FoodServ | Com - Grocery | Com | ROB Only | 1 | 1000 sqft2 of floor space | Oven | 12 | DEER:Indoor_Non-CFL_Ltg | 6630 | 0 | 0 | eTRM | 5064.1 | 2021 | 0 | 384.5 | 2021 | 0 | 0 | SWFS022-02 | Gas Convection Ovens ¦ SDG&E ¦ All | Gas Convection Ovens | 0.045138 | 1 | 0 | CBSA 2014 | -190.5412 | 2012 | 1 | SWFS022-02
COM-FOODSERV-FS-32.17 | Com ¦ ENERGY STAR Convection Oven - Fuel Sub ¦ SDG&E ¦ All | Com ¦ ENERGY STAR Convection Oven - Fuel Sub | SDG&E ¦ All | SDG&E | All | Electric & Gas | Efficient, Commercial Convection Oven, Full, Electric | Efficient | 0 | Conventional | FoodServ | Com - Health | Com | ROB Only | 1 | 1000 sqft2 of floor space | Oven | 12 | DEER:Indoor_Non-CFL_Ltg | 6630 | 0 | 0 | eTRM | 5064.1 | 2021 | 0 | 384.5 | 2021 | 0 | 0 | SWFS022-02 | Gas Convection Ovens ¦ SDG&E ¦ All | Gas Convection Ovens | 0.015028 | 1 | 0 | CBSA 2014 | -134.8765 | 2012 | 1 | SWFS022-02
COM-FOODSERV-FS-32.18 | Com ¦ ENERGY STAR Convection Oven - Fuel Sub ¦ SDG&E ¦ All | Com ¦ ENERGY STAR Convection Oven - Fuel Sub | SDG&E ¦ All | SDG&E | All | Electric & Gas | Efficient, Commercial Convection Oven, Full, Electric | Efficient | 0 | Conventional | FoodServ | Com - Lodging | Com | ROB Only | 1 | 1000 sqft2 of floor space | Oven | 12 | DEER:Indoor_Non-CFL_Ltg | 6630 | 0 | 0 | eTRM | 5064.1 | 2021 | 0 | 384.5 | 2021 | 0 | 0 | SWFS022-02 | Gas Convection Ovens ¦ SDG&E ¦ All | Gas Convection Ovens | 0.010086 | 1 | 0 | CBSA 2014 | -357.2601 | 2012 | 1 | SWFS022-02
COM-FOODSERV-FS-32.19 | Com ¦ ENERGY STAR Convection Oven - Fuel Sub ¦ SDG&E ¦ All | Com ¦ ENERGY STAR Convection Oven - Fuel Sub | SDG&E ¦ All | SDG&E | All | Electric & Gas | Efficient, Commercial Convection Oven, Full, Electric | Efficient | 0 | Conventional | FoodServ | Com - Other | Com | ROB Only | 1 | 1000 sqft2 of floor space | Oven | 12 | DEER:Indoor_Non-CFL_Ltg | 6630 | 0 | 0 | eTRM | 5064.1 | 2021 | 0 | 384.5 | 2021 | 0 | 0 | SWFS022-02 | Gas Convection Ovens ¦ SDG&E ¦ All | Gas Convection Ovens | 0.0097352 | 1 | 0 | CBSA 2014 | -381.1133 | 2012 | 1 | SWFS022-02
COM-FOODSERV-FS-32.20 | Com ¦ ENERGY STAR Convection Oven - Fuel Sub ¦ SDG&E ¦ All | Com ¦ ENERGY STAR Convection Oven - Fuel Sub | SDG&E ¦ All | SDG&E | All | Electric & Gas | Efficient, Commercial Convection Oven, Full, Electric | Efficient | 0 | Conventional | FoodServ | Com - Restaurant | Com | ROB Only | 1 | 1000 sqft2 of floor space | Oven | 12 | DEER:Indoor_Non-CFL_Ltg | 6630 | 0 | 0 | eTRM | 5064.1 | 2021 | 0 | 384.5 | 2021 | 0 | 0 | SWFS022-02 | Gas Convection Ovens ¦ SDG&E ¦ All | Gas Convection Ovens | 0.14765 | 1 | 0 | CBSA 2014 | -141.3262 | 2012 | 1 | SWFS022-02
COM-FOODSERV-FS-32.21 | Com ¦ ENERGY STAR Convection Oven - Fuel Sub ¦ SDG&E ¦ All | Com ¦ ENERGY STAR Convection Oven - Fuel Sub | SDG&E ¦ All | SDG&E | All | Electric & Gas | Efficient, Commercial Convection Oven, Full, Electric | Efficient | 0 | Conventional | FoodServ | Com - School | Com | ROB Only | 1 | 1000 sqft2 of floor space | Oven | 12 | DEER:Indoor_Non-CFL_Ltg | 6630 | 0 | 0 | eTRM | 5064.1 | 2021 | 0 | 384.5 | 2021 | 0 | 0 | SWFS022-02 | Gas Convection Ovens ¦ SDG&E ¦ All | Gas Convection Ovens | 0.010748 | 1 | 0 | CBSA 2014 | -571.2798 | 2012 | 1 | SWFS022-02
COM-FOODSERV-FS-40.1 | Com ¦ Standard Griddle - Gas ¦ PG&E ¦ All | Com ¦ Standard Griddle - Gas | PG&E ¦ All | PG&E | All | Electric & Gas | Standard, Commercial Griddle, Gas | Average Existing and Code | 0 | Conventional | FoodServ | Com - College | Com | ROB and NEW | 0 | 1000 sqft2 of floor space | Griddle | 12 | DEER:Indoor_Non-CFL_Ltg | 0 | 0 | 417.0125 | SWFS004-01 | 1211 | 2017 | 0 | 0 | 2017 | 0 | 0 | SWFS004-01 | Gas Griddles ¦ PG&E ¦ All | Gas Griddles | 0.0027623 | 1 | 0.81 | CBSA 2019 | -377.5797 | 2012 | 0.6 | SWFS004
COM-FOODSERV-FS-40.2 | Com ¦ Standard Griddle - Gas ¦ PG&E ¦ All | Com ¦ Standard Griddle - Gas | PG&E ¦ All | PG&E | All | Electric & Gas | Standard, Commercial Griddle, Gas | Average Existing and Code | 0 | Conventional | FoodServ | Com - Grocery | Com | ROB and NEW | 0 | 1000 sqft2 of floor space | Griddle | 12 | DEER:Indoor_Non-CFL_Ltg | 0 | 0 | 417.0125 | SWFS004-01 | 1211 | 2017 | 0 | 0 | 2017 | 0 | 0 | SWFS004-01 | Gas Griddles ¦ PG&E ¦ All | Gas Griddles | 0.019587 | 1 | 0.81 | CBSA 2019 | -1146.5479 | 2012 | 0.6 | SWFS004
COM-FOODSERV-FS-40.3 | Com ¦ Standard Griddle - Gas ¦ PG&E ¦ All | Com ¦ Standard Griddle - Gas | PG&E ¦ All | PG&E | All | Electric & Gas | Standard, Commercial Griddle, Gas | Average Existing and Code | 0 | Conventional | FoodServ | Com - Health | Com | ROB and NEW | 0 | 1000 sqft2 of floor space | Griddle | 12 | DEER:Indoor_Non-CFL_Ltg | 0 | 0 | 417.0125 | SWFS004-01 | 1211 | 2017 | 0 | 0 | 2017 | 0 | 0 | SWFS004-01 | Gas Griddles ¦ PG&E ¦ All | Gas Griddles | 0.0051913 | 1 | 0.81 | CBSA 2019 | -1351.5852 | 2012 | 0.6 | SWFS004
COM-FOODSERV-FS-40.4 | Com ¦ Standard Griddle - Gas ¦ PG&E ¦ All | Com ¦ Standard Griddle - Gas | PG&E ¦ All | PG&E | All | Electric & Gas | Standard, Commercial Griddle, Gas | Average Existing and Code | 0 | Conventional | FoodServ | Com - Lodging | Com | ROB and NEW | 0 | 1000 sqft2 of floor space | Griddle | 12 | DEER:Indoor_Non-CFL_Ltg | 0 | 0 | 417.0125 | SWFS004-01 | 1211 | 2017 | 0 | 0 | 2017 | 0 | 0 | SWFS004-01 | Gas Griddles ¦ PG&E ¦ All | Gas Griddles | 0.0071845 | 1 | 0.81 | CBSA 2019 | -3113.7243 | 2012 | 0.6 | SWFS004
COM-FOODSERV-FS-40.5 | Com ¦ Standard Griddle - Gas ¦ PG&E ¦ All | Com ¦ Standard Griddle - Gas | PG&E ¦ All | PG&E | All | Electric & Gas | Standard, Commercial Griddle, Gas | Average Existing and Code | 0 | Conventional | FoodServ | Com - Other | Com | ROB and NEW | 0 | 1000 sqft2 of floor space | Griddle | 12 | DEER:Indoor_Non-CFL_Ltg | 0 | 0 | 417.0125 | SWFS004-01 | 1211 | 2017 | 0 | 0 | 2017 | 0 | 0 | SWFS004-01 | Gas Griddles ¦ PG&E ¦ All | Gas Griddles | 0.017678 | 1 | 0.81 | CBSA 2019 | -1021.7198 | 2012 | 0.6 | SWFS004
COM-FOODSERV-FS-40.6 | Com ¦ Standard Griddle - Gas ¦ PG&E ¦ All | Com ¦ Standard Griddle - Gas | PG&E ¦ All | PG&E | All | Electric & Gas | Standard, Commercial Griddle, Gas | Average Existing and Code | 0 | Conventional | FoodServ | Com - Restaurant | Com | ROB and NEW | 0 | 1000 sqft2 of floor space | Griddle | 12 | DEER:Indoor_Non-CFL_Ltg | 0 | 0 | 417.0125 | SWFS004-01 | 1211 | 2017 | 0 | 0 | 2017 | 0 | 0 | SWFS004-01 | Gas Griddles ¦ PG&E ¦ All | Gas Griddles | 0.26236 | 1 | 0.81 | CBSA 2019 | -111.7153 | 2012 | 0.6 | SWFS004
COM-FOODSERV-FS-40.7 | Com ¦ Standard Griddle - Gas ¦ PG&E ¦ All | Com ¦ Standard Griddle - Gas | PG&E ¦ All | PG&E | All | Electric & Gas | Standard, Commercial Griddle, Gas | Average Existing and Code | 0 | Conventional | FoodServ | Com - School | Com | ROB and NEW | 0 | 1000 sqft2 of floor space | Griddle | 12 | DEER:Indoor_Non-CFL_Ltg | 0 | 0 | 417.0125 | SWFS004-01 | 1211 | 2017 | 0 | 0 | 2017 | 0 | 0 | SWFS004-01 | Gas Griddles ¦ PG&E ¦ All | Gas Griddles | 0.0019006 | 1 | 0.81 | CBSA 2019 | -547.7738 | 2012 | 0.6 | SWFS004
COM-FOODSERV-FS-40.8 | Com ¦ Standard Griddle - Gas ¦ SCG ¦ All | Com ¦ Standard Griddle - Gas | SCG ¦ All | SCG | All | Electric & Gas | Standard, Commercial Griddle, Gas | Average Existing and Code | 0 | Conventional | FoodServ | Com - College | Com | ROB and NEW | 0 | 1000 sqft2 of floor space | Griddle | 12 | DEER:Indoor_Non-CFL_Ltg | 0 | 0 | 417.0125 | SWFS004-01 | 1211 | 2017 | 0 | 0 | 2017 | 0 | 0 | SWFS004-01 | Gas Griddles ¦ SCG ¦ All | Gas Griddles | 0.0027623 | 1 | 0.81 | CBSA 2019 | -377.5797 | 2012 | 0.6 | SWFS004
COM-FOODSERV-FS-40.9 | Com ¦ Standard Griddle - Gas ¦ SCG ¦ All | Com ¦ Standard Griddle - Gas | SCG ¦ All | SCG | All | Electric & Gas | Standard, Commercial Griddle, Gas | Average Existing and Code | 0 | Conventional | FoodServ | Com - Grocery | Com | ROB and NEW | 0 | 1000 sqft2 of floor space | Griddle | 12 | DEER:Indoor_Non-CFL_Ltg | 0 | 0 | 417.0125 | SWFS004-01 | 1211 | 2017 | 0 | 0 | 2017 | 0 | 0 | SWFS004-01 | Gas Griddles ¦ SCG ¦ All | Gas Griddles | 0.019587 | 1 | 0.81 | CBSA 2019 | -1146.5479 | 2012 | 0.6 | SWFS004
COM-FOODSERV-FS-40.10 | Com ¦ Standard Griddle - Gas ¦ SCG ¦ All | Com ¦ Standard Griddle - Gas | SCG ¦ All | SCG | All | Electric & Gas | Standard, Commercial Griddle, Gas | Average Existing and Code | 0 | Conventional | FoodServ | Com - Health | Com | ROB and NEW | 0 | 1000 sqft2 of floor space | Griddle | 12 | DEER:Indoor_Non-CFL_Ltg | 0 | 0 | 417.0125 | SWFS004-01 | 1211 | 2017 | 0 | 0 | 2017 | 0 | 0 | SWFS004-01 | Gas Griddles ¦ SCG ¦ All | Gas Griddles | 0.0051913 | 1 | 0.81 | CBSA 2019 | -1351.5852 | 2012 | 0.6 | SWFS004
COM-FOODSERV-FS-40.11 | Com ¦ Standard Griddle - Gas ¦ SCG ¦ All | Com ¦ Standard Griddle - Gas | SCG ¦ All | SCG | All | Electric & Gas | Standard, Commercial Griddle, Gas | Average Existing and Code | 0 | Conventional | FoodServ | Com - Lodging | Com | ROB and NEW | 0 | 1000 sqft2 of floor space | Griddle | 12 | DEER:Indoor_Non-CFL_Ltg | 0 | 0 | 417.0125 | SWFS004-01 | 1211 | 2017 | 0 | 0 | 2017 | 0 | 0 | SWFS004-01 | Gas Griddles ¦ SCG ¦ All | Gas Griddles | 0.0071845 | 1 | 0.81 | CBSA 2019 | -3113.7243 | 2012 | 0.6 | SWFS004
COM-FOODSERV-FS-40.12 | Com ¦ Standard Griddle - Gas ¦ SCG ¦ All | Com ¦ Standard Griddle - Gas | SCG ¦ All | SCG | All | Electric & Gas | Standard, Commercial Griddle, Gas | Average Existing and Code | 0 | Conventional | FoodServ | Com - Other | Com | ROB and NEW | 0 | 1000 sqft2 of floor space | Griddle | 12 | DEER:Indoor_Non-CFL_Ltg | 0 | 0 | 417.0125 | SWFS004-01 | 1211 | 2017 | 0 | 0 | 2017 | 0 | 0 | SWFS004-01 | Gas Griddles ¦ SCG ¦ All | Gas Griddles | 0.017678 | 1 | 0.81 | CBSA 2019 | -1021.7198 | 2012 | 0.6 | SWFS004
COM-FOODSERV-FS-40.13 | Com ¦ Standard Griddle - Gas ¦ SCG ¦ All | Com ¦ Standard Griddle - Gas | SCG ¦ All | SCG | All | Electric & Gas | Standard, Commercial Griddle, Gas | Average Existing and Code | 0 | Conventional | FoodServ | Com - Restaurant | Com | ROB and NEW | 0 | 1000 sqft2 of floor space | Griddle | 12 | DEER:Indoor_Non-CFL_Ltg | 0 | 0 | 417.0125 | SWFS004-01 | 1211 | 2017 | 0 | 0 | 2017 | 0 | 0 | SWFS004-01 | Gas Griddles ¦ SCG ¦ All | Gas Griddles | 0.26236 | 1 | 0.81 | CBSA 2019 | -111.7153 | 2012 | 0.6 | SWFS004
COM-FOODSERV-FS-40.14 | Com ¦ Standard Griddle - Gas ¦ SCG ¦ All | Com ¦ Standard Griddle - Gas | SCG ¦ All | SCG | All | Electric & Gas | Standard, Commercial Griddle, Gas | Average Existing and Code | 0 | Conventional | FoodServ | Com - School | Com | ROB and NEW | 0 | 1000 sqft2 of floor space | Griddle | 12 | DEER:Indoor_Non-CFL_Ltg | 0 | 0 | 417.0125 | SWFS004-01 | 1211 | 2017 | 0 | 0 | 2017 | 0 | 0 | SWFS004-01 | Gas Griddles ¦ SCG ¦ All | Gas Griddles | 0.0019006 | 1 | 0.81 | CBSA 2019 | -547.7738 | 2012 | 0.6 | SWFS004
COM-FOODSERV-FS-40.15 | Com ¦ Standard Griddle - Gas ¦ SDG&E ¦ All | Com ¦ Standard Griddle - Gas | SDG&E ¦ All | SDG&E | All | Electric & Gas | Standard, Commercial Griddle, Gas | Average Existing and Code | 0 | Conventional | FoodServ | Com - College | Com | ROB and NEW | 0 | 1000 sqft2 of floor space | Griddle | 12 | DEER:Indoor_Non-CFL_Ltg | 0 | 0 | 417.0125 | SWFS004-01 | 1211 | 2017 | 0 | 0 | 2017 | 0 | 0 | SWFS004-01 | Gas Griddles ¦ SDG&E ¦ All | Gas Griddles | 0.0027623 | 1 | 0.81 | CBSA 2019 | -377.5797 | 2012 | 0.6 | SWFS004
COM-FOODSERV-FS-40.16 | Com ¦ Standard Griddle - Gas ¦ SDG&E ¦ All | Com ¦ Standard Griddle - Gas | SDG&E ¦ All | SDG&E | All | Electric & Gas | Standard, Commercial Griddle, Gas | Average Existing and Code | 0 | Conventional | FoodServ | Com - Grocery | Com | ROB and NEW | 0 | 1000 sqft2 of floor space | Griddle | 12 | DEER:Indoor_Non-CFL_Ltg | 0 | 0 | 417.0125 | SWFS004-01 | 1211 | 2017 | 0 | 0 | 2017 | 0 | 0 | SWFS004-01 | Gas Griddles ¦ SDG&E ¦ All | Gas Griddles | 0.019587 | 1 | 0.81 | CBSA 2019 | -1146.5479 | 2012 | 0.6 | SWFS004
COM-FOODSERV-FS-40.17 | Com ¦ Standard Griddle - Gas ¦ SDG&E ¦ All | Com ¦ Standard Griddle - Gas | SDG&E ¦ All | SDG&E | All | Electric & Gas | Standard, Commercial Griddle, Gas | Average Existing and Code | 0 | Conventional | FoodServ | Com - Health | Com | ROB and NEW | 0 | 1000 sqft2 of floor space | Griddle | 12 | DEER:Indoor_Non-CFL_Ltg | 0 | 0 | 417.0125 | SWFS004-01 | 1211 | 2017 | 0 | 0 | 2017 | 0 | 0 | SWFS004-01 | Gas Griddles ¦ SDG&E ¦ All | Gas Griddles | 0.0051913 | 1 | 0.81 | CBSA 2019 | -1351.5852 | 2012 | 0.6 | SWFS004
COM-FOODSERV-FS-40.18 | Com ¦ Standard Griddle - Gas ¦ SDG&E ¦ All | Com ¦ Standard Griddle - Gas | SDG&E ¦ All | SDG&E | All | Electric & Gas | Standard, Commercial Griddle, Gas | Average Existing and Code | 0 | Conventional | FoodServ | Com - Lodging | Com | ROB and NEW | 0 | 1000 sqft2 of floor space | Griddle | 12 | DEER:Indoor_Non-CFL_Ltg | 0 | 0 | 417.0125 | SWFS004-01 | 1211 | 2017 | 0 | 0 | 2017 | 0 | 0 | SWFS004-01 | Gas Griddles ¦ SDG&E ¦ All | Gas Griddles | 0.0071845 | 1 | 0.81 | CBSA 2019 | -3113.7243 | 2012 | 0.6 | SWFS004
COM-FOODSERV-FS-40.19 | Com ¦ Standard Griddle - Gas ¦ SDG&E ¦ All | Com ¦ Standard Griddle - Gas | SDG&E ¦ All | SDG&E | All | Electric & Gas | Standard, Commercial Griddle, Gas | Average Existing and Code | 0 | Conventional | FoodServ | Com - Other | Com | ROB and NEW | 0 | 1000 sqft2 of floor space | Griddle | 12 | DEER:Indoor_Non-CFL_Ltg | 0 | 0 | 417.0125 | SWFS004-01 | 1211 | 2017 | 0 | 0 | 2017 | 0 | 0 | SWFS004-01 | Gas Griddles ¦ SDG&E ¦ All | Gas Griddles | 0.017678 | 1 | 0.81 | CBSA 2019 | -1021.7198 | 2012 | 0.6 | SWFS004
COM-FOODSERV-FS-40.20 | Com ¦ Standard Griddle - Gas ¦ SDG&E ¦ All | Com ¦ Standard Griddle - Gas | SDG&E ¦ All | SDG&E | All | Electric & Gas | Standard, Commercial Griddle, Gas | Average Existing and Code | 0 | Conventional | FoodServ | Com - Restaurant | Com | ROB and NEW | 0 | 1000 sqft2 of floor space | Griddle | 12 | DEER:Indoor_Non-CFL_Ltg | 0 | 0 | 417.0125 | SWFS004-01 | 1211 | 2017 | 0 | 0 | 2017 | 0 | 0 | SWFS004-01 | Gas Griddles ¦ SDG&E ¦ All | Gas Griddles | 0.26236 | 1 | 0.81 | CBSA 2019 | -111.7153 | 2012 | 0.6 | SWFS004
COM-FOODSERV-FS-40.21 | Com ¦ Standard Griddle - Gas ¦ SDG&E ¦ All | Com ¦ Standard Griddle - Gas | SDG&E ¦ All | SDG&E | All | Electric & Gas | Standard, Commercial Griddle, Gas | Average Existing and Code | 0 | Conventional | FoodServ | Com - School | Com | ROB and NEW | 0 | 1000 sqft2 of floor space | Griddle | 12 | DEER:Indoor_Non-CFL_Ltg | 0 | 0 | 417.0125 | SWFS004-01 | 1211 | 2017 | 0 | 0 | 2017 | 0 | 0 | SWFS004-01 | Gas Griddles ¦ SDG&E ¦ All | Gas Griddles | 0.0019006 | 1 | 0.81 | CBSA 2019 | -547.7738 | 2012 | 0.6 | SWFS004
COM-FOODSERV-FS-41.1 | Com ¦ ENERGY STAR Griddle - Gas ¦ PG&E ¦ All | Com ¦ ENERGY STAR Griddle - Gas | PG&E ¦ All | PG&E | All | Electric & Gas | Efficient, Commercial Griddle, Gas | Efficient | 0 | Conventional | FoodServ | Com - College | Com | ROB and NEW | 0 | 1000 sqft2 of floor space | Griddle | 12 | DEER:Indoor_Non-CFL_Ltg | 0 | 0 | 290.583 | SWFS004-01 | 1660 | 2017 | 0 | 0 | 2017 | 0 | 0 | SWFS004-01 | Gas Griddles ¦ PG&E ¦ All | Gas Griddles | 0.0027623 | 1 | 0.19 | CBSA 2019 | -263.1054 | 2012 | 0.6 | SWFS004
COM-FOODSERV-FS-41.2 | Com ¦ ENERGY STAR Griddle - Gas ¦ PG&E ¦ All | Com ¦ ENERGY STAR Griddle - Gas | PG&E ¦ All | PG&E | All | Electric & Gas | Efficient, Commercial Griddle, Gas | Efficient | 0 | Conventional | FoodServ | Com - Grocery | Com | ROB and NEW | 0 | 1000 sqft2 of floor space | Griddle | 12 | DEER:Indoor_Non-CFL_Ltg | 0 | 0 | 290.583 | SWFS004-01 | 1660 | 2017 | 0 | 0 | 2017 | 0 | 0 | SWFS004-01 | Gas Griddles ¦ PG&E ¦ All | Gas Griddles | 0.019587 | 1 | 0.19 | CBSA 2019 | -798.9384 | 2012 | 0.6 | SWFS004
COM-FOODSERV-FS-41.3 | Com ¦ ENERGY STAR Griddle - Gas ¦ PG&E ¦ All | Com ¦ ENERGY STAR Griddle - Gas | PG&E ¦ All | PG&E | All | Electric & Gas | Efficient, Commercial Griddle, Gas | Efficient | 0 | Conventional | FoodServ | Com - Health | Com | ROB and NEW | 0 | 1000 sqft2 of floor space | Griddle | 12 | DEER:Indoor_Non-CFL_Ltg | 0 | 0 | 290.583 | SWFS004-01 | 1660 | 2017 | 0 | 0 | 2017 | 0 | 0 | SWFS004-01 | Gas Griddles ¦ PG&E ¦ All | Gas Griddles | 0.0051913 | 1 | 0.19 | CBSA 2019 | -941.8127 | 2012 | 0.6 | SWFS004
COM-FOODSERV-FS-41.4 | Com ¦ ENERGY STAR Griddle - Gas ¦ PG&E ¦ All | Com ¦ ENERGY STAR Griddle - Gas | PG&E ¦ All | PG&E | All | Electric & Gas | Efficient, Commercial Griddle, Gas | Efficient | 0 | Conventional | FoodServ | Com - Lodging | Com | ROB and NEW | 0 | 1000 sqft2 of floor space | Griddle | 12 | DEER:Indoor_Non-CFL_Ltg | 0 | 0 | 290.583 | SWFS004-01 | 1660 | 2017 | 0 | 0 | 2017 | 0 | 0 | SWFS004-01 | Gas Griddles ¦ PG&E ¦ All | Gas Griddles | 0.0071845 | 1 | 0.19 | CBSA 2019 | -2169.708 | 2012 | 0.6 | SWFS004
COM-FOODSERV-FS-41.5 | Com ¦ ENERGY STAR Griddle - Gas ¦ PG&E ¦ All | Com ¦ ENERGY STAR Griddle - Gas | PG&E ¦ All | PG&E | All | Electric & Gas | Efficient, Commercial Griddle, Gas | Efficient | 0 | Conventional | FoodServ | Com - Other | Com | ROB and NEW | 0 | 1000 sqft2 of floor space | Griddle | 12 | DEER:Indoor_Non-CFL_Ltg | 0 | 0 | 290.583 | SWFS004-01 | 1660 | 2017 | 0 | 0 | 2017 | 0 | 0 | SWFS004-01 | Gas Griddles ¦ PG&E ¦ All | Gas Griddles | 0.017678 | 1 | 0.19 | CBSA 2019 | -711.9556 | 2012 | 0.6 | SWFS004
COM-FOODSERV-FS-41.6 | Com ¦ ENERGY STAR Griddle - Gas ¦ PG&E ¦ All | Com ¦ ENERGY STAR Griddle - Gas | PG&E ¦ All | PG&E | All | Electric & Gas | Efficient, Commercial Griddle, Gas | Efficient | 0 | Conventional | FoodServ | Com - Restaurant | Com | ROB and NEW | 0 | 1000 sqft2 of floor space | Griddle | 12 | DEER:Indoor_Non-CFL_Ltg | 0 | 0 | 290.583 | SWFS004-01 | 1660 | 2017 | 0 | 0 | 2017 | 0 | 0 | SWFS004-01 | Gas Griddles ¦ PG&E ¦ All | Gas Griddles | 0.26236 | 1 | 0.19 | CBSA 2019 | -77.8456 | 2012 | 0.6 | SWFS004
COM-FOODSERV-FS-41.7 | Com ¦ ENERGY STAR Griddle - Gas ¦ PG&E ¦ All | Com ¦ ENERGY STAR Griddle - Gas | PG&E ¦ All | PG&E | All | Electric & Gas | Efficient, Commercial Griddle, Gas | Efficient | 0 | Conventional | FoodServ | Com - School | Com | ROB and NEW | 0 | 1000 sqft2 of floor space | Griddle | 12 | DEER:Indoor_Non-CFL_Ltg | 0 | 0 | 290.583 | SWFS004-01 | 1660 | 2017 | 0 | 0 | 2017 | 0 | 0 | SWFS004-01 | Gas Griddles ¦ PG&E ¦ All | Gas Griddles | 0.0019006 | 1 | 0.19 | CBSA 2019 | -381.7002 | 2012 | 0.6 | SWFS004
COM-FOODSERV-FS-41.8 | Com ¦ ENERGY STAR Griddle - Gas ¦ SCG ¦ All | Com ¦ ENERGY STAR Griddle - Gas | SCG ¦ All | SCG | All | Electric & Gas | Efficient, Commercial Griddle, Gas | Efficient | 0 | Conventional | FoodServ | Com - College | Com | ROB and NEW | 0 | 1000 sqft2 of floor space | Griddle | 12 | DEER:Indoor_Non-CFL_Ltg | 0 | 0 | 290.583 | SWFS004-01 | 1660 | 2017 | 0 | 0 | 2017 | 0 | 0 | SWFS004-01 | Gas Griddles ¦ SCG ¦ All | Gas Griddles | 0.0027623 | 1 | 0.19 | CBSA 2019 | -263.1054 | 2012 | 0.6 | SWFS004
COM-FOODSERV-FS-41.9 | Com ¦ ENERGY STAR Griddle - Gas ¦ SCG ¦ All | Com ¦ ENERGY STAR Griddle - Gas | SCG ¦ All | SCG | All | Electric & Gas | Efficient, Commercial Griddle, Gas | Efficient | 0 | Conventional | FoodServ | Com - Grocery | Com | ROB and NEW | 0 | 1000 sqft2 of floor space | Griddle | 12 | DEER:Indoor_Non-CFL_Ltg | 0 | 0 | 290.583 | SWFS004-01 | 1660 | 2017 | 0 | 0 | 2017 | 0 | 0 | SWFS004-01 | Gas Griddles ¦ SCG ¦ All | Gas Griddles | 0.019587 | 1 | 0.19 | CBSA 2019 | -798.9384 | 2012 | 0.6 | SWFS004
COM-FOODSERV-FS-41.10 | Com ¦ ENERGY STAR Griddle - Gas ¦ SCG ¦ All | Com ¦ ENERGY STAR Griddle - Gas | SCG ¦ All | SCG | All | Electric & Gas | Efficient, Commercial Griddle, Gas | Efficient | 0 | Conventional | FoodServ | Com - Health | Com | ROB and NEW | 0 | 1000 sqft2 of floor space | Griddle | 12 | DEER:Indoor_Non-CFL_Ltg | 0 | 0 | 290.583 | SWFS004-01 | 1660 | 2017 | 0 | 0 | 2017 | 0 | 0 | SWFS004-01 | Gas Griddles ¦ SCG ¦ All | Gas Griddles | 0.0051913 | 1 | 0.19 | CBSA 2019 | -941.8127 | 2012 | 0.6 | SWFS004
COM-FOODSERV-FS-41.11 | Com ¦ ENERGY STAR Griddle - Gas ¦ SCG ¦ All | Com ¦ ENERGY STAR Griddle - Gas | SCG ¦ All | SCG | All | Electric & Gas | Efficient, Commercial Griddle, Gas | Efficient | 0 | Conventional | FoodServ | Com - Lodging | Com | ROB and NEW | 0 | 1000 sqft2 of floor space | Griddle | 12 | DEER:Indoor_Non-CFL_Ltg | 0 | 0 | 290.583 | SWFS004-01 | 1660 | 2017 | 0 | 0 | 2017 | 0 | 0 | SWFS004-01 | Gas Griddles ¦ SCG ¦ All | Gas Griddles | 0.0071845 | 1 | 0.19 | CBSA 2019 | -2169.708 | 2012 | 0.6 | SWFS004
COM-FOODSERV-FS-41.12 | Com ¦ ENERGY STAR Griddle - Gas ¦ SCG ¦ All | Com ¦ ENERGY STAR Griddle - Gas | SCG ¦ All | SCG | All | Electric & Gas | Efficient, Commercial Griddle, Gas | Efficient | 0 | Conventional | FoodServ | Com - Other | Com | ROB and NEW | 0 | 1000 sqft2 of floor space | Griddle | 12 | DEER:Indoor_Non-CFL_Ltg | 0 | 0 | 290.583 | SWFS004-01 | 1660 | 2017 | 0 | 0 | 2017 | 0 | 0 | SWFS004-01 | Gas Griddles ¦ SCG ¦ All | Gas Griddles | 0.017678 | 1 | 0.19 | CBSA 2019 | -711.9556 | 2012 | 0.6 | SWFS004
COM-FOODSERV-FS-41.13 | Com ¦ ENERGY STAR Griddle - Gas ¦ SCG ¦ All | Com ¦ ENERGY STAR Griddle - Gas | SCG ¦ All | SCG | All | Electric & Gas | Efficient, Commercial Griddle, Gas | Efficient | 0 | Conventional | FoodServ | Com - Restaurant | Com | ROB and NEW | 0 | 1000 sqft2 of floor space | Griddle | 12 | DEER:Indoor_Non-CFL_Ltg | 0 | 0 | 290.583 | SWFS004-01 | 1660 | 2017 | 0 | 0 | 2017 | 0 | 0 | SWFS004-01 | Gas Griddles ¦ SCG ¦ All | Gas Griddles | 0.26236 | 1 | 0.19 | CBSA 2019 | -77.8456 | 2012 | 0.6 | SWFS004
COM-FOODSERV-FS-41.14 | Com ¦ ENERGY STAR Griddle - Gas ¦ SCG ¦ All | Com ¦ ENERGY STAR Griddle - Gas | SCG ¦ All | SCG | All | Electric & Gas | Efficient, Commercial Griddle, Gas | Efficient | 0 | Conventional | FoodServ | Com - School | Com | ROB and NEW | 0 | 1000 sqft2 of floor space | Griddle | 12 | DEER:Indoor_Non-CFL_Ltg | 0 | 0 | 290.583 | SWFS004-01 | 1660 | 2017 | 0 | 0 | 2017 | 0 | 0 | SWFS004-01 | Gas Griddles ¦ SCG ¦ All | Gas Griddles | 0.0019006 | 1 | 0.19 | CBSA 2019 | -381.7002 | 2012 | 0.6 | SWFS004
COM-FOODSERV-FS-41.15 | Com ¦ ENERGY STAR Griddle - Gas ¦ SDG&E ¦ All | Com ¦ ENERGY STAR Griddle - Gas | SDG&E ¦ All | SDG&E | All | Electric & Gas | Efficient, Commercial Griddle, Gas | Efficient | 0 | Conventional | FoodServ | Com - College | Com | ROB and NEW | 0 | 1000 sqft2 of floor space | Griddle | 12 | DEER:Indoor_Non-CFL_Ltg | 0 | 0 | 290.583 | SWFS004-01 | 1660 | 2017 | 0 | 0 | 2017 | 0 | 0 | SWFS004-01 | Gas Griddles ¦ SDG&E ¦ All | Gas Griddles | 0.0027623 | 1 | 0.19 | CBSA 2019 | -263.1054 | 2012 | 0.6 | SWFS004
COM-FOODSERV-FS-41.16 | Com ¦ ENERGY STAR Griddle - Gas ¦ SDG&E ¦ All | Com ¦ ENERGY STAR Griddle - Gas | SDG&E ¦ All | SDG&E | All | Electric & Gas | Efficient, Commercial Griddle, Gas | Efficient | 0 | Conventional | FoodServ | Com - Grocery | Com | ROB and NEW | 0 | 1000 sqft2 of floor space | Griddle | 12 | DEER:Indoor_Non-CFL_Ltg | 0 | 0 | 290.583 | SWFS004-01 | 1660 | 2017 | 0 | 0 | 2017 | 0 | 0 | SWFS004-01 | Gas Griddles ¦ SDG&E ¦ All | Gas Griddles | 0.019587 | 1 | 0.19 | CBSA 2019 | -798.9384 | 2012 | 0.6 | SWFS004
COM-FOODSERV-FS-41.17 | Com ¦ ENERGY STAR Griddle - Gas ¦ SDG&E ¦ All | Com ¦ ENERGY STAR Griddle - Gas | SDG&E ¦ All | SDG&E | All | Electric & Gas | Efficient, Commercial Griddle, Gas | Efficient | 0 | Conventional | FoodServ | Com - Health | Com | ROB and NEW | 0 | 1000 sqft2 of floor space | Griddle | 12 | DEER:Indoor_Non-CFL_Ltg | 0 | 0 | 290.583 | SWFS004-01 | 1660 | 2017 | 0 | 0 | 2017 | 0 | 0 | SWFS004-01 | Gas Griddles ¦ SDG&E ¦ All | Gas Griddles | 0.0051913 | 1 | 0.19 | CBSA 2019 | -941.8127 | 2012 | 0.6 | SWFS004
COM-FOODSERV-FS-41.18 | Com ¦ ENERGY STAR Griddle - Gas ¦ SDG&E ¦ All | Com ¦ ENERGY STAR Griddle - Gas | SDG&E ¦ All | SDG&E | All | Electric & Gas | Efficient, Commercial Griddle, Gas | Efficient | 0 | Conventional | FoodServ | Com - Lodging | Com | ROB and NEW | 0 | 1000 sqft2 of floor space | Griddle | 12 | DEER:Indoor_Non-CFL_Ltg | 0 | 0 | 290.583 | SWFS004-01 | 1660 | 2017 | 0 | 0 | 2017 | 0 | 0 | SWFS004-01 | Gas Griddles ¦ SDG&E ¦ All | Gas Griddles | 0.0071845 | 1 | 0.19 | CBSA 2019 | -2169.708 | 2012 | 0.6 | SWFS004
COM-FOODSERV-FS-41.19 | Com ¦ ENERGY STAR Griddle - Gas ¦ SDG&E ¦ All | Com ¦ ENERGY STAR Griddle - Gas | SDG&E ¦ All | SDG&E | All | Electric & Gas | Efficient, Commercial Griddle, Gas | Efficient | 0 | Conventional | FoodServ | Com - Other | Com | ROB and NEW | 0 | 1000 sqft2 of floor space | Griddle | 12 | DEER:Indoor_Non-CFL_Ltg | 0 | 0 | 290.583 | SWFS004-01 | 1660 | 2017 | 0 | 0 | 2017 | 0 | 0 | SWFS004-01 | Gas Griddles ¦ SDG&E ¦ All | Gas Griddles | 0.017678 | 1 | 0.19 | CBSA 2019 | -711.9556 | 2012 | 0.6 | SWFS004
COM-FOODSERV-FS-41.20 | Com ¦ ENERGY STAR Griddle - Gas ¦ SDG&E ¦ All | Com ¦ ENERGY STAR Griddle - Gas | SDG&E ¦ All | SDG&E | All | Electric & Gas | Efficient, Commercial Griddle, Gas | Efficient | 0 | Conventional | FoodServ | Com - Restaurant | Com | ROB and NEW | 0 | 1000 sqft2 of floor space | Griddle | 12 | DEER:Indoor_Non-CFL_Ltg | 0 | 0 | 290.583 | SWFS004-01 | 1660 | 2017 | 0 | 0 | 2017 | 0 | 0 | SWFS004-01 | Gas Griddles ¦ SDG&E ¦ All | Gas Griddles | 0.26236 | 1 | 0.19 | CBSA 2019 | -77.8456 | 2012 | 0.6 | SWFS004
COM-FOODSERV-FS-41.21 | Com ¦ ENERGY STAR Griddle - Gas ¦ SDG&E ¦ All | Com ¦ ENERGY STAR Griddle - Gas | SDG&E ¦ All | SDG&E | All | Electric & Gas | Efficient, Commercial Griddle, Gas | Efficient | 0 | Conventional | FoodServ | Com - School | Com | ROB and NEW | 0 | 1000 sqft2 of floor space | Griddle | 12 | DEER:Indoor_Non-CFL_Ltg | 0 | 0 | 290.583 | SWFS004-01 | 1660 | 2017 | 0 | 0 | 2017 | 0 | 0 | SWFS004-01 | Gas Griddles ¦ SDG&E ¦ All | Gas Griddles | 0.0019006 | 1 | 0.19 | CBSA 2019 | -381.7002 | 2012 | 0.6 | SWFS004
COM-FOODSERV-FS-42.1 | Com ¦ ENERGY STAR Griddle - Fuel Sub ¦ PG&E ¦ All | Com ¦ ENERGY STAR Griddle - Fuel Sub | PG&E ¦ All | PG&E | All | Electric & Gas | Efficient, Commercial Griddle, Electric | Efficient | 0 | Conventional | FoodServ | Com - College | Com | ROB Only | 1 | 1000 sqft2 of floor space | Griddle | 12 | DEER:Indoor_Non-CFL_Ltg | 4580.67 | 1.0458 | 0 | SWFS004 | 1296 | 2017 | 0 | 502.96 | 2017 | 0 | 0 | SWFS004 | Gas Griddles ¦ PG&E ¦ All | Gas Griddles | 0.0027623 | 1 | 0 | CBSA 2019 | -244.23 | 2012 | 1 | SWFS004
COM-FOODSERV-FS-42.2 | Com ¦ ENERGY STAR Griddle - Fuel Sub ¦ PG&E ¦ All | Com ¦ ENERGY STAR Griddle - Fuel Sub | PG&E ¦ All | PG&E | All | Electric & Gas | Efficient, Commercial Griddle, Electric | Efficient | 0 | Conventional | FoodServ | Com - Grocery | Com | ROB Only | 1 | 1000 sqft2 of floor space | Griddle | 12 | DEER:Indoor_Non-CFL_Ltg | 4580.67 | 1.0458 | 0 | SWFS004 | 1296 | 2017 | 0 | 502.96 | 2017 | 0 | 0 | SWFS004 | Gas Griddles ¦ PG&E ¦ All | Gas Griddles | 0.019587 | 1 | 0 | CBSA 2019 | -131.645 | 2012 | 1 | SWFS004
COM-FOODSERV-FS-42.3 | Com ¦ ENERGY STAR Griddle - Fuel Sub ¦ PG&E ¦ All | Com ¦ ENERGY STAR Griddle - Fuel Sub | PG&E ¦ All | PG&E | All | Electric & Gas | Efficient, Commercial Griddle, Electric | Efficient | 0 | Conventional | FoodServ | Com - Health | Com | ROB Only | 1 | 1000 sqft2 of floor space | Griddle | 12 | DEER:Indoor_Non-CFL_Ltg | 4580.67 | 1.0458 | 0 | SWFS004 | 1296 | 2017 | 0 | 502.96 | 2017 | 0 | 0 | SWFS004 | Gas Griddles ¦ PG&E ¦ All | Gas Griddles | 0.0051913 | 1 | 0 | CBSA 2019 | -93.1862 | 2012 | 1 | SWFS004
COM-FOODSERV-FS-42.4 | Com ¦ ENERGY STAR Griddle - Fuel Sub ¦ PG&E ¦ All | Com ¦ ENERGY STAR Griddle - Fuel Sub | PG&E ¦ All | PG&E | All | Electric & Gas | Efficient, Commercial Griddle, Electric | Efficient | 0 | Conventional | FoodServ | Com - Lodging | Com | ROB Only | 1 | 1000 sqft2 of floor space | Griddle | 12 | DEER:Indoor_Non-CFL_Ltg | 4580.67 | 1.0458 | 0 | SWFS004 | 1296 | 2017 | 0 | 502.96 | 2017 | 0 | 0 | SWFS004 | Gas Griddles ¦ PG&E ¦ All | Gas Griddles | 0.0071845 | 1 | 0 | CBSA 2019 | -246.8312 | 2012 | 1 | SWFS004
COM-FOODSERV-FS-42.5 | Com ¦ ENERGY STAR Griddle - Fuel Sub ¦ PG&E ¦ All | Com ¦ ENERGY STAR Griddle - Fuel Sub | PG&E ¦ All | PG&E | All | Electric & Gas | Efficient, Commercial Griddle, Electric | Efficient | 0 | Conventional | FoodServ | Com - Other | Com | ROB Only | 1 | 1000 sqft2 of floor space | Griddle | 12 | DEER:Indoor_Non-CFL_Ltg | 4580.67 | 1.0458 | 0 | SWFS004 | 1296 | 2017 | 0 | 502.96 | 2017 | 0 | 0 | SWFS004 | Gas Griddles ¦ PG&E ¦ All | Gas Griddles | 0.017678 | 1 | 0 | CBSA 2019 | -263.3114 | 2012 | 1 | SWFS004
COM-FOODSERV-FS-42.6 | Com ¦ ENERGY STAR Griddle - Fuel Sub ¦ PG&E ¦ All | Com ¦ ENERGY STAR Griddle - Fuel Sub | PG&E ¦ All | PG&E | All | Electric & Gas | Efficient, Commercial Griddle, Electric | Efficient | 0 | Conventional | FoodServ | Com - Restaurant | Com | ROB Only | 1 | 1000 sqft2 of floor space | Griddle | 12 | DEER:Indoor_Non-CFL_Ltg | 4580.67 | 1.0458 | 0 | SWFS004 | 1296 | 2017 | 0 | 502.96 | 2017 | 0 | 0 | SWFS004 | Gas Griddles ¦ PG&E ¦ All | Gas Griddles | 0.26236 | 1 | 0 | CBSA 2019 | -97.6423 | 2012 | 1 | SWFS004
COM-FOODSERV-FS-42.7 | Com ¦ ENERGY STAR Griddle - Fuel Sub ¦ PG&E ¦ All | Com ¦ ENERGY STAR Griddle - Fuel Sub | PG&E ¦ All | PG&E | All | Electric & Gas | Efficient, Commercial Griddle, Electric | Efficient | 0 | Conventional | FoodServ | Com - School | Com | ROB Only | 1 | 1000 sqft2 of floor space | Griddle | 12 | DEER:Indoor_Non-CFL_Ltg | 4580.67 | 1.0458 | 0 | SWFS004 | 1296 | 2017 | 0 | 502.96 | 2017 | 0 | 0 | SWFS004 | Gas Griddles ¦ PG&E ¦ All | Gas Griddles | 0.0019006 | 1 | 0 | CBSA 2019 | -394.6975 | 2012 | 1 | SWFS004
COM-FOODSERV-FS-42.8 | Com ¦ ENERGY STAR Griddle - Fuel Sub ¦ SCG ¦ All | Com ¦ ENERGY STAR Griddle - Fuel Sub | SCG ¦ All | SCG | All | Electric & Gas | Efficient, Commercial Griddle, Electric | Efficient | 0 | Conventional | FoodServ | Com - College | Com | ROB Only | 1 | 1000 sqft2 of floor space | Griddle | 12 | DEER:Indoor_Non-CFL_Ltg | 4580.67 | 1.0458 | 0 | SWFS004 | 1296 | 2017 | 0 | 502.96 | 2017 | 0 | 0 | SWFS004 | Gas Griddles ¦ SCG ¦ All | Gas Griddles | 0.0027623 | 1 | 0 | CBSA 2019 | -244.23 | 2012 | 1 | SWFS004
COM-FOODSERV-FS-42.9 | Com ¦ ENERGY STAR Griddle - Fuel Sub ¦ SCG ¦ All | Com ¦ ENERGY STAR Griddle - Fuel Sub | SCG ¦ All | SCG | All | Electric & Gas | Efficient, Commercial Griddle, Electric | Efficient | 0 | Conventional | FoodServ | Com - Grocery | Com | ROB Only | 1 | 1000 sqft2 of floor space | Griddle | 12 | DEER:Indoor_Non-CFL_Ltg | 4580.67 | 1.0458 | 0 | SWFS004 | 1296 | 2017 | 0 | 502.96 | 2017 | 0 | 0 | SWFS004 | Gas Griddles ¦ SCG ¦ All | Gas Griddles | 0.019587 | 1 | 0 | CBSA 2019 | -131.645 | 2012 | 1 | SWFS004
COM-FOODSERV-FS-42.10 | Com ¦ ENERGY STAR Griddle - Fuel Sub ¦ SCG ¦ All | Com ¦ ENERGY STAR Griddle - Fuel Sub | SCG ¦ All | SCG | All | Electric & Gas | Efficient, Commercial Griddle, Electric | Efficient | 0 | Conventional | FoodServ | Com - Health | Com | ROB Only | 1 | 1000 sqft2 of floor space | Griddle | 12 | DEER:Indoor_Non-CFL_Ltg | 4580.67 | 1.0458 | 0 | SWFS004 | 1296 | 2017 | 0 | 502.96 | 2017 | 0 | 0 | SWFS004 | Gas Griddles ¦ SCG ¦ All | Gas Griddles | 0.0051913 | 1 | 0 | CBSA 2019 | -93.1862 | 2012 | 1 | SWFS004
COM-FOODSERV-FS-42.11 | Com ¦ ENERGY STAR Griddle - Fuel Sub ¦ SCG ¦ All | Com ¦ ENERGY STAR Griddle - Fuel Sub | SCG ¦ All | SCG | All | Electric & Gas | Efficient, Commercial Griddle, Electric | Efficient | 0 | Conventional | FoodServ | Com - Lodging | Com | ROB Only | 1 | 1000 sqft2 of floor space | Griddle | 12 | DEER:Indoor_Non-CFL_Ltg | 4580.67 | 1.0458 | 0 | SWFS004 | 1296 | 2017 | 0 | 502.96 | 2017 | 0 | 0 | SWFS004 | Gas Griddles ¦ SCG ¦ All | Gas Griddles | 0.0071845 | 1 | 0 | CBSA 2019 | -246.8312 | 2012 | 1 | SWFS004
COM-FOODSERV-FS-42.12 | Com ¦ ENERGY STAR Griddle - Fuel Sub ¦ SCG ¦ All | Com ¦ ENERGY STAR Griddle - Fuel Sub | SCG ¦ All | SCG | All | Electric & Gas | Efficient, Commercial Griddle, Electric | Efficient | 0 | Conventional | FoodServ | Com - Other | Com | ROB Only | 1 | 1000 sqft2 of floor space | Griddle | 12 | DEER:Indoor_Non-CFL_Ltg | 4580.67 | 1.0458 | 0 | SWFS004 | 1296 | 2017 | 0 | 502.96 | 2017 | 0 | 0 | SWFS004 | Gas Griddles ¦ SCG ¦ All | Gas Griddles | 0.017678 | 1 | 0 | CBSA 2019 | -263.3114 | 2012 | 1 | SWFS004
COM-FOODSERV-FS-42.13 | Com ¦ ENERGY STAR Griddle - Fuel Sub ¦ SCG ¦ All | Com ¦ ENERGY STAR Griddle - Fuel Sub | SCG ¦ All | SCG | All | Electric & Gas | Efficient, Commercial Griddle, Electric | Efficient | 0 | Conventional | FoodServ | Com - Restaurant | Com | ROB Only | 1 | 1000 sqft2 of floor space | Griddle | 12 | DEER:Indoor_Non-CFL_Ltg | 4580.67 | 1.0458 | 0 | SWFS004 | 1296 | 2017 | 0 | 502.96 | 2017 | 0 | 0 | SWFS004 | Gas Griddles ¦ SCG ¦ All | Gas Griddles | 0.26236 | 1 | 0 | CBSA 2019 | -97.6423 | 2012 | 1 | SWFS004
COM-FOODSERV-FS-42.14 | Com ¦ ENERGY STAR Griddle - Fuel Sub ¦ SCG ¦ All | Com ¦ ENERGY STAR Griddle - Fuel Sub | SCG ¦ All | SCG | All | Electric & Gas | Efficient, Commercial Griddle, Electric | Efficient | 0 | Conventional | FoodServ | Com - School | Com | ROB Only | 1 | 1000 sqft2 of floor space | Griddle | 12 | DEER:Indoor_Non-CFL_Ltg | 4580.67 | 1.0458 | 0 | SWFS004 | 1296 | 2017 | 0 | 502.96 | 2017 | 0 | 0 | SWFS004 | Gas Griddles ¦ SCG ¦ All | Gas Griddles | 0.0019006 | 1 | 0 | CBSA 2019 | -394.6975 | 2012 | 1 | SWFS004
COM-FOODSERV-FS-42.15 | Com ¦ ENERGY STAR Griddle - Fuel Sub ¦ SDG&E ¦ All | Com ¦ ENERGY STAR Griddle - Fuel Sub | SDG&E ¦ All | SDG&E | All | Electric & Gas | Efficient, Commercial Griddle, Electric | Efficient | 0 | Conventional | FoodServ | Com - College | Com | ROB Only | 1 | 1000 sqft2 of floor space | Griddle | 12 | DEER:Indoor_Non-CFL_Ltg | 4580.67 | 1.0458 | 0 | SWFS004 | 1296 | 2017 | 0 | 502.96 | 2017 | 0 | 0 | SWFS004 | Gas Griddles ¦ SDG&E ¦ All | Gas Griddles | 0.0027623 | 1 | 0 | CBSA 2019 | -244.23 | 2012 | 1 | SWFS004
COM-FOODSERV-FS-42.16 | Com ¦ ENERGY STAR Griddle - Fuel Sub ¦ SDG&E ¦ All | Com ¦ ENERGY STAR Griddle - Fuel Sub | SDG&E ¦ All | SDG&E | All | Electric & Gas | Efficient, Commercial Griddle, Electric | Efficient | 0 | Conventional | FoodServ | Com - Grocery | Com | ROB Only | 1 | 1000 sqft2 of floor space | Griddle | 12 | DEER:Indoor_Non-CFL_Ltg | 4580.67 | 1.0458 | 0 | SWFS004 | 1296 | 2017 | 0 | 502.96 | 2017 | 0 | 0 | SWFS004 | Gas Griddles ¦ SDG&E ¦ All | Gas Griddles | 0.019587 | 1 | 0 | CBSA 2019 | -131.645 | 2012 | 1 | SWFS004
COM-FOODSERV-FS-42.17 | Com ¦ ENERGY STAR Griddle - Fuel Sub ¦ SDG&E ¦ All | Com ¦ ENERGY STAR Griddle - Fuel Sub | SDG&E ¦ All | SDG&E | All | Electric & Gas | Efficient, Commercial Griddle, Electric | Efficient | 0 | Conventional | FoodServ | Com - Health | Com | ROB Only | 1 | 1000 sqft2 of floor space | Griddle | 12 | DEER:Indoor_Non-CFL_Ltg | 4580.67 | 1.0458 | 0 | SWFS004 | 1296 | 2017 | 0 | 502.96 | 2017 | 0 | 0 | SWFS004 | Gas Griddles ¦ SDG&E ¦ All | Gas Griddles | 0.0051913 | 1 | 0 | CBSA 2019 | -93.1862 | 2012 | 1 | SWFS004
COM-FOODSERV-FS-42.18 | Com ¦ ENERGY STAR Griddle - Fuel Sub ¦ SDG&E ¦ All | Com ¦ ENERGY STAR Griddle - Fuel Sub | SDG&E ¦ All | SDG&E | All | Electric & Gas | Efficient, Commercial Griddle, Electric | Efficient | 0 | Conventional | FoodServ | Com - Lodging | Com | ROB Only | 1 | 1000 sqft2 of floor space | Griddle | 12 | DEER:Indoor_Non-CFL_Ltg | 4580.67 | 1.0458 | 0 | SWFS004 | 1296 | 2017 | 0 | 502.96 | 2017 | 0 | 0 | SWFS004 | Gas Griddles ¦ SDG&E ¦ All | Gas Griddles | 0.0071845 | 1 | 0 | CBSA 2019 | -246.8312 | 2012 | 1 | SWFS004
COM-FOODSERV-FS-42.19 | Com ¦ ENERGY STAR Griddle - Fuel Sub ¦ SDG&E ¦ All | Com ¦ ENERGY STAR Griddle - Fuel Sub | SDG&E ¦ All | SDG&E | All | Electric & Gas | Efficient, Commercial Griddle, Electric | Efficient | 0 | Conventional | FoodServ | Com - Other | Com | ROB Only | 1 | 1000 sqft2 of floor space | Griddle | 12 | DEER:Indoor_Non-CFL_Ltg | 4580.67 | 1.0458 | 0 | SWFS004 | 1296 | 2017 | 0 | 502.96 | 2017 | 0 | 0 | SWFS004 | Gas Griddles ¦ SDG&E ¦ All | Gas Griddles | 0.017678 | 1 | 0 | CBSA 2019 | -263.3114 | 2012 | 1 | SWFS004
COM-FOODSERV-FS-42.20 | Com ¦ ENERGY STAR Griddle - Fuel Sub ¦ SDG&E ¦ All | Com ¦ ENERGY STAR Griddle - Fuel Sub | SDG&E ¦ All | SDG&E | All | Electric & Gas | Efficient, Commercial Griddle, Electric | Efficient | 0 | Conventional | FoodServ | Com - Restaurant | Com | ROB Only | 1 | 1000 sqft2 of floor space | Griddle | 12 | DEER:Indoor_Non-CFL_Ltg | 4580.67 | 1.0458 | 0 | SWFS004 | 1296 | 2017 | 0 | 502.96 | 2017 | 0 | 0 | SWFS004 | Gas Griddles ¦ SDG&E ¦ All | Gas Griddles | 0.26236 | 1 | 0 | CBSA 2019 | -97.6423 | 2012 | 1 | SWFS004
COM-FOODSERV-FS-42.21 | Com ¦ ENERGY STAR Griddle - Fuel Sub ¦ SDG&E ¦ All | Com ¦ ENERGY STAR Griddle - Fuel Sub | SDG&E ¦ All | SDG&E | All | Electric & Gas | Efficient, Commercial Griddle, Electric | Efficient | 0 | Conventional | FoodServ | Com - School | Com | ROB Only | 1 | 1000 sqft2 of floor space | Griddle | 12 | DEER:Indoor_Non-CFL_Ltg | 4580.67 | 1.0458 | 0 | SWFS004 | 1296 | 2017 | 0 | 502.96 | 2017 | 0 | 0 | SWFS004 | Gas Griddles ¦ SDG&E ¦ All | Gas Griddles | 0.0019006 | 1 | 0 | CBSA 2019 | -394.6975 | 2012 | 1 | SWFS004
COM-FOODSERV-FS-50.1 | Com ¦ Standard Combination Oven - Gas ¦ PG&E ¦ All | Com ¦ Standard Combination Oven - Gas | PG&E ¦ All | PG&E | All | Electric & Gas | Standard, Commercial Combination Oven, <15 Pan Models, Gas | Average Existing and Code | 0 | Conventional | FoodServ | Com - College | Com | ROB and NEW | 0 | 1000 sqft2 of floor space | Oven | 12 | DEER:Indoor_Non-CFL_Ltg | 172 | 0 | 1570 | SWFS003-02 | 12052.29 | 2021 | 0 | 0 | 2021 | 0 | 0 | SWFS003-02 | Gas Combination Ovens ¦ PG&E ¦ All | Gas Combination Ovens | 0.00010808 | 1 | 0.75 | CBSA 2019 | -1430.7109 | 2012 | 0.6 | SWFS003-02
COM-FOODSERV-FS-50.2 | Com ¦ Standard Combination Oven - Gas ¦ PG&E ¦ All | Com ¦ Standard Combination Oven - Gas | PG&E ¦ All | PG&E | All | Electric & Gas | Standard, Commercial Combination Oven, <15 Pan Models, Gas | Average Existing and Code | 0 | Conventional | FoodServ | Com - Grocery | Com | ROB and NEW | 0 | 1000 sqft2 of floor space | Oven | 12 | DEER:Indoor_Non-CFL_Ltg | 172 | 0 | 1570 | SWFS003-02 | 12052.29 | 2021 | 0 | 0 | 2021 | 0 | 0 | SWFS003-02 | Gas Combination Ovens ¦ PG&E ¦ All | Gas Combination Ovens | 0.00076639 | 1 | 0.75 | CBSA 2019 | -4321.5527 | 2012 | 0.6 | SWFS003-02
COM-FOODSERV-FS-50.3 | Com ¦ Standard Combination Oven - Gas ¦ PG&E ¦ All | Com ¦ Standard Combination Oven - Gas | PG&E ¦ All | PG&E | All | Electric & Gas | Standard, Commercial Combination Oven, <15 Pan Models, Gas | Average Existing and Code | 0 | Conventional | FoodServ | Com - Health | Com | ROB and NEW | 0 | 1000 sqft2 of floor space | Oven | 12 | DEER:Indoor_Non-CFL_Ltg | 172 | 0 | 1570 | SWFS003-02 | 12052.29 | 2021 | 0 | 0 | 2021 | 0 | 0 | SWFS003-02 | Gas Combination Ovens ¦ PG&E ¦ All | Gas Combination Ovens | 0.00019804 | 1 | 0.75 | CBSA 2019 | -5092.0485 | 2012 | 0.6 | SWFS003-02
COM-FOODSERV-FS-50.4 | Com ¦ Standard Combination Oven - Gas ¦ PG&E ¦ All | Com ¦ Standard Combination Oven - Gas | PG&E ¦ All | PG&E | All | Electric & Gas | Standard, Commercial Combination Oven, <15 Pan Models, Gas | Average Existing and Code | 0 | Conventional | FoodServ | Com - Lodging | Com | ROB and NEW | 0 | 1000 sqft2 of floor space | Oven | 12 | DEER:Indoor_Non-CFL_Ltg | 172 | 0 | 1570 | SWFS003-02 | 12052.29 | 2021 | 0 | 0 | 2021 | 0 | 0 | SWFS003-02 | Gas Combination Ovens ¦ PG&E ¦ All | Gas Combination Ovens | 6.1492e-05 | 1 | 0.75 | CBSA 2019 | -11732.0515 | 2012 | 0.6 | SWFS003-02
COM-FOODSERV-FS-50.5 | Com ¦ Standard Combination Oven - Gas ¦ PG&E ¦ All | Com ¦ Standard Combination Oven - Gas | PG&E ¦ All | PG&E | All | Electric & Gas | Standard, Commercial Combination Oven, <15 Pan Models, Gas | Average Existing and Code | 0 | Conventional | FoodServ | Com - Other | Com | ROB and NEW | 0 | 1000 sqft2 of floor space | Oven | 12 | DEER:Indoor_Non-CFL_Ltg | 172 | 0 | 1570 | SWFS003-02 | 12052.29 | 2021 | 0 | 0 | 2021 | 0 | 0 | SWFS003-02 | Gas Combination Ovens ¦ PG&E ¦ All | Gas Combination Ovens | 0.00044298 | 1 | 0.75 | CBSA 2019 | -3856.5346 | 2012 | 0.6 | SWFS003-02
COM-FOODSERV-FS-50.6 | Com ¦ Standard Combination Oven - Gas ¦ PG&E ¦ All | Com ¦ Standard Combination Oven - Gas | PG&E ¦ All | PG&E | All | Electric & Gas | Standard, Commercial Combination Oven, <15 Pan Models, Gas | Average Existing and Code | 0 | Conventional | FoodServ | Com - Restaurant | Com | ROB and NEW | 0 | 1000 sqft2 of floor space | Oven | 12 | DEER:Indoor_Non-CFL_Ltg | 172 | 0 | 1570 | SWFS003-02 | 12052.29 | 2021 | 0 | 0 | 2021 | 0 | 0 | SWFS003-02 | Gas Combination Ovens ¦ PG&E ¦ All | Gas Combination Ovens | 0.0046515 | 1 | 0.75 | CBSA 2019 | -424.2607 | 2012 | 0.6 | SWFS003-02
COM-FOODSERV-FS-50.7 | Com ¦ Standard Combination Oven - Gas ¦ PG&E ¦ All | Com ¦ Standard Combination Oven - Gas | PG&E ¦ All | PG&E | All | Electric & Gas | Standard, Commercial Combination Oven, <15 Pan Models, Gas | Average Existing and Code | 0 | Conventional | FoodServ | Com - School | Com | ROB and NEW | 0 | 1000 sqft2 of floor space | Oven | 12 | DEER:Indoor_Non-CFL_Ltg | 172 | 0 | 1570 | SWFS003-02 | 12052.29 | 2021 | 0 | 0 | 2021 | 0 | 0 | SWFS003-02 | Gas Combination Ovens ¦ PG&E ¦ All | Gas Combination Ovens | 0.00022443 | 1 | 0.75 | CBSA 2019 | -2077.1204 | 2012 | 0.6 | SWFS003-02
COM-FOODSERV-FS-50.8 | Com ¦ Standard Combination Oven - Gas ¦ SCG ¦ All | Com ¦ Standard Combination Oven - Gas | SCG ¦ All | SCG | All | Electric & Gas | Standard, Commercial Combination Oven, <15 Pan Models, Gas | Average Existing and Code | 0 | Conventional | FoodServ | Com - College | Com | ROB and NEW | 0 | 1000 sqft2 of floor space | Oven | 12 | DEER:Indoor_Non-CFL_Ltg | 172 | 0 | 1570 | SWFS003-02 | 12052.29 | 2021 | 0 | 0 | 2021 | 0 | 0 | SWFS003-02 | Gas Combination Ovens ¦ SCG ¦ All | Gas Combination Ovens | 0.00010808 | 1 | 0.75 | CBSA 2019 | -1430.7109 | 2012 | 0.6 | SWFS003-02
COM-FOODSERV-FS-50.9 | Com ¦ Standard Combination Oven - Gas ¦ SCG ¦ All | Com ¦ Standard Combination Oven - Gas | SCG ¦ All | SCG | All | Electric & Gas | Standard, Commercial Combination Oven, <15 Pan Models, Gas | Average Existing and Code | 0 | Conventional | FoodServ | Com - Grocery | Com | ROB and NEW | 0 | 1000 sqft2 of floor space | Oven | 12 | DEER:Indoor_Non-CFL_Ltg | 172 | 0 | 1570 | SWFS003-02 | 12052.29 | 2021 | 0 | 0 | 2021 | 0 | 0 | SWFS003-02 | Gas Combination Ovens ¦ SCG ¦ All | Gas Combination Ovens | 0.00076639 | 1 | 0.75 | CBSA 2019 | -4321.5527 | 2012 | 0.6 | SWFS003-02
COM-FOODSERV-FS-50.10 | Com ¦ Standard Combination Oven - Gas ¦ SCG ¦ All | Com ¦ Standard Combination Oven - Gas | SCG ¦ All | SCG | All | Electric & Gas | Standard, Commercial Combination Oven, <15 Pan Models, Gas | Average Existing and Code | 0 | Conventional | FoodServ | Com - Health | Com | ROB and NEW | 0 | 1000 sqft2 of floor space | Oven | 12 | DEER:Indoor_Non-CFL_Ltg | 172 | 0 | 1570 | SWFS003-02 | 12052.29 | 2021 | 0 | 0 | 2021 | 0 | 0 | SWFS003-02 | Gas Combination Ovens ¦ SCG ¦ All | Gas Combination Ovens | 0.00019804 | 1 | 0.75 | CBSA 2019 | -5092.0485 | 2012 | 0.6 | SWFS003-02
COM-FOODSERV-FS-50.11 | Com ¦ Standard Combination Oven - Gas ¦ SCG ¦ All | Com ¦ Standard Combination Oven - Gas | SCG ¦ All | SCG | All | Electric & Gas | Standard, Commercial Combination Oven, <15 Pan Models, Gas | Average Existing and Code | 0 | Conventional | FoodServ | Com - Lodging | Com | ROB and NEW | 0 | 1000 sqft2 of floor space | Oven | 12 | DEER:Indoor_Non-CFL_Ltg | 172 | 0 | 1570 | SWFS003-02 | 12052.29 | 2021 | 0 | 0 | 2021 | 0 | 0 | SWFS003-02 | Gas Combination Ovens ¦ SCG ¦ All | Gas Combination Ovens | 6.1492e-05 | 1 | 0.75 | CBSA 2019 | -11732.0515 | 2012 | 0.6 | SWFS003-02
COM-FOODSERV-FS-50.12 | Com ¦ Standard Combination Oven - Gas ¦ SCG ¦ All | Com ¦ Standard Combination Oven - Gas | SCG ¦ All | SCG | All | Electric & Gas | Standard, Commercial Combination Oven, <15 Pan Models, Gas | Average Existing and Code | 0 | Conventional | FoodServ | Com - Other | Com | ROB and NEW | 0 | 1000 sqft2 of floor space | Oven | 12 | DEER:Indoor_Non-CFL_Ltg | 172 | 0 | 1570 | SWFS003-02 | 12052.29 | 2021 | 0 | 0 | 2021 | 0 | 0 | SWFS003-02 | Gas Combination Ovens ¦ SCG ¦ All | Gas Combination Ovens | 0.00044298 | 1 | 0.75 | CBSA 2019 | -3856.5346 | 2012 | 0.6 | SWFS003-02
COM-FOODSERV-FS-50.13 | Com ¦ Standard Combination Oven - Gas ¦ SCG ¦ All | Com ¦ Standard Combination Oven - Gas | SCG ¦ All | SCG | All | Electric & Gas | Standard, Commercial Combination Oven, <15 Pan Models, Gas | Average Existing and Code | 0 | Conventional | FoodServ | Com - Restaurant | Com | ROB and NEW | 0 | 1000 sqft2 of floor space | Oven | 12 | DEER:Indoor_Non-CFL_Ltg | 172 | 0 | 1570 | SWFS003-02 | 12052.29 | 2021 | 0 | 0 | 2021 | 0 | 0 | SWFS003-02 | Gas Combination Ovens ¦ SCG ¦ All | Gas Combination Ovens | 0.0046515 | 1 | 0.75 | CBSA 2019 | -424.2607 | 2012 | 0.6 | SWFS003-02
COM-FOODSERV-FS-50.14 | Com ¦ Standard Combination Oven - Gas ¦ SCG ¦ All | Com ¦ Standard Combination Oven - Gas | SCG ¦ All | SCG | All | Electric & Gas | Standard, Commercial Combination Oven, <15 Pan Models, Gas | Average Existing and Code | 0 | Conventional | FoodServ | Com - School | Com | ROB and NEW | 0 | 1000 sqft2 of floor space | Oven | 12 | DEER:Indoor_Non-CFL_Ltg | 172 | 0 | 1570 | SWFS003-02 | 12052.29 | 2021 | 0 | 0 | 2021 | 0 | 0 | SWFS003-02 | Gas Combination Ovens ¦ SCG ¦ All | Gas Combination Ovens | 0.00022443 | 1 | 0.75 | CBSA 2019 | -2077.1204 | 2012 | 0.6 | SWFS003-02
COM-FOODSERV-FS-50.15 | Com ¦ Standard Combination Oven - Gas ¦ SDG&E ¦ All | Com ¦ Standard Combination Oven - Gas | SDG&E ¦ All | SDG&E | All | Electric & Gas | Standard, Commercial Combination Oven, <15 Pan Models, Gas | Average Existing and Code | 0 | Conventional | FoodServ | Com - College | Com | ROB and NEW | 0 | 1000 sqft2 of floor space | Oven | 12 | DEER:Indoor_Non-CFL_Ltg | 172 | 0 | 1570 | SWFS003-02 | 12052.29 | 2021 | 0 | 0 | 2021 | 0 | 0 | SWFS003-02 | Gas Combination Ovens ¦ SDG&E ¦ All | Gas Combination Ovens | 0.00010808 | 1 | 0.75 | CBSA 2019 | -1430.7109 | 2012 | 0.6 | SWFS003-02
COM-FOODSERV-FS-50.16 | Com ¦ Standard Combination Oven - Gas ¦ SDG&E ¦ All | Com ¦ Standard Combination Oven - Gas | SDG&E ¦ All | SDG&E | All | Electric & Gas | Standard, Commercial Combination Oven, <15 Pan Models, Gas | Average Existing and Code | 0 | Conventional | FoodServ | Com - Grocery | Com | ROB and NEW | 0 | 1000 sqft2 of floor space | Oven | 12 | DEER:Indoor_Non-CFL_Ltg | 172 | 0 | 1570 | SWFS003-02 | 12052.29 | 2021 | 0 | 0 | 2021 | 0 | 0 | SWFS003-02 | Gas Combination Ovens ¦ SDG&E ¦ All | Gas Combination Ovens | 0.00076639 | 1 | 0.75 | CBSA 2019 | -4321.5527 | 2012 | 0.6 | SWFS003-02
COM-FOODSERV-FS-50.17 | Com ¦ Standard Combination Oven - Gas ¦ SDG&E ¦ All | Com ¦ Standard Combination Oven - Gas | SDG&E ¦ All | SDG&E | All | Electric & Gas | Standard, Commercial Combination Oven, <15 Pan Models, Gas | Average Existing and Code | 0 | Conventional | FoodServ | Com - Health | Com | ROB and NEW | 0 | 1000 sqft2 of floor space | Oven | 12 | DEER:Indoor_Non-CFL_Ltg | 172 | 0 | 1570 | SWFS003-02 | 12052.29 | 2021 | 0 | 0 | 2021 | 0 | 0 | SWFS003-02 | Gas Combination Ovens ¦ SDG&E ¦ All | Gas Combination Ovens | 0.00019804 | 1 | 0.75 | CBSA 2019 | -5092.0485 | 2012 | 0.6 | SWFS003-02
COM-FOODSERV-FS-50.18 | Com ¦ Standard Combination Oven - Gas ¦ SDG&E ¦ All | Com ¦ Standard Combination Oven - Gas | SDG&E ¦ All | SDG&E | All | Electric & Gas | Standard, Commercial Combination Oven, <15 Pan Models, Gas | Average Existing and Code | 0 | Conventional | FoodServ | Com - Lodging | Com | ROB and NEW | 0 | 1000 sqft2 of floor space | Oven | 12 | DEER:Indoor_Non-CFL_Ltg | 172 | 0 | 1570 | SWFS003-02 | 12052.29 | 2021 | 0 | 0 | 2021 | 0 | 0 | SWFS003-02 | Gas Combination Ovens ¦ SDG&E ¦ All | Gas Combination Ovens | 6.1492e-05 | 1 | 0.75 | CBSA 2019 | -11732.0515 | 2012 | 0.6 | SWFS003-02
COM-FOODSERV-FS-50.19 | Com ¦ Standard Combination Oven - Gas ¦ SDG&E ¦ All | Com ¦ Standard Combination Oven - Gas | SDG&E ¦ All | SDG&E | All | Electric & Gas | Standard, Commercial Combination Oven, <15 Pan Models, Gas | Average Existing and Code | 0 | Conventional | FoodServ | Com - Other | Com | ROB and NEW | 0 | 1000 sqft2 of floor space | Oven | 12 | DEER:Indoor_Non-CFL_Ltg | 172 | 0 | 1570 | SWFS003-02 | 12052.29 | 2021 | 0 | 0 | 2021 | 0 | 0 | SWFS003-02 | Gas Combination Ovens ¦ SDG&E ¦ All | Gas Combination Ovens | 0.00044298 | 1 | 0.75 | CBSA 2019 | -3856.5346 | 2012 | 0.6 | SWFS003-02
COM-FOODSERV-FS-50.20 | Com ¦ Standard Combination Oven - Gas ¦ SDG&E ¦ All | Com ¦ Standard Combination Oven - Gas | SDG&E ¦ All | SDG&E | All | Electric & Gas | Standard, Commercial Combination Oven, <15 Pan Models, Gas | Average Existing and Code | 0 | Conventional | FoodServ | Com - Restaurant | Com | ROB and NEW | 0 | 1000 sqft2 of floor space | Oven | 12 | DEER:Indoor_Non-CFL_Ltg | 172 | 0 | 1570 | SWFS003-02 | 12052.29 | 2021 | 0 | 0 | 2021 | 0 | 0 | SWFS003-02 | Gas Combination Ovens ¦ SDG&E ¦ All | Gas Combination Ovens | 0.0046515 | 1 | 0.75 | CBSA 2019 | -424.2607 | 2012 | 0.6 | SWFS003-02
COM-FOODSERV-FS-50.21 | Com ¦ Standard Combination Oven - Gas ¦ SDG&E ¦ All | Com ¦ Standard Combination Oven - Gas | SDG&E ¦ All | SDG&E | All | Electric & Gas | Standard, Commercial Combination Oven, <15 Pan Models, Gas | Average Existing and Code | 0 | Conventional | FoodServ | Com - School | Com | ROB and NEW | 0 | 1000 sqft2 of floor space | Oven | 12 | DEER:Indoor_Non-CFL_Ltg | 172 | 0 | 1570 | SWFS003-02 | 12052.29 | 2021 | 0 | 0 | 2021 | 0 | 0 | SWFS003-02 | Gas Combination Ovens ¦ SDG&E ¦ All | Gas Combination Ovens | 0.00022443 | 1 | 0.75 | CBSA 2019 | -2077.1204 | 2012 | 0.6 | SWFS003-02
COM-FOODSERV-FS-51.1 | Com ¦ ENERGY STAR Combination Oven - Gas ¦ PG&E ¦ All | Com ¦ ENERGY STAR Combination Oven - Gas | PG&E ¦ All | PG&E | All | Electric & Gas | Efficient, Commercial Combination Oven, <15 Pan Models, Gas | Efficient | 0 | Conventional | FoodServ | Com - College | Com | ROB and NEW | 0 | 1000 sqft2 of floor space | Oven | 12 | DEER:Indoor_Non-CFL_Ltg | 0 | 0 | 774 | SWFS003-02 | 15287.12 | 2021 | 0 | 0 | 2021 | 0 | 0 | SWFS003-02 | Gas Combination Ovens ¦ PG&E ¦ All | Gas Combination Ovens | 0.00010808 | 1 | 0.25 | CBSA 2019 | -700.8103 | 2012 | 0.6 | SWFS003-02
COM-FOODSERV-FS-51.2 | Com ¦ ENERGY STAR Combination Oven - Gas ¦ PG&E ¦ All | Com ¦ ENERGY STAR Combination Oven - Gas | PG&E ¦ All | PG&E | All | Electric & Gas | Efficient, Commercial Combination Oven, <15 Pan Models, Gas | Efficient | 0 | Conventional | FoodServ | Com - Grocery | Com | ROB and NEW | 0 | 1000 sqft2 of floor space | Oven | 12 | DEER:Indoor_Non-CFL_Ltg | 0 | 0 | 774 | SWFS003-02 | 15287.12 | 2021 | 0 | 0 | 2021 | 0 | 0 | SWFS003-02 | Gas Combination Ovens ¦ PG&E ¦ All | Gas Combination Ovens | 0.00076639 | 1 | 0.25 | CBSA 2019 | -2128.061 | 2012 | 0.6 | SWFS003-02
COM-FOODSERV-FS-51.3 | Com ¦ ENERGY STAR Combination Oven - Gas ¦ PG&E ¦ All | Com ¦ ENERGY STAR Combination Oven - Gas | PG&E ¦ All | PG&E | All | Electric & Gas | Efficient, Commercial Combination Oven, <15 Pan Models, Gas | Efficient | 0 | Conventional | FoodServ | Com - Health | Com | ROB and NEW | 0 | 1000 sqft2 of floor space | Oven | 12 | DEER:Indoor_Non-CFL_Ltg | 0 | 0 | 774 | SWFS003-02 | 15287.12 | 2021 | 0 | 0 | 2021 | 0 | 0 | SWFS003-02 | Gas Combination Ovens ¦ PG&E ¦ All | Gas Combination Ovens | 0.00019804 | 1 | 0.25 | CBSA 2019 | -2508.6225 | 2012 | 0.6 | SWFS003-02
COM-FOODSERV-FS-51.4 | Com ¦ ENERGY STAR Combination Oven - Gas ¦ PG&E ¦ All | Com ¦ ENERGY STAR Combination Oven - Gas | PG&E ¦ All | PG&E | All | Electric & Gas | Efficient, Commercial Combination Oven, <15 Pan Models, Gas | Efficient | 0 | Conventional | FoodServ | Com - Lodging | Com | ROB and NEW | 0 | 1000 sqft2 of floor space | Oven | 12 | DEER:Indoor_Non-CFL_Ltg | 0 | 0 | 774 | SWFS003-02 | 15287.12 | 2021 | 0 | 0 | 2021 | 0 | 0 | SWFS003-02 | Gas Combination Ovens ¦ PG&E ¦ All | Gas Combination Ovens | 6.1492e-05 | 1 | 0.25 | CBSA 2019 | -5779.2574 | 2012 | 0.6 | SWFS003-02
COM-FOODSERV-FS-51.5 | Com ¦ ENERGY STAR Combination Oven - Gas ¦ PG&E ¦ All | Com ¦ ENERGY STAR Combination Oven - Gas | PG&E ¦ All | PG&E | All | Electric & Gas | Efficient, Commercial Combination Oven, <15 Pan Models, Gas | Efficient | 0 | Conventional | FoodServ | Com - Other | Com | ROB and NEW | 0 | 1000 sqft2 of floor space | Oven | 12 | DEER:Indoor_Non-CFL_Ltg | 0 | 0 | 774 | SWFS003-02 | 15287.12 | 2021 | 0 | 0 | 2021 | 0 | 0 | SWFS003-02 | Gas Combination Ovens ¦ PG&E ¦ All | Gas Combination Ovens | 0.00044298 | 1 | 0.25 | CBSA 2019 | -1896.3727 | 2012 | 0.6 | SWFS003-02
COM-FOODSERV-FS-51.6 | Com ¦ ENERGY STAR Combination Oven - Gas ¦ PG&E ¦ All | Com ¦ ENERGY STAR Combination Oven - Gas | PG&E ¦ All | PG&E | All | Electric & Gas | Efficient, Commercial Combination Oven, <15 Pan Models, Gas | Efficient | 0 | Conventional | FoodServ | Com - Restaurant | Com | ROB and NEW | 0 | 1000 sqft2 of floor space | Oven | 12 | DEER:Indoor_Non-CFL_Ltg | 0 | 0 | 774 | SWFS003-02 | 15287.12 | 2021 | 0 | 0 | 2021 | 0 | 0 | SWFS003-02 | Gas Combination Ovens ¦ PG&E ¦ All | Gas Combination Ovens | 0.0046515 | 1 | 0.25 | CBSA 2019 | -207.3503 | 2012 | 0.6 | SWFS003-02
COM-FOODSERV-FS-51.7 | Com ¦ ENERGY STAR Combination Oven - Gas ¦ PG&E ¦ All | Com ¦ ENERGY STAR Combination Oven - Gas | PG&E ¦ All | PG&E | All | Electric & Gas | Efficient, Commercial Combination Oven, <15 Pan Models, Gas | Efficient | 0 | Conventional | FoodServ | Com - School | Com | ROB and NEW | 0 | 1000 sqft2 of floor space | Oven | 12 | DEER:Indoor_Non-CFL_Ltg | 0 | 0 | 774 | SWFS003-02 | 15287.12 | 2021 | 0 | 0 | 2021 | 0 | 0 | SWFS003-02 | Gas Combination Ovens ¦ PG&E ¦ All | Gas Combination Ovens | 0.00022443 | 1 | 0.25 | CBSA 2019 | -1016.7007 | 2012 | 0.6 | SWFS003-02
COM-FOODSERV-FS-51.8 | Com ¦ ENERGY STAR Combination Oven - Gas ¦ SCG ¦ All | Com ¦ ENERGY STAR Combination Oven - Gas | SCG ¦ All | SCG | All | Electric & Gas | Efficient, Commercial Combination Oven, <15 Pan Models, Gas | Efficient | 0 | Conventional | FoodServ | Com - College | Com | ROB and NEW | 0 | 1000 sqft2 of floor space | Oven | 12 | DEER:Indoor_Non-CFL_Ltg | 0 | 0 | 774 | SWFS003-02 | 15287.12 | 2021 | 0 | 0 | 2021 | 0 | 0 | SWFS003-02 | Gas Combination Ovens ¦ SCG ¦ All | Gas Combination Ovens | 0.00010808 | 1 | 0.25 | CBSA 2019 | -700.8103 | 2012 | 0.6 | SWFS003-02
COM-FOODSERV-FS-51.9 | Com ¦ ENERGY STAR Combination Oven - Gas ¦ SCG ¦ All | Com ¦ ENERGY STAR Combination Oven - Gas | SCG ¦ All | SCG | All | Electric & Gas | Efficient, Commercial Combination Oven, <15 Pan Models, Gas | Efficient | 0 | Conventional | FoodServ | Com - Grocery | Com | ROB and NEW | 0 | 1000 sqft2 of floor space | Oven | 12 | DEER:Indoor_Non-CFL_Ltg | 0 | 0 | 774 | SWFS003-02 | 15287.12 | 2021 | 0 | 0 | 2021 | 0 | 0 | SWFS003-02 | Gas Combination Ovens ¦ SCG ¦ All | Gas Combination Ovens | 0.00076639 | 1 | 0.25 | CBSA 2019 | -2128.061 | 2012 | 0.6 | SWFS003-02
COM-FOODSERV-FS-51.10 | Com ¦ ENERGY STAR Combination Oven - Gas ¦ SCG ¦ All | Com ¦ ENERGY STAR Combination Oven - Gas | SCG ¦ All | SCG | All | Electric & Gas | Efficient, Commercial Combination Oven, <15 Pan Models, Gas | Efficient | 0 | Conventional | FoodServ | Com - Health | Com | ROB and NEW | 0 | 1000 sqft2 of floor space | Oven | 12 | DEER:Indoor_Non-CFL_Ltg | 0 | 0 | 774 | SWFS003-02 | 15287.12 | 2021 | 0 | 0 | 2021 | 0 | 0 | SWFS003-02 | Gas Combination Ovens ¦ SCG ¦ All | Gas Combination Ovens | 0.00019804 | 1 | 0.25 | CBSA 2019 | -2508.6225 | 2012 | 0.6 | SWFS003-02
COM-FOODSERV-FS-51.11 | Com ¦ ENERGY STAR Combination Oven - Gas ¦ SCG ¦ All | Com ¦ ENERGY STAR Combination Oven - Gas | SCG ¦ All | SCG | All | Electric & Gas | Efficient, Commercial Combination Oven, <15 Pan Models, Gas | Efficient | 0 | Conventional | FoodServ | Com - Lodging | Com | ROB and NEW | 0 | 1000 sqft2 of floor space | Oven | 12 | DEER:Indoor_Non-CFL_Ltg | 0 | 0 | 774 | SWFS003-02 | 15287.12 | 2021 | 0 | 0 | 2021 | 0 | 0 | SWFS003-02 | Gas Combination Ovens ¦ SCG ¦ All | Gas Combination Ovens | 6.1492e-05 | 1 | 0.25 | CBSA 2019 | -5779.2574 | 2012 | 0.6 | SWFS003-02
COM-FOODSERV-FS-51.12 | Com ¦ ENERGY STAR Combination Oven - Gas ¦ SCG ¦ All | Com ¦ ENERGY STAR Combination Oven - Gas | SCG ¦ All | SCG | All | Electric & Gas | Efficient, Commercial Combination Oven, <15 Pan Models, Gas | Efficient | 0 | Conventional | FoodServ | Com - Other | Com | ROB and NEW | 0 | 1000 sqft2 of floor space | Oven | 12 | DEER:Indoor_Non-CFL_Ltg | 0 | 0 | 774 | SWFS003-02 | 15287.12 | 2021 | 0 | 0 | 2021 | 0 | 0 | SWFS003-02 | Gas Combination Ovens ¦ SCG ¦ All | Gas Combination Ovens | 0.00044298 | 1 | 0.25 | CBSA 2019 | -1896.3727 | 2012 | 0.6 | SWFS003-02
COM-FOODSERV-FS-51.13 | Com ¦ ENERGY STAR Combination Oven - Gas ¦ SCG ¦ All | Com ¦ ENERGY STAR Combination Oven - Gas | SCG ¦ All | SCG | All | Electric & Gas | Efficient, Commercial Combination Oven, <15 Pan Models, Gas | Efficient | 0 | Conventional | FoodServ | Com - Restaurant | Com | ROB and NEW | 0 | 1000 sqft2 of floor space | Oven | 12 | DEER:Indoor_Non-CFL_Ltg | 0 | 0 | 774 | SWFS003-02 | 15287.12 | 2021 | 0 | 0 | 2021 | 0 | 0 | SWFS003-02 | Gas Combination Ovens ¦ SCG ¦ All | Gas Combination Ovens | 0.0046515 | 1 | 0.25 | CBSA 2019 | -207.3503 | 2012 | 0.6 | SWFS003-02
COM-FOODSERV-FS-51.14 | Com ¦ ENERGY STAR Combination Oven - Gas ¦ SCG ¦ All | Com ¦ ENERGY STAR Combination Oven - Gas | SCG ¦ All | SCG | All | Electric & Gas | Efficient, Commercial Combination Oven, <15 Pan Models, Gas | Efficient | 0 | Conventional | FoodServ | Com - School | Com | ROB and NEW | 0 | 1000 sqft2 of floor space | Oven | 12 | DEER:Indoor_Non-CFL_Ltg | 0 | 0 | 774 | SWFS003-02 | 15287.12 | 2021 | 0 | 0 | 2021 | 0 | 0 | SWFS003-02 | Gas Combination Ovens ¦ SCG ¦ All | Gas Combination Ovens | 0.00022443 | 1 | 0.25 | CBSA 2019 | -1016.7007 | 2012 | 0.6 | SWFS003-02
COM-FOODSERV-FS-51.15 | Com ¦ ENERGY STAR Combination Oven - Gas ¦ SDG&E ¦ All | Com ¦ ENERGY STAR Combination Oven - Gas | SDG&E ¦ All | SDG&E | All | Electric & Gas | Efficient, Commercial Combination Oven, <15 Pan Models, Gas | Efficient | 0 | Conventional | FoodServ | Com - College | Com | ROB and NEW | 0 | 1000 sqft2 of floor space | Oven | 12 | DEER:Indoor_Non-CFL_Ltg | 0 | 0 | 774 | SWFS003-02 | 15287.12 | 2021 | 0 | 0 | 2021 | 0 | 0 | SWFS003-02 | Gas Combination Ovens ¦ SDG&E ¦ All | Gas Combination Ovens | 0.00010808 | 1 | 0.25 | CBSA 2019 | -700.8103 | 2012 | 0.6 | SWFS003-02
COM-FOODSERV-FS-51.16 | Com ¦ ENERGY STAR Combination Oven - Gas ¦ SDG&E ¦ All | Com ¦ ENERGY STAR Combination Oven - Gas | SDG&E ¦ All | SDG&E | All | Electric & Gas | Efficient, Commercial Combination Oven, <15 Pan Models, Gas | Efficient | 0 | Conventional | FoodServ | Com - Grocery | Com | ROB and NEW | 0 | 1000 sqft2 of floor space | Oven | 12 | DEER:Indoor_Non-CFL_Ltg | 0 | 0 | 774 | SWFS003-02 | 15287.12 | 2021 | 0 | 0 | 2021 | 0 | 0 | SWFS003-02 | Gas Combination Ovens ¦ SDG&E ¦ All | Gas Combination Ovens | 0.00076639 | 1 | 0.25 | CBSA 2019 | -2128.061 | 2012 | 0.6 | SWFS003-02
COM-FOODSERV-FS-51.17 | Com ¦ ENERGY STAR Combination Oven - Gas ¦ SDG&E ¦ All | Com ¦ ENERGY STAR Combination Oven - Gas | SDG&E ¦ All | SDG&E | All | Electric & Gas | Efficient, Commercial Combination Oven, <15 Pan Models, Gas | Efficient | 0 | Conventional | FoodServ | Com - Health | Com | ROB and NEW | 0 | 1000 sqft2 of floor space | Oven | 12 | DEER:Indoor_Non-CFL_Ltg | 0 | 0 | 774 | SWFS003-02 | 15287.12 | 2021 | 0 | 0 | 2021 | 0 | 0 | SWFS003-02 | Gas Combination Ovens ¦ SDG&E ¦ All | Gas Combination Ovens | 0.00019804 | 1 | 0.25 | CBSA 2019 | -2508.6225 | 2012 | 0.6 | SWFS003-02
COM-FOODSERV-FS-51.18 | Com ¦ ENERGY STAR Combination Oven - Gas ¦ SDG&E ¦ All | Com ¦ ENERGY STAR Combination Oven - Gas | SDG&E ¦ All | SDG&E | All | Electric & Gas | Efficient, Commercial Combination Oven, <15 Pan Models, Gas | Efficient | 0 | Conventional | FoodServ | Com - Lodging | Com | ROB and NEW | 0 | 1000 sqft2 of floor space | Oven | 12 | DEER:Indoor_Non-CFL_Ltg | 0 | 0 | 774 | SWFS003-02 | 15287.12 | 2021 | 0 | 0 | 2021 | 0 | 0 | SWFS003-02 | Gas Combination Ovens ¦ SDG&E ¦ All | Gas Combination Ovens | 6.1492e-05 | 1 | 0.25 | CBSA 2019 | -5779.2574 | 2012 | 0.6 | SWFS003-02
COM-FOODSERV-FS-51.19 | Com ¦ ENERGY STAR Combination Oven - Gas ¦ SDG&E ¦ All | Com ¦ ENERGY STAR Combination Oven - Gas | SDG&E ¦ All | SDG&E | All | Electric & Gas | Efficient, Commercial Combination Oven, <15 Pan Models, Gas | Efficient | 0 | Conventional | FoodServ | Com - Other | Com | ROB and NEW | 0 | 1000 sqft2 of floor space | Oven | 12 | DEER:Indoor_Non-CFL_Ltg | 0 | 0 | 774 | SWFS003-02 | 15287.12 | 2021 | 0 | 0 | 2021 | 0 | 0 | SWFS003-02 | Gas Combination Ovens ¦ SDG&E ¦ All | Gas Combination Ovens | 0.00044298 | 1 | 0.25 | CBSA 2019 | -1896.3727 | 2012 | 0.6 | SWFS003-02
COM-FOODSERV-FS-51.20 | Com ¦ ENERGY STAR Combination Oven - Gas ¦ SDG&E ¦ All | Com ¦ ENERGY STAR Combination Oven - Gas | SDG&E ¦ All | SDG&E | All | Electric & Gas | Efficient, Commercial Combination Oven, <15 Pan Models, Gas | Efficient | 0 | Conventional | FoodServ | Com - Restaurant | Com | ROB and NEW | 0 | 1000 sqft2 of floor space | Oven | 12 | DEER:Indoor_Non-CFL_Ltg | 0 | 0 | 774 | SWFS003-02 | 15287.12 | 2021 | 0 | 0 | 2021 | 0 | 0 | SWFS003-02 | Gas Combination Ovens ¦ SDG&E ¦ All | Gas Combination Ovens | 0.0046515 | 1 | 0.25 | CBSA 2019 | -207.3503 | 2012 | 0.6 | SWFS003-02
COM-FOODSERV-FS-51.21 | Com ¦ ENERGY STAR Combination Oven - Gas ¦ SDG&E ¦ All | Com ¦ ENERGY STAR Combination Oven - Gas | SDG&E ¦ All | SDG&E | All | Electric & Gas | Efficient, Commercial Combination Oven, <15 Pan Models, Gas | Efficient | 0 | Conventional | FoodServ | Com - School | Com | ROB and NEW | 0 | 1000 sqft2 of floor space | Oven | 12 | DEER:Indoor_Non-CFL_Ltg | 0 | 0 | 774 | SWFS003-02 | 15287.12 | 2021 | 0 | 0 | 2021 | 0 | 0 | SWFS003-02 | Gas Combination Ovens ¦ SDG&E ¦ All | Gas Combination Ovens | 0.00022443 | 1 | 0.25 | CBSA 2019 | -1016.7007 | 2012 | 0.6 | SWFS003-02
COM-FOODSERV-FS-52.1 | Com ¦ ENERGY STAR Combination Oven - Fuel Sub ¦ PG&E ¦ All | Com ¦ ENERGY STAR Combination Oven - Fuel Sub | PG&E ¦ All | PG&E | All | Electric & Gas | Efficient, Commercial Combination Oven, <15, Electric | Efficient | 0 | Conventional | FoodServ | Com - College | Com | ROB Only | 1 | 1000 sqft2 of floor space | Oven | 12 | DEER:Indoor_Non-CFL_Ltg | 19400 | 4.42 | 0 | SWFS003-02 | 15202.64 | 2021 | 0 | 1099.5618 | 2021 | 0 | 0 | SWFS003-02 | Gas Combination Ovens ¦ PG&E ¦ All | Gas Combination Ovens | 0.00010808 | 1 | 0 | CBSA 2019 | -1034.3599 | 2012 | 1 | SWFS003-02
COM-FOODSERV-FS-52.2 | Com ¦ ENERGY STAR Combination Oven - Fuel Sub ¦ PG&E ¦ All | Com ¦ ENERGY STAR Combination Oven - Fuel Sub | PG&E ¦ All | PG&E | All | Electric & Gas | Efficient, Commercial Combination Oven, <15, Electric | Efficient | 0 | Conventional | FoodServ | Com - Grocery | Com | ROB Only | 1 | 1000 sqft2 of floor space | Oven | 12 | DEER:Indoor_Non-CFL_Ltg | 19400 | 4.42 | 0 | SWFS003-02 | 15202.64 | 2021 | 0 | 1099.5618 | 2021 | 0 | 0 | SWFS003-02 | Gas Combination Ovens ¦ PG&E ¦ All | Gas Combination Ovens | 0.00076639 | 1 | 0 | CBSA 2019 | -557.5413 | 2012 | 1 | SWFS003-02
COM-FOODSERV-FS-52.3 | Com ¦ ENERGY STAR Combination Oven - Fuel Sub ¦ PG&E ¦ All | Com ¦ ENERGY STAR Combination Oven - Fuel Sub | PG&E ¦ All | PG&E | All | Electric & Gas | Efficient, Commercial Combination Oven, <15, Electric | Efficient | 0 | Conventional | FoodServ | Com - Health | Com | ROB Only | 1 | 1000 sqft2 of floor space | Oven | 12 | DEER:Indoor_Non-CFL_Ltg | 19400 | 4.42 | 0 | SWFS003-02 | 15202.64 | 2021 | 0 | 1099.5618 | 2021 | 0 | 0 | SWFS003-02 | Gas Combination Ovens ¦ PG&E ¦ All | Gas Combination Ovens | 0.00019804 | 1 | 0 | CBSA 2019 | -394.6613 | 2012 | 1 | SWFS003-02
COM-FOODSERV-FS-52.4 | Com ¦ ENERGY STAR Combination Oven - Fuel Sub ¦ PG&E ¦ All | Com ¦ ENERGY STAR Combination Oven - Fuel Sub | PG&E ¦ All | PG&E | All | Electric & Gas | Efficient, Commercial Combination Oven, <15, Electric | Efficient | 0 | Conventional | FoodServ | Com - Lodging | Com | ROB Only | 1 | 1000 sqft2 of floor space | Oven | 12 | DEER:Indoor_Non-CFL_Ltg | 19400 | 4.42 | 0 | SWFS003-02 | 15202.64 | 2021 | 0 | 1099.5618 | 2021 | 0 | 0 | SWFS003-02 | Gas Combination Ovens ¦ PG&E ¦ All | Gas Combination Ovens | 6.1492e-05 | 1 | 0 | CBSA 2019 | -1045.3766 | 2012 | 1 | SWFS003-02
COM-FOODSERV-FS-52.5 | Com ¦ ENERGY STAR Combination Oven - Fuel Sub ¦ PG&E ¦ All | Com ¦ ENERGY STAR Combination Oven - Fuel Sub | PG&E ¦ All | PG&E | All | Electric & Gas | Efficient, Commercial Combination Oven, <15, Electric | Efficient | 0 | Conventional | FoodServ | Com - Other | Com | ROB Only | 1 | 1000 sqft2 of floor space | Oven | 12 | DEER:Indoor_Non-CFL_Ltg | 19400 | 4.42 | 0 | SWFS003-02 | 15202.64 | 2021 | 0 | 1099.5618 | 2021 | 0 | 0 | SWFS003-02 | Gas Combination Ovens ¦ PG&E ¦ All | Gas Combination Ovens | 0.00044298 | 1 | 0 | CBSA 2019 | -1115.1732 | 2012 | 1 | SWFS003-02
COM-FOODSERV-FS-52.6 | Com ¦ ENERGY STAR Combination Oven - Fuel Sub ¦ PG&E ¦ All | Com ¦ ENERGY STAR Combination Oven - Fuel Sub | PG&E ¦ All | PG&E | All | Electric & Gas | Efficient, Commercial Combination Oven, <15, Electric | Efficient | 0 | Conventional | FoodServ | Com - Restaurant | Com | ROB Only | 1 | 1000 sqft2 of floor space | Oven | 12 | DEER:Indoor_Non-CFL_Ltg | 19400 | 4.42 | 0 | SWFS003-02 | 15202.64 | 2021 | 0 | 1099.5618 | 2021 | 0 | 0 | SWFS003-02 | Gas Combination Ovens ¦ PG&E ¦ All | Gas Combination Ovens | 0.0046515 | 1 | 0 | CBSA 2019 | -413.5337 | 2012 | 1 | SWFS003-02
COM-FOODSERV-FS-52.7 | Com ¦ ENERGY STAR Combination Oven - Fuel Sub ¦ PG&E ¦ All | Com ¦ ENERGY STAR Combination Oven - Fuel Sub | PG&E ¦ All | PG&E | All | Electric & Gas | Efficient, Commercial Combination Oven, <15, Electric | Efficient | 0 | Conventional | FoodServ | Com - School | Com | ROB Only | 1 | 1000 sqft2 of floor space | Oven | 12 | DEER:Indoor_Non-CFL_Ltg | 19400 | 4.42 | 0 | SWFS003-02 | 15202.64 | 2021 | 0 | 1099.5618 | 2021 | 0 | 0 | SWFS003-02 | Gas Combination Ovens ¦ PG&E ¦ All | Gas Combination Ovens | 0.00022443 | 1 | 0 | CBSA 2019 | -1671.6181 | 2012 | 1 | SWFS003-02
COM-FOODSERV-FS-52.8 | Com ¦ ENERGY STAR Combination Oven - Fuel Sub ¦ SCG ¦ All | Com ¦ ENERGY STAR Combination Oven - Fuel Sub | SCG ¦ All | SCG | All | Electric & Gas | Efficient, Commercial Combination Oven, <15, Electric | Efficient | 0 | Conventional | FoodServ | Com - College | Com | ROB Only | 1 | 1000 sqft2 of floor space | Oven | 12 | DEER:Indoor_Non-CFL_Ltg | 19400 | 4.42 | 0 | SWFS003-02 | 15202.64 | 2021 | 0 | 1099.5618 | 2021 | 0 | 0 | SWFS003-02 | Gas Combination Ovens ¦ SCG ¦ All | Gas Combination Ovens | 0.00010808 | 1 | 0 | CBSA 2019 | -1034.3599 | 2012 | 1 | SWFS003-02
COM-FOODSERV-FS-52.9 | Com ¦ ENERGY STAR Combination Oven - Fuel Sub ¦ SCG ¦ All | Com ¦ ENERGY STAR Combination Oven - Fuel Sub | SCG ¦ All | SCG | All | Electric & Gas | Efficient, Commercial Combination Oven, <15, Electric | Efficient | 0 | Conventional | FoodServ | Com - Grocery | Com | ROB Only | 1 | 1000 sqft2 of floor space | Oven | 12 | DEER:Indoor_Non-CFL_Ltg | 19400 | 4.42 | 0 | SWFS003-02 | 15202.64 | 2021 | 0 | 1099.5618 | 2021 | 0 | 0 | SWFS003-02 | Gas Combination Ovens ¦ SCG ¦ All | Gas Combination Ovens | 0.00076639 | 1 | 0 | CBSA 2019 | -557.5413 | 2012 | 1 | SWFS003-02
COM-FOODSERV-FS-52.10 | Com ¦ ENERGY STAR Combination Oven - Fuel Sub ¦ SCG ¦ All | Com ¦ ENERGY STAR Combination Oven - Fuel Sub | SCG ¦ All | SCG | All | Electric & Gas | Efficient, Commercial Combination Oven, <15, Electric | Efficient | 0 | Conventional | FoodServ | Com - Health | Com | ROB Only | 1 | 1000 sqft2 of floor space | Oven | 12 | DEER:Indoor_Non-CFL_Ltg | 19400 | 4.42 | 0 | SWFS003-02 | 15202.64 | 2021 | 0 | 1099.5618 | 2021 | 0 | 0 | SWFS003-02 | Gas Combination Ovens ¦ SCG ¦ All | Gas Combination Ovens | 0.00019804 | 1 | 0 | CBSA 2019 | -394.6613 | 2012 | 1 | SWFS003-02
COM-FOODSERV-FS-52.11 | Com ¦ ENERGY STAR Combination Oven - Fuel Sub ¦ SCG ¦ All | Com ¦ ENERGY STAR Combination Oven - Fuel Sub | SCG ¦ All | SCG | All | Electric & Gas | Efficient, Commercial Combination Oven, <15, Electric | Efficient | 0 | Conventional | FoodServ | Com - Lodging | Com | ROB Only | 1 | 1000 sqft2 of floor space | Oven | 12 | DEER:Indoor_Non-CFL_Ltg | 19400 | 4.42 | 0 | SWFS003-02 | 15202.64 | 2021 | 0 | 1099.5618 | 2021 | 0 | 0 | SWFS003-02 | Gas Combination Ovens ¦ SCG ¦ All | Gas Combination Ovens | 6.1492e-05 | 1 | 0 | CBSA 2019 | -1045.3766 | 2012 | 1 | SWFS003-02
COM-FOODSERV-FS-52.12 | Com ¦ ENERGY STAR Combination Oven - Fuel Sub ¦ SCG ¦ All | Com ¦ ENERGY STAR Combination Oven - Fuel Sub | SCG ¦ All | SCG | All | Electric & Gas | Efficient, Commercial Combination Oven, <15, Electric | Efficient | 0 | Conventional | FoodServ | Com - Other | Com | ROB Only | 1 | 1000 sqft2 of floor space | Oven | 12 | DEER:Indoor_Non-CFL_Ltg | 19400 | 4.42 | 0 | SWFS003-02 | 15202.64 | 2021 | 0 | 1099.5618 | 2021 | 0 | 0 | SWFS003-02 | Gas Combination Ovens ¦ SCG ¦ All | Gas Combination Ovens | 0.00044298 | 1 | 0 | CBSA 2019 | -1115.1732 | 2012 | 1 | SWFS003-02
COM-FOODSERV-FS-52.13 | Com ¦ ENERGY STAR Combination Oven - Fuel Sub ¦ SCG ¦ All | Com ¦ ENERGY STAR Combination Oven - Fuel Sub | SCG ¦ All | SCG | All | Electric & Gas | Efficient, Commercial Combination Oven, <15, Electric | Efficient | 0 | Conventional | FoodServ | Com - Restaurant | Com | ROB Only | 1 | 1000 sqft2 of floor space | Oven | 12 | DEER:Indoor_Non-CFL_Ltg | 19400 | 4.42 | 0 | SWFS003-02 | 15202.64 | 2021 | 0 | 1099.5618 | 2021 | 0 | 0 | SWFS003-02 | Gas Combination Ovens ¦ SCG ¦ All | Gas Combination Ovens | 0.0046515 | 1 | 0 | CBSA 2019 | -413.5337 | 2012 | 1 | SWFS003-02
COM-FOODSERV-FS-52.14 | Com ¦ ENERGY STAR Combination Oven - Fuel Sub ¦ SCG ¦ All | Com ¦ ENERGY STAR Combination Oven - Fuel Sub | SCG ¦ All | SCG | All | Electric & Gas | Efficient, Commercial Combination Oven, <15, Electric | Efficient | 0 | Conventional | FoodServ | Com - School | Com | ROB Only | 1 | 1000 sqft2 of floor space | Oven | 12 | DEER:Indoor_Non-CFL_Ltg | 19400 | 4.42 | 0 | SWFS003-02 | 15202.64 | 2021 | 0 | 1099.5618 | 2021 | 0 | 0 | SWFS003-02 | Gas Combination Ovens ¦ SCG ¦ All | Gas Combination Ovens | 0.00022443 | 1 | 0 | CBSA 2019 | -1671.6181 | 2012 | 1 | SWFS003-02
COM-FOODSERV-FS-52.15 | Com ¦ ENERGY STAR Combination Oven - Fuel Sub ¦ SDG&E ¦ All | Com ¦ ENERGY STAR Combination Oven - Fuel Sub | SDG&E ¦ All | SDG&E | All | Electric & Gas | Efficient, Commercial Combination Oven, <15, Electric | Efficient | 0 | Conventional | FoodServ | Com - College | Com | ROB Only | 1 | 1000 sqft2 of floor space | Oven | 12 | DEER:Indoor_Non-CFL_Ltg | 19400 | 4.42 | 0 | SWFS003-02 | 15202.64 | 2021 | 0 | 1099.5618 | 2021 | 0 | 0 | SWFS003-02 | Gas Combination Ovens ¦ SDG&E ¦ All | Gas Combination Ovens | 0.00010808 | 1 | 0 | CBSA 2019 | -1034.3599 | 2012 | 1 | SWFS003-02
COM-FOODSERV-FS-52.16 | Com ¦ ENERGY STAR Combination Oven - Fuel Sub ¦ SDG&E ¦ All | Com ¦ ENERGY STAR Combination Oven - Fuel Sub | SDG&E ¦ All | SDG&E | All | Electric & Gas | Efficient, Commercial Combination Oven, <15, Electric | Efficient | 0 | Conventional | FoodServ | Com - Grocery | Com | ROB Only | 1 | 1000 sqft2 of floor space | Oven | 12 | DEER:Indoor_Non-CFL_Ltg | 19400 | 4.42 | 0 | SWFS003-02 | 15202.64 | 2021 | 0 | 1099.5618 | 2021 | 0 | 0 | SWFS003-02 | Gas Combination Ovens ¦ SDG&E ¦ All | Gas Combination Ovens | 0.00076639 | 1 | 0 | CBSA 2019 | -557.5413 | 2012 | 1 | SWFS003-02
COM-FOODSERV-FS-52.17 | Com ¦ ENERGY STAR Combination Oven - Fuel Sub ¦ SDG&E ¦ All | Com ¦ ENERGY STAR Combination Oven - Fuel Sub | SDG&E ¦ All | SDG&E | All | Electric & Gas | Efficient, Commercial Combination Oven, <15, Electric | Efficient | 0 | Conventional | FoodServ | Com - Health | Com | ROB Only | 1 | 1000 sqft2 of floor space | Oven | 12 | DEER:Indoor_Non-CFL_Ltg | 19400 | 4.42 | 0 | SWFS003-02 | 15202.64 | 2021 | 0 | 1099.5618 | 2021 | 0 | 0 | SWFS003-02 | Gas Combination Ovens ¦ SDG&E ¦ All | Gas Combination Ovens | 0.00019804 | 1 | 0 | CBSA 2019 | -394.6613 | 2012 | 1 | SWFS003-02
COM-FOODSERV-FS-52.18 | Com ¦ ENERGY STAR Combination Oven - Fuel Sub ¦ SDG&E ¦ All | Com ¦ ENERGY STAR Combination Oven - Fuel Sub | SDG&E ¦ All | SDG&E | All | Electric & Gas | Efficient, Commercial Combination Oven, <15, Electric | Efficient | 0 | Conventional | FoodServ | Com - Lodging | Com | ROB Only | 1 | 1000 sqft2 of floor space | Oven | 12 | DEER:Indoor_Non-CFL_Ltg | 19400 | 4.42 | 0 | SWFS003-02 | 15202.64 | 2021 | 0 | 1099.5618 | 2021 | 0 | 0 | SWFS003-02 | Gas Combination Ovens ¦ SDG&E ¦ All | Gas Combination Ovens | 6.1492e-05 | 1 | 0 | CBSA 2019 | -1045.3766 | 2012 | 1 | SWFS003-02
COM-FOODSERV-FS-52.19 | Com ¦ ENERGY STAR Combination Oven - Fuel Sub ¦ SDG&E ¦ All | Com ¦ ENERGY STAR Combination Oven - Fuel Sub | SDG&E ¦ All | SDG&E | All | Electric & Gas | Efficient, Commercial Combination Oven, <15, Electric | Efficient | 0 | Conventional | FoodServ | Com - Other | Com | ROB Only | 1 | 1000 sqft2 of floor space | Oven | 12 | DEER:Indoor_Non-CFL_Ltg | 19400 | 4.42 | 0 | SWFS003-02 | 15202.64 | 2021 | 0 | 1099.5618 | 2021 | 0 | 0 | SWFS003-02 | Gas Combination Ovens ¦ SDG&E ¦ All | Gas Combination Ovens | 0.00044298 | 1 | 0 | CBSA 2019 | -1115.1732 | 2012 | 1 | SWFS003-02
COM-FOODSERV-FS-52.20 | Com ¦ ENERGY STAR Combination Oven - Fuel Sub ¦ SDG&E ¦ All | Com ¦ ENERGY STAR Combination Oven - Fuel Sub | SDG&E ¦ All | SDG&E | All | Electric & Gas | Efficient, Commercial Combination Oven, <15, Electric | Efficient | 0 | Conventional | FoodServ | Com - Restaurant | Com | ROB Only | 1 | 1000 sqft2 of floor space | Oven | 12 | DEER:Indoor_Non-CFL_Ltg | 19400 | 4.42 | 0 | SWFS003-02 | 15202.64 | 2021 | 0 | 1099.5618 | 2021 | 0 | 0 | SWFS003-02 | Gas Combination Ovens ¦ SDG&E ¦ All | Gas Combination Ovens | 0.0046515 | 1 | 0 | CBSA 2019 | -413.5337 | 2012 | 1 | SWFS003-02
COM-FOODSERV-FS-52.21 | Com ¦ ENERGY STAR Combination Oven - Fuel Sub ¦ SDG&E ¦ All | Com ¦ ENERGY STAR Combination Oven - Fuel Sub | SDG&E ¦ All | SDG&E | All | Electric & Gas | Efficient, Commercial Combination Oven, <15, Electric | Efficient | 0 | Conventional | FoodServ | Com - School | Com | ROB Only | 1 | 1000 sqft2 of floor space | Oven | 12 | DEER:Indoor_Non-CFL_Ltg | 19400 | 4.42 | 0 | SWFS003-02 | 15202.64 | 2021 | 0 | 1099.5618 | 2021 | 0 | 0 | SWFS003-02 | Gas Combination Ovens ¦ SDG&E ¦ All | Gas Combination Ovens | 0.00022443 | 1 | 0 | CBSA 2019 | -1671.6181 | 2012 | 1 | SWFS003-02
COM-HVAC-FS-10.1 | Com ¦ Large Code HVAC System Integrated Furnace and AC - Marine ¦ PG&E ¦ Marine | Com ¦ Large Code HVAC System Integrated Furnace and AC - Marine | PG&E ¦ Marine | PG&E | All | Electric & Gas | Code split-package AC with gas furnace, 240-760 kbtuh | Average Existing and Code | 0 | Conventional | HVAC | Com - College | Com | ROB Only | 0 | 1000 sqft2 of floor space | Cap-Tons | 15 | DEER:HVAC_Split-Package_HP | 0 | 0 | 0 | SWHC046-02 | 903.64 | 2021 | 0 | 304.56 | 2021 | 0 | 0 | SWHC046-02 | Com Central HVAC (Large) - Fuel Sub - Marine ¦ PG&E ¦ Marine | Com Central HVAC (Large) - Fuel Sub - Marine | 0.11162 | 1 | 1 | CBSA 2014, adjusted to reflect new efficiencies | 0 | 2012 | 1 | SWHC046-02
COM-HVAC-FS-10.2 | Com ¦ Large Code HVAC System Integrated Furnace and AC - Marine ¦ PG&E ¦ Marine | Com ¦ Large Code HVAC System Integrated Furnace and AC - Marine | PG&E ¦ Marine | PG&E | All | Electric & Gas | Code split-package AC with gas furnace, 240-760 kbtuh | Average Existing and Code | 0 | Conventional | HVAC | Com - Grocery | Com | ROB Only | 0 | 1000 sqft2 of floor space | Cap-Tons | 15 | DEER:HVAC_Split-Package_HP | 0 | 0 | 0 | SWHC046-02 | 903.64 | 2021 | 0 | 304.56 | 2021 | 0 | 0 | SWHC046-02 | Com Central HVAC (Large) - Fuel Sub - Marine ¦ PG&E ¦ Marine | Com Central HVAC (Large) - Fuel Sub - Marine | 0.18624 | 1 | 1 | CBSA 2014, adjusted to reflect new efficiencies | 0 | 2012 | 1 | SWHC046-02
COM-HVAC-FS-10.3 | Com ¦ Large Code HVAC System Integrated Furnace and AC - Marine ¦ PG&E ¦ Marine | Com ¦ Large Code HVAC System Integrated Furnace and AC - Marine | PG&E ¦ Marine | PG&E | All | Electric & Gas | Code split-package AC with gas furnace, 240-760 kbtuh | Average Existing and Code | 0 | Conventional | HVAC | Com - Health | Com | ROB Only | 0 | 1000 sqft2 of floor space | Cap-Tons | 15 | DEER:HVAC_Split-Package_HP | 0 | 0 | 0 | SWHC046-02 | 903.64 | 2021 | 0 | 304.56 | 2021 | 0 | 0 | SWHC046-02 | Com Central HVAC (Large) - Fuel Sub - Marine ¦ PG&E ¦ Marine | Com Central HVAC (Large) - Fuel Sub - Marine | 0.16483 | 1 | 1 | CBSA 2014, adjusted to reflect new efficiencies | 0 | 2012 | 1 | SWHC046-02
COM-HVAC-FS-10.4 | Com ¦ Large Code HVAC System Integrated Furnace and AC - Marine ¦ PG&E ¦ Marine | Com ¦ Large Code HVAC System Integrated Furnace and AC - Marine | PG&E ¦ Marine | PG&E | All | Electric & Gas | Code split-package AC with gas furnace, 240-760 kbtuh | Average Existing and Code | 0 | Conventional | HVAC | Com - Lodging | Com | ROB Only | 0 | 1000 sqft2 of floor space | Cap-Tons | 15 | DEER:HVAC_Split-Package_HP | 0 | 0 | 0 | SWHC046-02 | 903.64 | 2021 | 0 | 304.56 | 2021 | 0 | 0 | SWHC046-02 | Com Central HVAC (Large) - Fuel Sub - Marine ¦ PG&E ¦ Marine | Com Central HVAC (Large) - Fuel Sub - Marine | 0.08786 | 1 | 1 | CBSA 2014, adjusted to reflect new efficiencies | 0 | 2012 | 1 | SWHC046-02
COM-HVAC-FS-10.5 | Com ¦ Large Code HVAC System Integrated Furnace and AC - Marine ¦ PG&E ¦ Marine | Com ¦ Large Code HVAC System Integrated Furnace and AC - Marine | PG&E ¦ Marine | PG&E | All | Electric & Gas | Code split-package AC with gas furnace, 240-760 kbtuh | Average Existing and Code | 0 | Conventional | HVAC | Com - Office (Large) | Com | ROB Only | 0 | 1000 sqft2 of floor space | Cap-Tons | 15 | DEER:HVAC_Split-Package_HP | 0 | 0 | 0 | SWHC046-02 | 903.64 | 2021 | 0 | 304.56 | 2021 | 0 | 0 | SWHC046-02 | Com Central HVAC (Large) - Fuel Sub - Marine ¦ PG&E ¦ Marine | Com Central HVAC (Large) - Fuel Sub - Marine | 0.11704 | 1 | 1 | CBSA 2014, adjusted to reflect new efficiencies | 0 | 2012 | 1 | SWHC046-02
COM-HVAC-FS-10.6 | Com ¦ Large Code HVAC System Integrated Furnace and AC - Marine ¦ PG&E ¦ Marine | Com ¦ Large Code HVAC System Integrated Furnace and AC - Marine | PG&E ¦ Marine | PG&E | All | Electric & Gas | Code split-package AC with gas furnace, 240-760 kbtuh | Average Existing and Code | 0 | Conventional | HVAC | Com - Office (Small) | Com | ROB Only | 0 | 1000 sqft2 of floor space | Cap-Tons | 15 | DEER:HVAC_Split-Package_HP | 0 | 0 | 0 | SWHC046-02 | 903.64 | 2021 | 0 | 304.56 | 2021 | 0 | 0 | SWHC046-02 | Com Central HVAC (Large) - Fuel Sub - Marine ¦ PG&E ¦ Marine | Com Central HVAC (Large) - Fuel Sub - Marine | 0.13689 | 1 | 1 | CBSA 2014, adjusted to reflect new efficiencies | 0 | 2012 | 1 | SWHC046-02
COM-HVAC-FS-10.7 | Com ¦ Large Code HVAC System Integrated Furnace and AC - Marine ¦ PG&E ¦ Marine | Com ¦ Large Code HVAC System Integrated Furnace and AC - Marine | PG&E ¦ Marine | PG&E | All | Electric & Gas | Code split-package AC with gas furnace, 240-760 kbtuh | Average Existing and Code | 0 | Conventional | HVAC | Com - Other | Com | ROB Only | 0 | 1000 sqft2 of floor space | Cap-Tons | 15 | DEER:HVAC_Split-Package_HP | 0 | 0 | 0 | SWHC046-02 | 903.64 | 2021 | 0 | 304.56 | 2021 | 0 | 0 | SWHC046-02 | Com Central HVAC (Large) - Fuel Sub - Marine ¦ PG&E ¦ Marine | Com Central HVAC (Large) - Fuel Sub - Marine | 0.1938 | 1 | 1 | CBSA 2014, adjusted to reflect new efficiencies | 0 | 2012 | 1 | SWHC046-02
COM-HVAC-FS-10.9 | Com ¦ Large Code HVAC System Integrated Furnace and AC - Marine ¦ PG&E ¦ Marine | Com ¦ Large Code HVAC System Integrated Furnace and AC - Marine | PG&E ¦ Marine | PG&E | All | Electric & Gas | Code split-package AC with gas furnace, 240-760 kbtuh | Average Existing and Code | 0 | Conventional | HVAC | Com - Restaurant | Com | ROB Only | 0 | 1000 sqft2 of floor space | Cap-Tons | 15 | DEER:HVAC_Split-Package_HP | 0 | 0 | 0 | SWHC046-02 | 903.64 | 2021 | 0 | 304.56 | 2021 | 0 | 0 | SWHC046-02 | Com Central HVAC (Large) - Fuel Sub - Marine ¦ PG&E ¦ Marine | Com Central HVAC (Large) - Fuel Sub - Marine | 0.1978 | 1 | 1 | CBSA 2014, adjusted to reflect new efficiencies | 0 | 2012 | 1 | SWHC046-02
COM-HVAC-FS-10.10 | Com ¦ Large Code HVAC System Integrated Furnace and AC - Marine ¦ PG&E ¦ Marine | Com ¦ Large Code HVAC System Integrated Furnace and AC - Marine | PG&E ¦ Marine | PG&E | All | Electric & Gas | Code split-package AC with gas furnace, 240-760 kbtuh | Average Existing and Code | 0 | Conventional | HVAC | Com - Retail | Com | ROB Only | 0 | 1000 sqft2 of floor space | Cap-Tons | 15 | DEER:HVAC_Split-Package_HP | 0 | 0 | 0 | SWHC046-02 | 903.64 | 2021 | 0 | 304.56 | 2021 | 0 | 0 | SWHC046-02 | Com Central HVAC (Large) - Fuel Sub - Marine ¦ PG&E ¦ Marine | Com Central HVAC (Large) - Fuel Sub - Marine | 0.082433 | 1 | 1 | CBSA 2014, adjusted to reflect new efficiencies | 0 | 2012 | 1 | SWHC046-02
COM-HVAC-FS-10.11 | Com ¦ Large Code HVAC System Integrated Furnace and AC - Marine ¦ PG&E ¦ Marine | Com ¦ Large Code HVAC System Integrated Furnace and AC - Marine | PG&E ¦ Marine | PG&E | All | Electric & Gas | Code split-package AC with gas furnace, 240-760 kbtuh | Average Existing and Code | 0 | Conventional | HVAC | Com - School | Com | ROB Only | 0 | 1000 sqft2 of floor space | Cap-Tons | 15 | DEER:HVAC_Split-Package_HP | 0 | 0 | 0 | SWHC046-02 | 903.64 | 2021 | 0 | 304.56 | 2021 | 0 | 0 | SWHC046-02 | Com Central HVAC (Large) - Fuel Sub - Marine ¦ PG&E ¦ Marine | Com Central HVAC (Large) - Fuel Sub - Marine | 0.12518 | 1 | 1 | CBSA 2014, adjusted to reflect new efficiencies | 0 | 2012 | 1 | SWHC046-02
COM-HVAC-FS-10.12 | Com ¦ Large Code HVAC System Integrated Furnace and AC - Marine ¦ PG&E ¦ Marine | Com ¦ Large Code HVAC System Integrated Furnace and AC - Marine | PG&E ¦ Marine | PG&E | All | Electric & Gas | Code split-package AC with gas furnace, 240-760 kbtuh | Average Existing and Code | 0 | Conventional | HVAC | Com - Warehouse | Com | ROB Only | 0 | 1000 sqft2 of floor space | Cap-Tons | 15 | DEER:HVAC_Split-Package_HP | 0 | 0 | 0 | SWHC046-02 | 903.64 | 2021 | 0 | 304.56 | 2021 | 0 | 0 | SWHC046-02 | Com Central HVAC (Large) - Fuel Sub - Marine ¦ PG&E ¦ Marine | Com Central HVAC (Large) - Fuel Sub - Marine | 0.025654 | 1 | 1 | CBSA 2014, adjusted to reflect new efficiencies | 0 | 2012 | 1 | SWHC046-02
COM-HVAC-FS-10.13 | Com ¦ Large Code HVAC System Integrated Furnace and AC - Hot-Dry ¦ PG&E ¦ Hot-Dry | Com ¦ Large Code HVAC System Integrated Furnace and AC - Hot-Dry | PG&E ¦ Hot-Dry | PG&E | All | Electric & Gas | Code split-package AC with gas furnace, 240-760 kbtuh | Average Existing and Code | 0 | Conventional | HVAC | Com - College | Com | ROB Only | 0 | 1000 sqft2 of floor space | Cap-Tons | 15 | DEER:HVAC_Split-Package_HP | 0 | 0 | 0 | SWHC046-02 | 903.64 | 2021 | 0 | 304.56 | 2021 | 0 | 0 | SWHC046-02 | Com Central HVAC (Large) - Fuel Sub - Hot-Dry ¦ PG&E ¦ Hot-Dry | Com Central HVAC (Large) - Fuel Sub - Hot-Dry | 0.11162 | 1 | 1 | CBSA 2014, adjusted to reflect new efficiencies | 0 | 2012 | 1 | SWHC046-02
COM-HVAC-FS-10.14 | Com ¦ Large Code HVAC System Integrated Furnace and AC - Hot-Dry ¦ PG&E ¦ Hot-Dry | Com ¦ Large Code HVAC System Integrated Furnace and AC - Hot-Dry | PG&E ¦ Hot-Dry | PG&E | All | Electric & Gas | Code split-package AC with gas furnace, 240-760 kbtuh | Average Existing and Code | 0 | Conventional | HVAC | Com - Grocery | Com | ROB Only | 0 | 1000 sqft2 of floor space | Cap-Tons | 15 | DEER:HVAC_Split-Package_HP | 0 | 0 | 0 | SWHC046-02 | 903.64 | 2021 | 0 | 304.56 | 2021 | 0 | 0 | SWHC046-02 | Com Central HVAC (Large) - Fuel Sub - Hot-Dry ¦ PG&E ¦ Hot-Dry | Com Central HVAC (Large) - Fuel Sub - Hot-Dry | 0.18624 | 1 | 1 | CBSA 2014, adjusted to reflect new efficiencies | 0 | 2012 | 1 | SWHC046-02
COM-HVAC-FS-10.15 | Com ¦ Large Code HVAC System Integrated Furnace and AC - Hot-Dry ¦ PG&E ¦ Hot-Dry | Com ¦ Large Code HVAC System Integrated Furnace and AC - Hot-Dry | PG&E ¦ Hot-Dry | PG&E | All | Electric & Gas | Code split-package AC with gas furnace, 240-760 kbtuh | Average Existing and Code | 0 | Conventional | HVAC | Com - Health | Com | ROB Only | 0 | 1000 sqft2 of floor space | Cap-Tons | 15 | DEER:HVAC_Split-Package_HP | 0 | 0 | 0 | SWHC046-02 | 903.64 | 2021 | 0 | 304.56 | 2021 | 0 | 0 | SWHC046-02 | Com Central HVAC (Large) - Fuel Sub - Hot-Dry ¦ PG&E ¦ Hot-Dry | Com Central HVAC (Large) - Fuel Sub - Hot-Dry | 0.16483 | 1 | 1 | CBSA 2014, adjusted to reflect new efficiencies | 0 | 2012 | 1 | SWHC046-02
COM-HVAC-FS-10.16 | Com ¦ Large Code HVAC System Integrated Furnace and AC - Hot-Dry ¦ PG&E ¦ Hot-Dry | Com ¦ Large Code HVAC System Integrated Furnace and AC - Hot-Dry | PG&E ¦ Hot-Dry | PG&E | All | Electric & Gas | Code split-package AC with gas furnace, 240-760 kbtuh | Average Existing and Code | 0 | Conventional | HVAC | Com - Lodging | Com | ROB Only | 0 | 1000 sqft2 of floor space | Cap-Tons | 15 | DEER:HVAC_Split-Package_HP | 0 | 0 | 0 | SWHC046-02 | 903.64 | 2021 | 0 | 304.56 | 2021 | 0 | 0 | SWHC046-02 | Com Central HVAC (Large) - Fuel Sub - Hot-Dry ¦ PG&E ¦ Hot-Dry | Com Central HVAC (Large) - Fuel Sub - Hot-Dry | 0.08786 | 1 | 1 | CBSA 2014, adjusted to reflect new efficiencies | 0 | 2012 | 1 | SWHC046-02
COM-HVAC-FS-10.17 | Com ¦ Large Code HVAC System Integrated Furnace and AC - Hot-Dry ¦ PG&E ¦ Hot-Dry | Com ¦ Large Code HVAC System Integrated Furnace and AC - Hot-Dry | PG&E ¦ Hot-Dry | PG&E | All | Electric & Gas | Code split-package AC with gas furnace, 240-760 kbtuh | Average Existing and Code | 0 | Conventional | HVAC | Com - Office (Large) | Com | ROB Only | 0 | 1000 sqft2 of floor space | Cap-Tons | 15 | DEER:HVAC_Split-Package_HP | 0 | 0 | 0 | SWHC046-02 | 903.64 | 2021 | 0 | 304.56 | 2021 | 0 | 0 | SWHC046-02 | Com Central HVAC (Large) - Fuel Sub - Hot-Dry ¦ PG&E ¦ Hot-Dry | Com Central HVAC (Large) - Fuel Sub - Hot-Dry | 0.11704 | 1 | 1 | CBSA 2014, adjusted to reflect new efficiencies | 0 | 2012 | 1 | SWHC046-02
COM-HVAC-FS-10.18 | Com ¦ Large Code HVAC System Integrated Furnace and AC - Hot-Dry ¦ PG&E ¦ Hot-Dry | Com ¦ Large Code HVAC System Integrated Furnace and AC - Hot-Dry | PG&E ¦ Hot-Dry | PG&E | All | Electric & Gas | Code split-package AC with gas furnace, 240-760 kbtuh | Average Existing and Code | 0 | Conventional | HVAC | Com - Office (Small) | Com | ROB Only | 0 | 1000 sqft2 of floor space | Cap-Tons | 15 | DEER:HVAC_Split-Package_HP | 0 | 0 | 0 | SWHC046-02 | 903.64 | 2021 | 0 | 304.56 | 2021 | 0 | 0 | SWHC046-02 | Com Central HVAC (Large) - Fuel Sub - Hot-Dry ¦ PG&E ¦ Hot-Dry | Com Central HVAC (Large) - Fuel Sub - Hot-Dry | 0.13689 | 1 | 1 | CBSA 2014, adjusted to reflect new efficiencies | 0 | 2012 | 1 | SWHC046-02
COM-HVAC-FS-10.19 | Com ¦ Large Code HVAC System Integrated Furnace and AC - Hot-Dry ¦ PG&E ¦ Hot-Dry | Com ¦ Large Code HVAC System Integrated Furnace and AC - Hot-Dry | PG&E ¦ Hot-Dry | PG&E | All | Electric & Gas | Code split-package AC with gas furnace, 240-760 kbtuh | Average Existing and Code | 0 | Conventional | HVAC | Com - Other | Com | ROB Only | 0 | 1000 sqft2 of floor space | Cap-Tons | 15 | DEER:HVAC_Split-Package_HP | 0 | 0 | 0 | SWHC046-02 | 903.64 | 2021 | 0 | 304.56 | 2021 | 0 | 0 | SWHC046-02 | Com Central HVAC (Large) - Fuel Sub - Hot-Dry ¦ PG&E ¦ Hot-Dry | Com Central HVAC (Large) - Fuel Sub - Hot-Dry | 0.1938 | 1 | 1 | CBSA 2014, adjusted to reflect new efficiencies | 0 | 2012 | 1 | SWHC046-02
COM-HVAC-FS-10.21 | Com ¦ Large Code HVAC System Integrated Furnace and AC - Hot-Dry ¦ PG&E ¦ Hot-Dry | Com ¦ Large Code HVAC System Integrated Furnace and AC - Hot-Dry | PG&E ¦ Hot-Dry | PG&E | All | Electric & Gas | Code split-package AC with gas furnace, 240-760 kbtuh | Average Existing and Code | 0 | Conventional | HVAC | Com - Restaurant | Com | ROB Only | 0 | 1000 sqft2 of floor space | Cap-Tons | 15 | DEER:HVAC_Split-Package_HP | 0 | 0 | 0 | SWHC046-02 | 903.64 | 2021 | 0 | 304.56 | 2021 | 0 | 0 | SWHC046-02 | Com Central HVAC (Large) - Fuel Sub - Hot-Dry ¦ PG&E ¦ Hot-Dry | Com Central HVAC (Large) - Fuel Sub - Hot-Dry | 0.1978 | 1 | 1 | CBSA 2014, adjusted to reflect new efficiencies | 0 | 2012 | 1 | SWHC046-02
COM-HVAC-FS-10.22 | Com ¦ Large Code HVAC System Integrated Furnace and AC - Hot-Dry ¦ PG&E ¦ Hot-Dry | Com ¦ Large Code HVAC System Integrated Furnace and AC - Hot-Dry | PG&E ¦ Hot-Dry | PG&E | All | Electric & Gas | Code split-package AC with gas furnace, 240-760 kbtuh | Average Existing and Code | 0 | Conventional | HVAC | Com - Retail | Com | ROB Only | 0 | 1000 sqft2 of floor space | Cap-Tons | 15 | DEER:HVAC_Split-Package_HP | 0 | 0 | 0 | SWHC046-02 | 903.64 | 2021 | 0 | 304.56 | 2021 | 0 | 0 | SWHC046-02 | Com Central HVAC (Large) - Fuel Sub - Hot-Dry ¦ PG&E ¦ Hot-Dry | Com Central HVAC (Large) - Fuel Sub - Hot-Dry | 0.082433 | 1 | 1 | CBSA 2014, adjusted to reflect new efficiencies | 0 | 2012 | 1 | SWHC046-02
COM-HVAC-FS-10.23 | Com ¦ Large Code HVAC System Integrated Furnace and AC - Hot-Dry ¦ PG&E ¦ Hot-Dry | Com ¦ Large Code HVAC System Integrated Furnace and AC - Hot-Dry | PG&E ¦ Hot-Dry | PG&E | All | Electric & Gas | Code split-package AC with gas furnace, 240-760 kbtuh | Average Existing and Code | 0 | Conventional | HVAC | Com - School | Com | ROB Only | 0 | 1000 sqft2 of floor space | Cap-Tons | 15 | DEER:HVAC_Split-Package_HP | 0 | 0 | 0 | SWHC046-02 | 903.64 | 2021 | 0 | 304.56 | 2021 | 0 | 0 | SWHC046-02 | Com Central HVAC (Large) - Fuel Sub - Hot-Dry ¦ PG&E ¦ Hot-Dry | Com Central HVAC (Large) - Fuel Sub - Hot-Dry | 0.12518 | 1 | 1 | CBSA 2014, adjusted to reflect new efficiencies | 0 | 2012 | 1 | SWHC046-02
COM-HVAC-FS-10.24 | Com ¦ Large Code HVAC System Integrated Furnace and AC - Hot-Dry ¦ PG&E ¦ Hot-Dry | Com ¦ Large Code HVAC System Integrated Furnace and AC - Hot-Dry | PG&E ¦ Hot-Dry | PG&E | All | Electric & Gas | Code split-package AC with gas furnace, 240-760 kbtuh | Average Existing and Code | 0 | Conventional | HVAC | Com - Warehouse | Com | ROB Only | 0 | 1000 sqft2 of floor space | Cap-Tons | 15 | DEER:HVAC_Split-Package_HP | 0 | 0 | 0 | SWHC046-02 | 903.64 | 2021 | 0 | 304.56 | 2021 | 0 | 0 | SWHC046-02 | Com Central HVAC (Large) - Fuel Sub - Hot-Dry ¦ PG&E ¦ Hot-Dry | Com Central HVAC (Large) - Fuel Sub - Hot-Dry | 0.025654 | 1 | 1 | CBSA 2014, adjusted to reflect new efficiencies | 0 | 2012 | 1 | SWHC046-02
COM-HVAC-FS-10.25 | Com ¦ Large Code HVAC System Integrated Furnace and AC - Cold ¦ PG&E ¦ Cold | Com ¦ Large Code HVAC System Integrated Furnace and AC - Cold | PG&E ¦ Cold | PG&E | All | Electric & Gas | Code split-package AC with gas furnace, 240-760 kbtuh | Average Existing and Code | 0 | Conventional | HVAC | Com - College | Com | ROB Only | 0 | 1000 sqft2 of floor space | Cap-Tons | 15 | DEER:HVAC_Split-Package_HP | 0 | 0 | 0 | SWHC046-02 | 903.64 | 2021 | 0 | 304.56 | 2021 | 0 | 0 | SWHC046-02 | Com Central HVAC (Large) - Fuel Sub - Cold ¦ PG&E ¦ Cold | Com Central HVAC (Large) - Fuel Sub - Cold | 0.11162 | 1 | 1 | CBSA 2014, adjusted to reflect new efficiencies | 0 | 2012 | 1 | SWHC046-02
COM-HVAC-FS-10.26 | Com ¦ Large Code HVAC System Integrated Furnace and AC - Cold ¦ PG&E ¦ Cold | Com ¦ Large Code HVAC System Integrated Furnace and AC - Cold | PG&E ¦ Cold | PG&E | All | Electric & Gas | Code split-package AC with gas furnace, 240-760 kbtuh | Average Existing and Code | 0 | Conventional | HVAC | Com - Grocery | Com | ROB Only | 0 | 1000 sqft2 of floor space | Cap-Tons | 15 | DEER:HVAC_Split-Package_HP | 0 | 0 | 0 | SWHC046-02 | 903.64 | 2021 | 0 | 304.56 | 2021 | 0 | 0 | SWHC046-02 | Com Central HVAC (Large) - Fuel Sub - Cold ¦ PG&E ¦ Cold | Com Central HVAC (Large) - Fuel Sub - Cold | 0.18624 | 1 | 1 | CBSA 2014, adjusted to reflect new efficiencies | 0 | 2012 | 1 | SWHC046-02
COM-HVAC-FS-10.27 | Com ¦ Large Code HVAC System Integrated Furnace and AC - Cold ¦ PG&E ¦ Cold | Com ¦ Large Code HVAC System Integrated Furnace and AC - Cold | PG&E ¦ Cold | PG&E | All | Electric & Gas | Code split-package AC with gas furnace, 240-760 kbtuh | Average Existing and Code | 0 | Conventional | HVAC | Com - Health | Com | ROB Only | 0 | 1000 sqft2 of floor space | Cap-Tons | 15 | DEER:HVAC_Split-Package_HP | 0 | 0 | 0 | SWHC046-02 | 903.64 | 2021 | 0 | 304.56 | 2021 | 0 | 0 | SWHC046-02 | Com Central HVAC (Large) - Fuel Sub - Cold ¦ PG&E ¦ Cold | Com Central HVAC (Large) - Fuel Sub - Cold | 0.16483 | 1 | 1 | CBSA 2014, adjusted to reflect new efficiencies | 0 | 2012 | 1 | SWHC046-02
COM-HVAC-FS-10.28 | Com ¦ Large Code HVAC System Integrated Furnace and AC - Cold ¦ PG&E ¦ Cold | Com ¦ Large Code HVAC System Integrated Furnace and AC - Cold | PG&E ¦ Cold | PG&E | All | Electric & Gas | Code split-package AC with gas furnace, 240-760 kbtuh | Average Existing and Code | 0 | Conventional | HVAC | Com - Lodging | Com | ROB Only | 0 | 1000 sqft2 of floor space | Cap-Tons | 15 | DEER:HVAC_Split-Package_HP | 0 | 0 | 0 | SWHC046-02 | 903.64 | 2021 | 0 | 304.56 | 2021 | 0 | 0 | SWHC046-02 | Com Central HVAC (Large) - Fuel Sub - Cold ¦ PG&E ¦ Cold | Com Central HVAC (Large) - Fuel Sub - Cold | 0.08786 | 1 | 1 | CBSA 2014, adjusted to reflect new efficiencies | 0 | 2012 | 1 | SWHC046-02
COM-HVAC-FS-10.29 | Com ¦ Large Code HVAC System Integrated Furnace and AC - Cold ¦ PG&E ¦ Cold | Com ¦ Large Code HVAC System Integrated Furnace and AC - Cold | PG&E ¦ Cold | PG&E | All | Electric & Gas | Code split-package AC with gas furnace, 240-760 kbtuh | Average Existing and Code | 0 | Conventional | HVAC | Com - Office (Large) | Com | ROB Only | 0 | 1000 sqft2 of floor space | Cap-Tons | 15 | DEER:HVAC_Split-Package_HP | 0 | 0 | 0 | SWHC046-02 | 903.64 | 2021 | 0 | 304.56 | 2021 | 0 | 0 | SWHC046-02 | Com Central HVAC (Large) - Fuel Sub - Cold ¦ PG&E ¦ Cold | Com Central HVAC (Large) - Fuel Sub - Cold | 0.11704 | 1 | 1 | CBSA 2014, adjusted to reflect new efficiencies | 0 | 2012 | 1 | SWHC046-02
COM-HVAC-FS-10.30 | Com ¦ Large Code HVAC System Integrated Furnace and AC - Cold ¦ PG&E ¦ Cold | Com ¦ Large Code HVAC System Integrated Furnace and AC - Cold | PG&E ¦ Cold | PG&E | All | Electric & Gas | Code split-package AC with gas furnace, 240-760 kbtuh | Average Existing and Code | 0 | Conventional | HVAC | Com - Office (Small) | Com | ROB Only | 0 | 1000 sqft2 of floor space | Cap-Tons | 15 | DEER:HVAC_Split-Package_HP | 0 | 0 | 0 | SWHC046-02 | 903.64 | 2021 | 0 | 304.56 | 2021 | 0 | 0 | SWHC046-02 | Com Central HVAC (Large) - Fuel Sub - Cold ¦ PG&E ¦ Cold | Com Central HVAC (Large) - Fuel Sub - Cold | 0.13689 | 1 | 1 | CBSA 2014, adjusted to reflect new efficiencies | 0 | 2012 | 1 | SWHC046-02
COM-HVAC-FS-10.31 | Com ¦ Large Code HVAC System Integrated Furnace and AC - Cold ¦ PG&E ¦ Cold | Com ¦ Large Code HVAC System Integrated Furnace and AC - Cold | PG&E ¦ Cold | PG&E | All | Electric & Gas | Code split-package AC with gas furnace, 240-760 kbtuh | Average Existing and Code | 0 | Conventional | HVAC | Com - Other | Com | ROB Only | 0 | 1000 sqft2 of floor space | Cap-Tons | 15 | DEER:HVAC_Split-Package_HP | 0 | 0 | 0 | SWHC046-02 | 903.64 | 2021 | 0 | 304.56 | 2021 | 0 | 0 | SWHC046-02 | Com Central HVAC (Large) - Fuel Sub - Cold ¦ PG&E ¦ Cold | Com Central HVAC (Large) - Fuel Sub - Cold | 0.1938 | 1 | 1 | CBSA 2014, adjusted to reflect new efficiencies | 0 | 2012 | 1 | SWHC046-02
COM-HVAC-FS-10.33 | Com ¦ Large Code HVAC System Integrated Furnace and AC - Cold ¦ PG&E ¦ Cold | Com ¦ Large Code HVAC System Integrated Furnace and AC - Cold | PG&E ¦ Cold | PG&E | All | Electric & Gas | Code split-package AC with gas furnace, 240-760 kbtuh | Average Existing and Code | 0 | Conventional | HVAC | Com - Restaurant | Com | ROB Only | 0 | 1000 sqft2 of floor space | Cap-Tons | 15 | DEER:HVAC_Split-Package_HP | 0 | 0 | 0 | SWHC046-02 | 903.64 | 2021 | 0 | 304.56 | 2021 | 0 | 0 | SWHC046-02 | Com Central HVAC (Large) - Fuel Sub - Cold ¦ PG&E ¦ Cold | Com Central HVAC (Large) - Fuel Sub - Cold | 0.1978 | 1 | 1 | CBSA 2014, adjusted to reflect new efficiencies | 0 | 2012 | 1 | SWHC046-02
COM-HVAC-FS-10.34 | Com ¦ Large Code HVAC System Integrated Furnace and AC - Cold ¦ PG&E ¦ Cold | Com ¦ Large Code HVAC System Integrated Furnace and AC - Cold | PG&E ¦ Cold | PG&E | All | Electric & Gas | Code split-package AC with gas furnace, 240-760 kbtuh | Average Existing and Code | 0 | Conventional | HVAC | Com - Retail | Com | ROB Only | 0 | 1000 sqft2 of floor space | Cap-Tons | 15 | DEER:HVAC_Split-Package_HP | 0 | 0 | 0 | SWHC046-02 | 903.64 | 2021 | 0 | 304.56 | 2021 | 0 | 0 | SWHC046-02 | Com Central HVAC (Large) - Fuel Sub - Cold ¦ PG&E ¦ Cold | Com Central HVAC (Large) - Fuel Sub - Cold | 0.082433 | 1 | 1 | CBSA 2014, adjusted to reflect new efficiencies | 0 | 2012 | 1 | SWHC046-02
COM-HVAC-FS-10.35 | Com ¦ Large Code HVAC System Integrated Furnace and AC - Cold ¦ PG&E ¦ Cold | Com ¦ Large Code HVAC System Integrated Furnace and AC - Cold | PG&E ¦ Cold | PG&E | All | Electric & Gas | Code split-package AC with gas furnace, 240-760 kbtuh | Average Existing and Code | 0 | Conventional | HVAC | Com - School | Com | ROB Only | 0 | 1000 sqft2 of floor space | Cap-Tons | 15 | DEER:HVAC_Split-Package_HP | 0 | 0 | 0 | SWHC046-02 | 903.64 | 2021 | 0 | 304.56 | 2021 | 0 | 0 | SWHC046-02 | Com Central HVAC (Large) - Fuel Sub - Cold ¦ PG&E ¦ Cold | Com Central HVAC (Large) - Fuel Sub - Cold | 0.12518 | 1 | 1 | CBSA 2014, adjusted to reflect new efficiencies | 0 | 2012 | 1 | SWHC046-02
COM-HVAC-FS-10.36 | Com ¦ Large Code HVAC System Integrated Furnace and AC - Cold ¦ PG&E ¦ Cold | Com ¦ Large Code HVAC System Integrated Furnace and AC - Cold | PG&E ¦ Cold | PG&E | All | Electric & Gas | Code split-package AC with gas furnace, 240-760 kbtuh | Average Existing and Code | 0 | Conventional | HVAC | Com - Warehouse | Com | ROB Only | 0 | 1000 sqft2 of floor space | Cap-Tons | 15 | DEER:HVAC_Split-Package_HP | 0 | 0 | 0 | SWHC046-02 | 903.64 | 2021 | 0 | 304.56 | 2021 | 0 | 0 | SWHC046-02 | Com Central HVAC (Large) - Fuel Sub - Cold ¦ PG&E ¦ Cold | Com Central HVAC (Large) - Fuel Sub - Cold | 0.025654 | 1 | 1 | CBSA 2014, adjusted to reflect new efficiencies | 0 | 2012 | 1 | SWHC046-02
COM-HVAC-FS-10.37 | Com ¦ Large Code HVAC System Integrated Furnace and AC - Marine ¦ SCG ¦ Marine | Com ¦ Large Code HVAC System Integrated Furnace and AC - Marine | SCG ¦ Marine | SCG | All | Electric & Gas | Code split-package AC with gas furnace, 240-760 kbtuh | Average Existing and Code | 0 | Conventional | HVAC | Com - College | Com | ROB Only | 0 | 1000 sqft2 of floor space | Cap-Tons | 15 | DEER:HVAC_Split-Package_HP | 0 | 0 | 0 | SWHC046-02 | 903.64 | 2021 | 0 | 304.56 | 2021 | 0 | 0 | SWHC046-02 | Com Central HVAC (Large) - Fuel Sub - Marine ¦ SCG ¦ Marine | Com Central HVAC (Large) - Fuel Sub - Marine | 0.12457 | 1 | 1 | CBSA 2014, adjusted to reflect new efficiencies | 0 | 2012 | 1 | SWHC046-02
COM-HVAC-FS-10.38 | Com ¦ Large Code HVAC System Integrated Furnace and AC - Marine ¦ SCG ¦ Marine | Com ¦ Large Code HVAC System Integrated Furnace and AC - Marine | SCG ¦ Marine | SCG | All | Electric & Gas | Code split-package AC with gas furnace, 240-760 kbtuh | Average Existing and Code | 0 | Conventional | HVAC | Com - Grocery | Com | ROB Only | 0 | 1000 sqft2 of floor space | Cap-Tons | 15 | DEER:HVAC_Split-Package_HP | 0 | 0 | 0 | SWHC046-02 | 903.64 | 2021 | 0 | 304.56 | 2021 | 0 | 0 | SWHC046-02 | Com Central HVAC (Large) - Fuel Sub - Marine ¦ SCG ¦ Marine | Com Central HVAC (Large) - Fuel Sub - Marine | 0.22158 | 1 | 1 | CBSA 2014, adjusted to reflect new efficiencies | 0 | 2012 | 1 | SWHC046-02
COM-HVAC-FS-10.39 | Com ¦ Large Code HVAC System Integrated Furnace and AC - Marine ¦ SCG ¦ Marine | Com ¦ Large Code HVAC System Integrated Furnace and AC - Marine | SCG ¦ Marine | SCG | All | Electric & Gas | Code split-package AC with gas furnace, 240-760 kbtuh | Average Existing and Code | 0 | Conventional | HVAC | Com - Health | Com | ROB Only | 0 | 1000 sqft2 of floor space | Cap-Tons | 15 | DEER:HVAC_Split-Package_HP | 0 | 0 | 0 | SWHC046-02 | 903.64 | 2021 | 0 | 304.56 | 2021 | 0 | 0 | SWHC046-02 | Com Central HVAC (Large) - Fuel Sub - Marine ¦ SCG ¦ Marine | Com Central HVAC (Large) - Fuel Sub - Marine | 0.17666 | 1 | 1 | CBSA 2014, adjusted to reflect new efficiencies | 0 | 2012 | 1 | SWHC046-02
COM-HVAC-FS-10.40 | Com ¦ Large Code HVAC System Integrated Furnace and AC - Marine ¦ SCG ¦ Marine | Com ¦ Large Code HVAC System Integrated Furnace and AC - Marine | SCG ¦ Marine | SCG | All | Electric & Gas | Code split-package AC with gas furnace, 240-760 kbtuh | Average Existing and Code | 0 | Conventional | HVAC | Com - Lodging | Com | ROB Only | 0 | 1000 sqft2 of floor space | Cap-Tons | 15 | DEER:HVAC_Split-Package_HP | 0 | 0 | 0 | SWHC046-02 | 903.64 | 2021 | 0 | 304.56 | 2021 | 0 | 0 | SWHC046-02 | Com Central HVAC (Large) - Fuel Sub - Marine ¦ SCG ¦ Marine | Com Central HVAC (Large) - Fuel Sub - Marine | 0.099203 | 1 | 1 | CBSA 2014, adjusted to reflect new efficiencies | 0 | 2012 | 1 | SWHC046-02
COM-HVAC-FS-10.41 | Com ¦ Large Code HVAC System Integrated Furnace and AC - Marine ¦ SCG ¦ Marine | Com ¦ Large Code HVAC System Integrated Furnace and AC - Marine | SCG ¦ Marine | SCG | All | Electric & Gas | Code split-package AC with gas furnace, 240-760 kbtuh | Average Existing and Code | 0 | Conventional | HVAC | Com - Office (Large) | Com | ROB Only | 0 | 1000 sqft2 of floor space | Cap-Tons | 15 | DEER:HVAC_Split-Package_HP | 0 | 0 | 0 | SWHC046-02 | 903.64 | 2021 | 0 | 304.56 | 2021 | 0 | 0 | SWHC046-02 | Com Central HVAC (Large) - Fuel Sub - Marine ¦ SCG ¦ Marine | Com Central HVAC (Large) - Fuel Sub - Marine | 0.13151 | 1 | 1 | CBSA 2014, adjusted to reflect new efficiencies | 0 | 2012 | 1 | SWHC046-02
COM-HVAC-FS-10.42 | Com ¦ Large Code HVAC System Integrated Furnace and AC - Marine ¦ SCG ¦ Marine | Com ¦ Large Code HVAC System Integrated Furnace and AC - Marine | SCG ¦ Marine | SCG | All | Electric & Gas | Code split-package AC with gas furnace, 240-760 kbtuh | Average Existing and Code | 0 | Conventional | HVAC | Com - Office (Small) | Com | ROB Only | 0 | 1000 sqft2 of floor space | Cap-Tons | 15 | DEER:HVAC_Split-Package_HP | 0 | 0 | 0 | SWHC046-02 | 903.64 | 2021 | 0 | 304.56 | 2021 | 0 | 0 | SWHC046-02 | Com Central HVAC (Large) - Fuel Sub - Marine ¦ SCG ¦ Marine | Com Central HVAC (Large) - Fuel Sub - Marine | 0.1492 | 1 | 1 | CBSA 2014, adjusted to reflect new efficiencies | 0 | 2012 | 1 | SWHC046-02
COM-HVAC-FS-10.43 | Com ¦ Large Code HVAC System Integrated Furnace and AC - Marine ¦ SCG ¦ Marine | Com ¦ Large Code HVAC System Integrated Furnace and AC - Marine | SCG ¦ Marine | SCG | All | Electric & Gas | Code split-package AC with gas furnace, 240-760 kbtuh | Average Existing and Code | 0 | Conventional | HVAC | Com - Other | Com | ROB Only | 0 | 1000 sqft2 of floor space | Cap-Tons | 15 | DEER:HVAC_Split-Package_HP | 0 | 0 | 0 | SWHC046-02 | 903.64 | 2021 | 0 | 304.56 | 2021 | 0 | 0 | SWHC046-02 | Com Central HVAC (Large) - Fuel Sub - Marine ¦ SCG ¦ Marine | Com Central HVAC (Large) - Fuel Sub - Marine | 0.21371 | 1 | 1 | CBSA 2014, adjusted to reflect new efficiencies | 0 | 2012 | 1 | SWHC046-02
COM-HVAC-FS-10.45 | Com ¦ Large Code HVAC System Integrated Furnace and AC - Marine ¦ SCG ¦ Marine | Com ¦ Large Code HVAC System Integrated Furnace and AC - Marine | SCG ¦ Marine | SCG | All | Electric & Gas | Code split-package AC with gas furnace, 240-760 kbtuh | Average Existing and Code | 0 | Conventional | HVAC | Com - Restaurant | Com | ROB Only | 0 | 1000 sqft2 of floor space | Cap-Tons | 15 | DEER:HVAC_Split-Package_HP | 0 | 0 | 0 | SWHC046-02 | 903.64 | 2021 | 0 | 304.56 | 2021 | 0 | 0 | SWHC046-02 | Com Central HVAC (Large) - Fuel Sub - Marine ¦ SCG ¦ Marine | Com Central HVAC (Large) - Fuel Sub - Marine | 0.21772 | 1 | 1 | CBSA 2014, adjusted to reflect new efficiencies | 0 | 2012 | 1 | SWHC046-02
COM-HVAC-FS-10.46 | Com ¦ Large Code HVAC System Integrated Furnace and AC - Marine ¦ SCG ¦ Marine | Com ¦ Large Code HVAC System Integrated Furnace and AC - Marine | SCG ¦ Marine | SCG | All | Electric & Gas | Code split-package AC with gas furnace, 240-760 kbtuh | Average Existing and Code | 0 | Conventional | HVAC | Com - Retail | Com | ROB Only | 0 | 1000 sqft2 of floor space | Cap-Tons | 15 | DEER:HVAC_Split-Package_HP | 0 | 0 | 0 | SWHC046-02 | 903.64 | 2021 | 0 | 304.56 | 2021 | 0 | 0 | SWHC046-02 | Com Central HVAC (Large) - Fuel Sub - Marine ¦ SCG ¦ Marine | Com Central HVAC (Large) - Fuel Sub - Marine | 0.092114 | 1 | 1 | CBSA 2014, adjusted to reflect new efficiencies | 0 | 2012 | 1 | SWHC046-02
COM-HVAC-FS-10.47 | Com ¦ Large Code HVAC System Integrated Furnace and AC - Marine ¦ SCG ¦ Marine | Com ¦ Large Code HVAC System Integrated Furnace and AC - Marine | SCG ¦ Marine | SCG | All | Electric & Gas | Code split-package AC with gas furnace, 240-760 kbtuh | Average Existing and Code | 0 | Conventional | HVAC | Com - School | Com | ROB Only | 0 | 1000 sqft2 of floor space | Cap-Tons | 15 | DEER:HVAC_Split-Package_HP | 0 | 0 | 0 | SWHC046-02 | 903.64 | 2021 | 0 | 304.56 | 2021 | 0 | 0 | SWHC046-02 | Com Central HVAC (Large) - Fuel Sub - Marine ¦ SCG ¦ Marine | Com Central HVAC (Large) - Fuel Sub - Marine | 0.15 | 1 | 1 | CBSA 2014, adjusted to reflect new efficiencies | 0 | 2012 | 1 | SWHC046-02
COM-HVAC-FS-10.48 | Com ¦ Large Code HVAC System Integrated Furnace and AC - Marine ¦ SCG ¦ Marine | Com ¦ Large Code HVAC System Integrated Furnace and AC - Marine | SCG ¦ Marine | SCG | All | Electric & Gas | Code split-package AC with gas furnace, 240-760 kbtuh | Average Existing and Code | 0 | Conventional | HVAC | Com - Warehouse | Com | ROB Only | 0 | 1000 sqft2 of floor space | Cap-Tons | 15 | DEER:HVAC_Split-Package_HP | 0 | 0 | 0 | SWHC046-02 | 903.64 | 2021 | 0 | 304.56 | 2021 | 0 | 0 | SWHC046-02 | Com Central HVAC (Large) - Fuel Sub - Marine ¦ SCG ¦ Marine | Com Central HVAC (Large) - Fuel Sub - Marine | 0.028212 | 1 | 1 | CBSA 2014, adjusted to reflect new efficiencies | 0 | 2012 | 1 | SWHC046-02
COM-HVAC-FS-10.49 | Com ¦ Large Code HVAC System Integrated Furnace and AC - Hot-Dry ¦ SCG ¦ Hot-Dry | Com ¦ Large Code HVAC System Integrated Furnace and AC - Hot-Dry | SCG ¦ Hot-Dry | SCG | All | Electric & Gas | Code split-package AC with gas furnace, 240-760 kbtuh | Average Existing and Code | 0 | Conventional | HVAC | Com - College | Com | ROB Only | 0 | 1000 sqft2 of floor space | Cap-Tons | 15 | DEER:HVAC_Split-Package_HP | 0 | 0 | 0 | SWHC046-02 | 903.64 | 2021 | 0 | 304.56 | 2021 | 0 | 0 | SWHC046-02 | Com Central HVAC (Large) - Fuel Sub - Hot-Dry ¦ SCG ¦ Hot-Dry | Com Central HVAC (Large) - Fuel Sub - Hot-Dry | 0.12457 | 1 | 1 | CBSA 2014, adjusted to reflect new efficiencies | 0 | 2012 | 1 | SWHC046-02
COM-HVAC-FS-10.50 | Com ¦ Large Code HVAC System Integrated Furnace and AC - Hot-Dry ¦ SCG ¦ Hot-Dry | Com ¦ Large Code HVAC System Integrated Furnace and AC - Hot-Dry | SCG ¦ Hot-Dry | SCG | All | Electric & Gas | Code split-package AC with gas furnace, 240-760 kbtuh | Average Existing and Code | 0 | Conventional | HVAC | Com - Grocery | Com | ROB Only | 0 | 1000 sqft2 of floor space | Cap-Tons | 15 | DEER:HVAC_Split-Package_HP | 0 | 0 | 0 | SWHC046-02 | 903.64 | 2021 | 0 | 304.56 | 2021 | 0 | 0 | SWHC046-02 | Com Central HVAC (Large) - Fuel Sub - Hot-Dry ¦ SCG ¦ Hot-Dry | Com Central HVAC (Large) - Fuel Sub - Hot-Dry | 0.22158 | 1 | 1 | CBSA 2014, adjusted to reflect new efficiencies | 0 | 2012 | 1 | SWHC046-02
COM-HVAC-FS-10.51 | Com ¦ Large Code HVAC System Integrated Furnace and AC - Hot-Dry ¦ SCG ¦ Hot-Dry | Com ¦ Large Code HVAC System Integrated Furnace and AC - Hot-Dry | SCG ¦ Hot-Dry | SCG | All | Electric & Gas | Code split-package AC with gas furnace, 240-760 kbtuh | Average Existing and Code | 0 | Conventional | HVAC | Com - Health | Com | ROB Only | 0 | 1000 sqft2 of floor space | Cap-Tons | 15 | DEER:HVAC_Split-Package_HP | 0 | 0 | 0 | SWHC046-02 | 903.64 | 2021 | 0 | 304.56 | 2021 | 0 | 0 | SWHC046-02 | Com Central HVAC (Large) - Fuel Sub - Hot-Dry ¦ SCG ¦ Hot-Dry | Com Central HVAC (Large) - Fuel Sub - Hot-Dry | 0.17666 | 1 | 1 | CBSA 2014, adjusted to reflect new efficiencies | 0 | 2012 | 1 | SWHC046-02
COM-HVAC-FS-10.52 | Com ¦ Large Code HVAC System Integrated Furnace and AC - Hot-Dry ¦ SCG ¦ Hot-Dry | Com ¦ Large Code HVAC System Integrated Furnace and AC - Hot-Dry | SCG ¦ Hot-Dry | SCG | All | Electric & Gas | Code split-package AC with gas furnace, 240-760 kbtuh | Average Existing and Code | 0 | Conventional | HVAC | Com - Lodging | Com | ROB Only | 0 | 1000 sqft2 of floor space | Cap-Tons | 15 | DEER:HVAC_Split-Package_HP | 0 | 0 | 0 | SWHC046-02 | 903.64 | 2021 | 0 | 304.56 | 2021 | 0 | 0 | SWHC046-02 | Com Central HVAC (Large) - Fuel Sub - Hot-Dry ¦ SCG ¦ Hot-Dry | Com Central HVAC (Large) - Fuel Sub - Hot-Dry | 0.099203 | 1 | 1 | CBSA 2014, adjusted to reflect new efficiencies | 0 | 2012 | 1 | SWHC046-02
COM-HVAC-FS-10.53 | Com ¦ Large Code HVAC System Integrated Furnace and AC - Hot-Dry ¦ SCG ¦ Hot-Dry | Com ¦ Large Code HVAC System Integrated Furnace and AC - Hot-Dry | SCG ¦ Hot-Dry | SCG | All | Electric & Gas | Code split-package AC with gas furnace, 240-760 kbtuh | Average Existing and Code | 0 | Conventional | HVAC | Com - Office (Large) | Com | ROB Only | 0 | 1000 sqft2 of floor space | Cap-Tons | 15 | DEER:HVAC_Split-Package_HP | 0 | 0 | 0 | SWHC046-02 | 903.64 | 2021 | 0 | 304.56 | 2021 | 0 | 0 | SWHC046-02 | Com Central HVAC (Large) - Fuel Sub - Hot-Dry ¦ SCG ¦ Hot-Dry | Com Central HVAC (Large) - Fuel Sub - Hot-Dry | 0.13151 | 1 | 1 | CBSA 2014, adjusted to reflect new efficiencies | 0 | 2012 | 1 | SWHC046-02
COM-HVAC-FS-10.54 | Com ¦ Large Code HVAC System Integrated Furnace and AC - Hot-Dry ¦ SCG ¦ Hot-Dry | Com ¦ Large Code HVAC System Integrated Furnace and AC - Hot-Dry | SCG ¦ Hot-Dry | SCG | All | Electric & Gas | Code split-package AC with gas furnace, 240-760 kbtuh | Average Existing and Code | 0 | Conventional | HVAC | Com - Office (Small) | Com | ROB Only | 0 | 1000 sqft2 of floor space | Cap-Tons | 15 | DEER:HVAC_Split-Package_HP | 0 | 0 | 0 | SWHC046-02 | 903.64 | 2021 | 0 | 304.56 | 2021 | 0 | 0 | SWHC046-02 | Com Central HVAC (Large) - Fuel Sub - Hot-Dry ¦ SCG ¦ Hot-Dry | Com Central HVAC (Large) - Fuel Sub - Hot-Dry | 0.1492 | 1 | 1 | CBSA 2014, adjusted to reflect new efficiencies | 0 | 2012 | 1 | SWHC046-02
COM-HVAC-FS-10.55 | Com ¦ Large Code HVAC System Integrated Furnace and AC - Hot-Dry ¦ SCG ¦ Hot-Dry | Com ¦ Large Code HVAC System Integrated Furnace and AC - Hot-Dry | SCG ¦ Hot-Dry | SCG | All | Electric & Gas | Code split-package AC with gas furnace, 240-760 kbtuh | Average Existing and Code | 0 | Conventional | HVAC | Com - Other | Com | ROB Only | 0 | 1000 sqft2 of floor space | Cap-Tons | 15 | DEER:HVAC_Split-Package_HP | 0 | 0 | 0 | SWHC046-02 | 903.64 | 2021 | 0 | 304.56 | 2021 | 0 | 0 | SWHC046-02 | Com Central HVAC (Large) - Fuel Sub - Hot-Dry ¦ SCG ¦ Hot-Dry | Com Central HVAC (Large) - Fuel Sub - Hot-Dry | 0.21371 | 1 | 1 | CBSA 2014, adjusted to reflect new efficiencies | 0 | 2012 | 1 | SWHC046-02
COM-HVAC-FS-10.57 | Com ¦ Large Code HVAC System Integrated Furnace and AC - Hot-Dry ¦ SCG ¦ Hot-Dry | Com ¦ Large Code HVAC System Integrated Furnace and AC - Hot-Dry | SCG ¦ Hot-Dry | SCG | All | Electric & Gas | Code split-package AC with gas furnace, 240-760 kbtuh | Average Existing and Code | 0 | Conventional | HVAC | Com - Restaurant | Com | ROB Only | 0 | 1000 sqft2 of floor space | Cap-Tons | 15 | DEER:HVAC_Split-Package_HP | 0 | 0 | 0 | SWHC046-02 | 903.64 | 2021 | 0 | 304.56 | 2021 | 0 | 0 | SWHC046-02 | Com Central HVAC (Large) - Fuel Sub - Hot-Dry ¦ SCG ¦ Hot-Dry | Com Central HVAC (Large) - Fuel Sub - Hot-Dry | 0.21772 | 1 | 1 | CBSA 2014, adjusted to reflect new efficiencies | 0 | 2012 | 1 | SWHC046-02
COM-HVAC-FS-10.58 | Com ¦ Large Code HVAC System Integrated Furnace and AC - Hot-Dry ¦ SCG ¦ Hot-Dry | Com ¦ Large Code HVAC System Integrated Furnace and AC - Hot-Dry | SCG ¦ Hot-Dry | SCG | All | Electric & Gas | Code split-package AC with gas furnace, 240-760 kbtuh | Average Existing and Code | 0 | Conventional | HVAC | Com - Retail | Com | ROB Only | 0 | 1000 sqft2 of floor space | Cap-Tons | 15 | DEER:HVAC_Split-Package_HP | 0 | 0 | 0 | SWHC046-02 | 903.64 | 2021 | 0 | 304.56 | 2021 | 0 | 0 | SWHC046-02 | Com Central HVAC (Large) - Fuel Sub - Hot-Dry ¦ SCG ¦ Hot-Dry | Com Central HVAC (Large) - Fuel Sub - Hot-Dry | 0.092114 | 1 | 1 | CBSA 2014, adjusted to reflect new efficiencies | 0 | 2012 | 1 | SWHC046-02
COM-HVAC-FS-10.59 | Com ¦ Large Code HVAC System Integrated Furnace and AC - Hot-Dry ¦ SCG ¦ Hot-Dry | Com ¦ Large Code HVAC System Integrated Furnace and AC - Hot-Dry | SCG ¦ Hot-Dry | SCG | All | Electric & Gas | Code split-package AC with gas furnace, 240-760 kbtuh | Average Existing and Code | 0 | Conventional | HVAC | Com - School | Com | ROB Only | 0 | 1000 sqft2 of floor space | Cap-Tons | 15 | DEER:HVAC_Split-Package_HP | 0 | 0 | 0 | SWHC046-02 | 903.64 | 2021 | 0 | 304.56 | 2021 | 0 | 0 | SWHC046-02 | Com Central HVAC (Large) - Fuel Sub - Hot-Dry ¦ SCG ¦ Hot-Dry | Com Central HVAC (Large) - Fuel Sub - Hot-Dry | 0.15 | 1 | 1 | CBSA 2014, adjusted to reflect new efficiencies | 0 | 2012 | 1 | SWHC046-02
COM-HVAC-FS-10.60 | Com ¦ Large Code HVAC System Integrated Furnace and AC - Hot-Dry ¦ SCG ¦ Hot-Dry | Com ¦ Large Code HVAC System Integrated Furnace and AC - Hot-Dry | SCG ¦ Hot-Dry | SCG | All | Electric & Gas | Code split-package AC with gas furnace, 240-760 kbtuh | Average Existing and Code | 0 | Conventional | HVAC | Com - Warehouse | Com | ROB Only | 0 | 1000 sqft2 of floor space | Cap-Tons | 15 | DEER:HVAC_Split-Package_HP | 0 | 0 | 0 | SWHC046-02 | 903.64 | 2021 | 0 | 304.56 | 2021 | 0 | 0 | SWHC046-02 | Com Central HVAC (Large) - Fuel Sub - Hot-Dry ¦ SCG ¦ Hot-Dry | Com Central HVAC (Large) - Fuel Sub - Hot-Dry | 0.028212 | 1 | 1 | CBSA 2014, adjusted to reflect new efficiencies | 0 | 2012 | 1 | SWHC046-02
COM-HVAC-FS-10.61 | Com ¦ Large Code HVAC System Integrated Furnace and AC - Cold ¦ SCG ¦ Cold | Com ¦ Large Code HVAC System Integrated Furnace and AC - Cold | SCG ¦ Cold | SCG | All | Electric & Gas | Code split-package AC with gas furnace, 240-760 kbtuh | Average Existing and Code | 0 | Conventional | HVAC | Com - College | Com | ROB Only | 0 | 1000 sqft2 of floor space | Cap-Tons | 15 | DEER:HVAC_Split-Package_HP | 0 | 0 | 0 | SWHC046-02 | 903.64 | 2021 | 0 | 304.56 | 2021 | 0 | 0 | SWHC046-02 | Com Central HVAC (Large) - Fuel Sub - Cold ¦ SCG ¦ Cold | Com Central HVAC (Large) - Fuel Sub - Cold | 0.12457 | 1 | 1 | CBSA 2014, adjusted to reflect new efficiencies | 0 | 2012 | 1 | SWHC046-02
COM-HVAC-FS-10.62 | Com ¦ Large Code HVAC System Integrated Furnace and AC - Cold ¦ SCG ¦ Cold | Com ¦ Large Code HVAC System Integrated Furnace and AC - Cold | SCG ¦ Cold | SCG | All | Electric & Gas | Code split-package AC with gas furnace, 240-760 kbtuh | Average Existing and Code | 0 | Conventional | HVAC | Com - Grocery | Com | ROB Only | 0 | 1000 sqft2 of floor space | Cap-Tons | 15 | DEER:HVAC_Split-Package_HP | 0 | 0 | 0 | SWHC046-02 | 903.64 | 2021 | 0 | 304.56 | 2021 | 0 | 0 | SWHC046-02 | Com Central HVAC (Large) - Fuel Sub - Cold ¦ SCG ¦ Cold | Com Central HVAC (Large) - Fuel Sub - Cold | 0.22158 | 1 | 1 | CBSA 2014, adjusted to reflect new efficiencies | 0 | 2012 | 1 | SWHC046-02
COM-HVAC-FS-10.63 | Com ¦ Large Code HVAC System Integrated Furnace and AC - Cold ¦ SCG ¦ Cold | Com ¦ Large Code HVAC System Integrated Furnace and AC - Cold | SCG ¦ Cold | SCG | All | Electric & Gas | Code split-package AC with gas furnace, 240-760 kbtuh | Average Existing and Code | 0 | Conventional | HVAC | Com - Health | Com | ROB Only | 0 | 1000 sqft2 of floor space | Cap-Tons | 15 | DEER:HVAC_Split-Package_HP | 0 | 0 | 0 | SWHC046-02 | 903.64 | 2021 | 0 | 304.56 | 2021 | 0 | 0 | SWHC046-02 | Com Central HVAC (Large) - Fuel Sub - Cold ¦ SCG ¦ Cold | Com Central HVAC (Large) - Fuel Sub - Cold | 0.17666 | 1 | 1 | CBSA 2014, adjusted to reflect new efficiencies | 0 | 2012 | 1 | SWHC046-02
COM-HVAC-FS-10.64 | Com ¦ Large Code HVAC System Integrated Furnace and AC - Cold ¦ SCG ¦ Cold | Com ¦ Large Code HVAC System Integrated Furnace and AC - Cold | SCG ¦ Cold | SCG | All | Electric & Gas | Code split-package AC with gas furnace, 240-760 kbtuh | Average Existing and Code | 0 | Conventional | HVAC | Com - Lodging | Com | ROB Only | 0 | 1000 sqft2 of floor space | Cap-Tons | 15 | DEER:HVAC_Split-Package_HP | 0 | 0 | 0 | SWHC046-02 | 903.64 | 2021 | 0 | 304.56 | 2021 | 0 | 0 | SWHC046-02 | Com Central HVAC (Large) - Fuel Sub - Cold ¦ SCG ¦ Cold | Com Central HVAC (Large) - Fuel Sub - Cold | 0.099203 | 1 | 1 | CBSA 2014, adjusted to reflect new efficiencies | 0 | 2012 | 1 | SWHC046-02
COM-HVAC-FS-10.65 | Com ¦ Large Code HVAC System Integrated Furnace and AC - Cold ¦ SCG ¦ Cold | Com ¦ Large Code HVAC System Integrated Furnace and AC - Cold | SCG ¦ Cold | SCG | All | Electric & Gas | Code split-package AC with gas furnace, 240-760 kbtuh | Average Existing and Code | 0 | Conventional | HVAC | Com - Office (Large) | Com | ROB Only | 0 | 1000 sqft2 of floor space | Cap-Tons | 15 | DEER:HVAC_Split-Package_HP | 0 | 0 | 0 | SWHC046-02 | 903.64 | 2021 | 0 | 304.56 | 2021 | 0 | 0 | SWHC046-02 | Com Central HVAC (Large) - Fuel Sub - Cold ¦ SCG ¦ Cold | Com Central HVAC (Large) - Fuel Sub - Cold | 0.13151 | 1 | 1 | CBSA 2014, adjusted to reflect new efficiencies | 0 | 2012 | 1 | SWHC046-02
COM-HVAC-FS-10.66 | Com ¦ Large Code HVAC System Integrated Furnace and AC - Cold ¦ SCG ¦ Cold | Com ¦ Large Code HVAC System Integrated Furnace and AC - Cold | SCG ¦ Cold | SCG | All | Electric & Gas | Code split-package AC with gas furnace, 240-760 kbtuh | Average Existing and Code | 0 | Conventional | HVAC | Com - Office (Small) | Com | ROB Only | 0 | 1000 sqft2 of floor space | Cap-Tons | 15 | DEER:HVAC_Split-Package_HP | 0 | 0 | 0 | SWHC046-02 | 903.64 | 2021 | 0 | 304.56 | 2021 | 0 | 0 | SWHC046-02 | Com Central HVAC (Large) - Fuel Sub - Cold ¦ SCG ¦ Cold | Com Central HVAC (Large) - Fuel Sub - Cold | 0.1492 | 1 | 1 | CBSA 2014, adjusted to reflect new efficiencies | 0 | 2012 | 1 | SWHC046-02
COM-HVAC-FS-10.67 | Com ¦ Large Code HVAC System Integrated Furnace and AC - Cold ¦ SCG ¦ Cold | Com ¦ Large Code HVAC System Integrated Furnace and AC - Cold | SCG ¦ Cold | SCG | All | Electric & Gas | Code split-package AC with gas furnace, 240-760 kbtuh | Average Existing and Code | 0 | Conventional | HVAC | Com - Other | Com | ROB Only | 0 | 1000 sqft2 of floor space | Cap-Tons | 15 | DEER:HVAC_Split-Package_HP | 0 | 0 | 0 | SWHC046-02 | 903.64 | 2021 | 0 | 304.56 | 2021 | 0 | 0 | SWHC046-02 | Com Central HVAC (Large) - Fuel Sub - Cold ¦ SCG ¦ Cold | Com Central HVAC (Large) - Fuel Sub - Cold | 0.21371 | 1 | 1 | CBSA 2014, adjusted to reflect new efficiencies | 0 | 2012 | 1 | SWHC046-02
COM-HVAC-FS-10.69 | Com ¦ Large Code HVAC System Integrated Furnace and AC - Cold ¦ SCG ¦ Cold | Com ¦ Large Code HVAC System Integrated Furnace and AC - Cold | SCG ¦ Cold | SCG | All | Electric & Gas | Code split-package AC with gas furnace, 240-760 kbtuh | Average Existing and Code | 0 | Conventional | HVAC | Com - Restaurant | Com | ROB Only | 0 | 1000 sqft2 of floor space | Cap-Tons | 15 | DEER:HVAC_Split-Package_HP | 0 | 0 | 0 | SWHC046-02 | 903.64 | 2021 | 0 | 304.56 | 2021 | 0 | 0 | SWHC046-02 | Com Central HVAC (Large) - Fuel Sub - Cold ¦ SCG ¦ Cold | Com Central HVAC (Large) - Fuel Sub - Cold | 0.21772 | 1 | 1 | CBSA 2014, adjusted to reflect new efficiencies | 0 | 2012 | 1 | SWHC046-02
COM-HVAC-FS-10.70 | Com ¦ Large Code HVAC System Integrated Furnace and AC - Cold ¦ SCG ¦ Cold | Com ¦ Large Code HVAC System Integrated Furnace and AC - Cold | SCG ¦ Cold | SCG | All | Electric & Gas | Code split-package AC with gas furnace, 240-760 kbtuh | Average Existing and Code | 0 | Conventional | HVAC | Com - Retail | Com | ROB Only | 0 | 1000 sqft2 of floor space | Cap-Tons | 15 | DEER:HVAC_Split-Package_HP | 0 | 0 | 0 | SWHC046-02 | 903.64 | 2021 | 0 | 304.56 | 2021 | 0 | 0 | SWHC046-02 | Com Central HVAC (Large) - Fuel Sub - Cold ¦ SCG ¦ Cold | Com Central HVAC (Large) - Fuel Sub - Cold | 0.092114 | 1 | 1 | CBSA 2014, adjusted to reflect new efficiencies | 0 | 2012 | 1 | SWHC046-02
COM-HVAC-FS-10.71 | Com ¦ Large Code HVAC System Integrated Furnace and AC - Cold ¦ SCG ¦ Cold | Com ¦ Large Code HVAC System Integrated Furnace and AC - Cold | SCG ¦ Cold | SCG | All | Electric & Gas | Code split-package AC with gas furnace, 240-760 kbtuh | Average Existing and Code | 0 | Conventional | HVAC | Com - School | Com | ROB Only | 0 | 1000 sqft2 of floor space | Cap-Tons | 15 | DEER:HVAC_Split-Package_HP | 0 | 0 | 0 | SWHC046-02 | 903.64 | 2021 | 0 | 304.56 | 2021 | 0 | 0 | SWHC046-02 | Com Central HVAC (Large) - Fuel Sub - Cold ¦ SCG ¦ Cold | Com Central HVAC (Large) - Fuel Sub - Cold | 0.15 | 1 | 1 | CBSA 2014, adjusted to reflect new efficiencies | 0 | 2012 | 1 | SWHC046-02
COM-HVAC-FS-10.72 | Com ¦ Large Code HVAC System Integrated Furnace and AC - Cold ¦ SCG ¦ Cold | Com ¦ Large Code HVAC System Integrated Furnace and AC - Cold | SCG ¦ Cold | SCG | All | Electric & Gas | Code split-package AC with gas furnace, 240-760 kbtuh | Average Existing and Code | 0 | Conventional | HVAC | Com - Warehouse | Com | ROB Only | 0 | 1000 sqft2 of floor space | Cap-Tons | 15 | DEER:HVAC_Split-Package_HP | 0 | 0 | 0 | SWHC046-02 | 903.64 | 2021 | 0 | 304.56 | 2021 | 0 | 0 | SWHC046-02 | Com Central HVAC (Large) - Fuel Sub - Cold ¦ SCG ¦ Cold | Com Central HVAC (Large) - Fuel Sub - Cold | 0.028212 | 1 | 1 | CBSA 2014, adjusted to reflect new efficiencies | 0 | 2012 | 1 | SWHC046-02
COM-HVAC-FS-10.73 | Com ¦ Large Code HVAC System Integrated Furnace and AC - Marine ¦ SDG&E ¦ Marine | Com ¦ Large Code HVAC System Integrated Furnace and AC - Marine | SDG&E ¦ Marine | SDG&E | All | Electric & Gas | Code split-package AC with gas furnace, 240-760 kbtuh | Average Existing and Code | 0 | Conventional | HVAC | Com - College | Com | ROB Only | 0 | 1000 sqft2 of floor space | Cap-Tons | 15 | DEER:HVAC_Split-Package_HP | 0 | 0 | 0 | SWHC046-02 | 903.64 | 2021 | 0 | 304.56 | 2021 | 0 | 0 | SWHC046-02 | Com Central HVAC (Large) - Fuel Sub - Marine ¦ SDG&E ¦ Marine | Com Central HVAC (Large) - Fuel Sub - Marine | 0.12207 | 1 | 1 | CBSA 2014, adjusted to reflect new efficiencies | 0 | 2012 | 1 | SWHC046-02
COM-HVAC-FS-10.74 | Com ¦ Large Code HVAC System Integrated Furnace and AC - Marine ¦ SDG&E ¦ Marine | Com ¦ Large Code HVAC System Integrated Furnace and AC - Marine | SDG&E ¦ Marine | SDG&E | All | Electric & Gas | Code split-package AC with gas furnace, 240-760 kbtuh | Average Existing and Code | 0 | Conventional | HVAC | Com - Grocery | Com | ROB Only | 0 | 1000 sqft2 of floor space | Cap-Tons | 15 | DEER:HVAC_Split-Package_HP | 0 | 0 | 0 | SWHC046-02 | 903.64 | 2021 | 0 | 304.56 | 2021 | 0 | 0 | SWHC046-02 | Com Central HVAC (Large) - Fuel Sub - Marine ¦ SDG&E ¦ Marine | Com Central HVAC (Large) - Fuel Sub - Marine | 0.22528 | 1 | 1 | CBSA 2014, adjusted to reflect new efficiencies | 0 | 2012 | 1 | SWHC046-02
COM-HVAC-FS-10.75 | Com ¦ Large Code HVAC System Integrated Furnace and AC - Marine ¦ SDG&E ¦ Marine | Com ¦ Large Code HVAC System Integrated Furnace and AC - Marine | SDG&E ¦ Marine | SDG&E | All | Electric & Gas | Code split-package AC with gas furnace, 240-760 kbtuh | Average Existing and Code | 0 | Conventional | HVAC | Com - Health | Com | ROB Only | 0 | 1000 sqft2 of floor space | Cap-Tons | 15 | DEER:HVAC_Split-Package_HP | 0 | 0 | 0 | SWHC046-02 | 903.64 | 2021 | 0 | 304.56 | 2021 | 0 | 0 | SWHC046-02 | Com Central HVAC (Large) - Fuel Sub - Marine ¦ SDG&E ¦ Marine | Com Central HVAC (Large) - Fuel Sub - Marine | 0.17567 | 1 | 1 | CBSA 2014, adjusted to reflect new efficiencies | 0 | 2012 | 1 | SWHC046-02
COM-HVAC-FS-10.76 | Com ¦ Large Code HVAC System Integrated Furnace and AC - Marine ¦ SDG&E ¦ Marine | Com ¦ Large Code HVAC System Integrated Furnace and AC - Marine | SDG&E ¦ Marine | SDG&E | All | Electric & Gas | Code split-package AC with gas furnace, 240-760 kbtuh | Average Existing and Code | 0 | Conventional | HVAC | Com - Lodging | Com | ROB Only | 0 | 1000 sqft2 of floor space | Cap-Tons | 15 | DEER:HVAC_Split-Package_HP | 0 | 0 | 0 | SWHC046-02 | 903.64 | 2021 | 0 | 304.56 | 2021 | 0 | 0 | SWHC046-02 | Com Central HVAC (Large) - Fuel Sub - Marine ¦ SDG&E ¦ Marine | Com Central HVAC (Large) - Fuel Sub - Marine | 0.098289 | 1 | 1 | CBSA 2014, adjusted to reflect new efficiencies | 0 | 2012 | 1 | SWHC046-02
COM-HVAC-FS-10.77 | Com ¦ Large Code HVAC System Integrated Furnace and AC - Marine ¦ SDG&E ¦ Marine | Com ¦ Large Code HVAC System Integrated Furnace and AC - Marine | SDG&E ¦ Marine | SDG&E | All | Electric & Gas | Code split-package AC with gas furnace, 240-760 kbtuh | Average Existing and Code | 0 | Conventional | HVAC | Com - Office (Large) | Com | ROB Only | 0 | 1000 sqft2 of floor space | Cap-Tons | 15 | DEER:HVAC_Split-Package_HP | 0 | 0 | 0 | SWHC046-02 | 903.64 | 2021 | 0 | 304.56 | 2021 | 0 | 0 | SWHC046-02 | Com Central HVAC (Large) - Fuel Sub - Marine ¦ SDG&E ¦ Marine | Com Central HVAC (Large) - Fuel Sub - Marine | 0.12833 | 1 | 1 | CBSA 2014, adjusted to reflect new efficiencies | 0 | 2012 | 1 | SWHC046-02
COM-HVAC-FS-10.78 | Com ¦ Large Code HVAC System Integrated Furnace and AC - Marine ¦ SDG&E ¦ Marine | Com ¦ Large Code HVAC System Integrated Furnace and AC - Marine | SDG&E ¦ Marine | SDG&E | All | Electric & Gas | Code split-package AC with gas furnace, 240-760 kbtuh | Average Existing and Code | 0 | Conventional | HVAC | Com - Office (Small) | Com | ROB Only | 0 | 1000 sqft2 of floor space | Cap-Tons | 15 | DEER:HVAC_Split-Package_HP | 0 | 0 | 0 | SWHC046-02 | 903.64 | 2021 | 0 | 304.56 | 2021 | 0 | 0 | SWHC046-02 | Com Central HVAC (Large) - Fuel Sub - Marine ¦ SDG&E ¦ Marine | Com Central HVAC (Large) - Fuel Sub - Marine | 0.15582 | 1 | 1 | CBSA 2014, adjusted to reflect new efficiencies | 0 | 2012 | 1 | SWHC046-02
COM-HVAC-FS-10.79 | Com ¦ Large Code HVAC System Integrated Furnace and AC - Marine ¦ SDG&E ¦ Marine | Com ¦ Large Code HVAC System Integrated Furnace and AC - Marine | SDG&E ¦ Marine | SDG&E | All | Electric & Gas | Code split-package AC with gas furnace, 240-760 kbtuh | Average Existing and Code | 0 | Conventional | HVAC | Com - Other | Com | ROB Only | 0 | 1000 sqft2 of floor space | Cap-Tons | 15 | DEER:HVAC_Split-Package_HP | 0 | 0 | 0 | SWHC046-02 | 903.64 | 2021 | 0 | 304.56 | 2021 | 0 | 0 | SWHC046-02 | Com Central HVAC (Large) - Fuel Sub - Marine ¦ SDG&E ¦ Marine | Com Central HVAC (Large) - Fuel Sub - Marine | 0.21005 | 1 | 1 | CBSA 2014, adjusted to reflect new efficiencies | 0 | 2012 | 1 | SWHC046-02
COM-HVAC-FS-10.81 | Com ¦ Large Code HVAC System Integrated Furnace and AC - Marine ¦ SDG&E ¦ Marine | Com ¦ Large Code HVAC System Integrated Furnace and AC - Marine | SDG&E ¦ Marine | SDG&E | All | Electric & Gas | Code split-package AC with gas furnace, 240-760 kbtuh | Average Existing and Code | 0 | Conventional | HVAC | Com - Restaurant | Com | ROB Only | 0 | 1000 sqft2 of floor space | Cap-Tons | 15 | DEER:HVAC_Split-Package_HP | 0 | 0 | 0 | SWHC046-02 | 903.64 | 2021 | 0 | 304.56 | 2021 | 0 | 0 | SWHC046-02 | Com Central HVAC (Large) - Fuel Sub - Marine ¦ SDG&E ¦ Marine | Com Central HVAC (Large) - Fuel Sub - Marine | 0.22744 | 1 | 1 | CBSA 2014, adjusted to reflect new efficiencies | 0 | 2012 | 1 | SWHC046-02
COM-HVAC-FS-10.82 | Com ¦ Large Code HVAC System Integrated Furnace and AC - Marine ¦ SDG&E ¦ Marine | Com ¦ Large Code HVAC System Integrated Furnace and AC - Marine | SDG&E ¦ Marine | SDG&E | All | Electric & Gas | Code split-package AC with gas furnace, 240-760 kbtuh | Average Existing and Code | 0 | Conventional | HVAC | Com - Retail | Com | ROB Only | 0 | 1000 sqft2 of floor space | Cap-Tons | 15 | DEER:HVAC_Split-Package_HP | 0 | 0 | 0 | SWHC046-02 | 903.64 | 2021 | 0 | 304.56 | 2021 | 0 | 0 | SWHC046-02 | Com Central HVAC (Large) - Fuel Sub - Marine ¦ SDG&E ¦ Marine | Com Central HVAC (Large) - Fuel Sub - Marine | 0.092203 | 1 | 1 | CBSA 2014, adjusted to reflect new efficiencies | 0 | 2012 | 1 | SWHC046-02
COM-HVAC-FS-10.83 | Com ¦ Large Code HVAC System Integrated Furnace and AC - Marine ¦ SDG&E ¦ Marine | Com ¦ Large Code HVAC System Integrated Furnace and AC - Marine | SDG&E ¦ Marine | SDG&E | All | Electric & Gas | Code split-package AC with gas furnace, 240-760 kbtuh | Average Existing and Code | 0 | Conventional | HVAC | Com - School | Com | ROB Only | 0 | 1000 sqft2 of floor space | Cap-Tons | 15 | DEER:HVAC_Split-Package_HP | 0 | 0 | 0 | SWHC046-02 | 903.64 | 2021 | 0 | 304.56 | 2021 | 0 | 0 | SWHC046-02 | Com Central HVAC (Large) - Fuel Sub - Marine ¦ SDG&E ¦ Marine | Com Central HVAC (Large) - Fuel Sub - Marine | 0.15505 | 1 | 1 | CBSA 2014, adjusted to reflect new efficiencies | 0 | 2012 | 1 | SWHC046-02
COM-HVAC-FS-10.84 | Com ¦ Large Code HVAC System Integrated Furnace and AC - Marine ¦ SDG&E ¦ Marine | Com ¦ Large Code HVAC System Integrated Furnace and AC - Marine | SDG&E ¦ Marine | SDG&E | All | Electric & Gas | Code split-package AC with gas furnace, 240-760 kbtuh | Average Existing and Code | 0 | Conventional | HVAC | Com - Warehouse | Com | ROB Only | 0 | 1000 sqft2 of floor space | Cap-Tons | 15 | DEER:HVAC_Split-Package_HP | 0 | 0 | 0 | SWHC046-02 | 903.64 | 2021 | 0 | 304.56 | 2021 | 0 | 0 | SWHC046-02 | Com Central HVAC (Large) - Fuel Sub - Marine ¦ SDG&E ¦ Marine | Com Central HVAC (Large) - Fuel Sub - Marine | 0.028275 | 1 | 1 | CBSA 2014, adjusted to reflect new efficiencies | 0 | 2012 | 1 | SWHC046-02
COM-HVAC-FS-10.85 | Com ¦ Large Code HVAC System Integrated Furnace and AC - Hot-Dry ¦ SDG&E ¦ Hot-Dry | Com ¦ Large Code HVAC System Integrated Furnace and AC - Hot-Dry | SDG&E ¦ Hot-Dry | SDG&E | All | Electric & Gas | Code split-package AC with gas furnace, 240-760 kbtuh | Average Existing and Code | 0 | Conventional | HVAC | Com - College | Com | ROB Only | 0 | 1000 sqft2 of floor space | Cap-Tons | 15 | DEER:HVAC_Split-Package_HP | 0 | 0 | 0 | SWHC046-02 | 903.64 | 2021 | 0 | 304.56 | 2021 | 0 | 0 | SWHC046-02 | Com Central HVAC (Large) - Fuel Sub - Hot-Dry ¦ SDG&E ¦ Hot-Dry | Com Central HVAC (Large) - Fuel Sub - Hot-Dry | 0.12207 | 1 | 1 | CBSA 2014, adjusted to reflect new efficiencies | 0 | 2012 | 1 | SWHC046-02
COM-HVAC-FS-10.86 | Com ¦ Large Code HVAC System Integrated Furnace and AC - Hot-Dry ¦ SDG&E ¦ Hot-Dry | Com ¦ Large Code HVAC System Integrated Furnace and AC - Hot-Dry | SDG&E ¦ Hot-Dry | SDG&E | All | Electric & Gas | Code split-package AC with gas furnace, 240-760 kbtuh | Average Existing and Code | 0 | Conventional | HVAC | Com - Grocery | Com | ROB Only | 0 | 1000 sqft2 of floor space | Cap-Tons | 15 | DEER:HVAC_Split-Package_HP | 0 | 0 | 0 | SWHC046-02 | 903.64 | 2021 | 0 | 304.56 | 2021 | 0 | 0 | SWHC046-02 | Com Central HVAC (Large) - Fuel Sub - Hot-Dry ¦ SDG&E ¦ Hot-Dry | Com Central HVAC (Large) - Fuel Sub - Hot-Dry | 0.22528 | 1 | 1 | CBSA 2014, adjusted to reflect new efficiencies | 0 | 2012 | 1 | SWHC046-02
COM-HVAC-FS-10.87 | Com ¦ Large Code HVAC System Integrated Furnace and AC - Hot-Dry ¦ SDG&E ¦ Hot-Dry | Com ¦ Large Code HVAC System Integrated Furnace and AC - Hot-Dry | SDG&E ¦ Hot-Dry | SDG&E | All | Electric & Gas | Code split-package AC with gas furnace, 240-760 kbtuh | Average Existing and Code | 0 | Conventional | HVAC | Com - Health | Com | ROB Only | 0 | 1000 sqft2 of floor space | Cap-Tons | 15 | DEER:HVAC_Split-Package_HP | 0 | 0 | 0 | SWHC046-02 | 903.64 | 2021 | 0 | 304.56 | 2021 | 0 | 0 | SWHC046-02 | Com Central HVAC (Large) - Fuel Sub - Hot-Dry ¦ SDG&E ¦ Hot-Dry | Com Central HVAC (Large) - Fuel Sub - Hot-Dry | 0.17567 | 1 | 1 | CBSA 2014, adjusted to reflect new efficiencies | 0 | 2012 | 1 | SWHC046-02
COM-HVAC-FS-10.88 | Com ¦ Large Code HVAC System Integrated Furnace and AC - Hot-Dry ¦ SDG&E ¦ Hot-Dry | Com ¦ Large Code HVAC System Integrated Furnace and AC - Hot-Dry | SDG&E ¦ Hot-Dry | SDG&E | All | Electric & Gas | Code split-package AC with gas furnace, 240-760 kbtuh | Average Existing and Code | 0 | Conventional | HVAC | Com - Lodging | Com | ROB Only | 0 | 1000 sqft2 of floor space | Cap-Tons | 15 | DEER:HVAC_Split-Package_HP | 0 | 0 | 0 | SWHC046-02 | 903.64 | 2021 | 0 | 304.56 | 2021 | 0 | 0 | SWHC046-02 | Com Central HVAC (Large) - Fuel Sub - Hot-Dry ¦ SDG&E ¦ Hot-Dry | Com Central HVAC (Large) - Fuel Sub - Hot-Dry | 0.098289 | 1 | 1 | CBSA 2014, adjusted to reflect new efficiencies | 0 | 2012 | 1 | SWHC046-02
COM-HVAC-FS-10.89 | Com ¦ Large Code HVAC System Integrated Furnace and AC - Hot-Dry ¦ SDG&E ¦ Hot-Dry | Com ¦ Large Code HVAC System Integrated Furnace and AC - Hot-Dry | SDG&E ¦ Hot-Dry | SDG&E | All | Electric & Gas | Code split-package AC with gas furnace, 240-760 kbtuh | Average Existing and Code | 0 | Conventional | HVAC | Com - Office (Large) | Com | ROB Only | 0 | 1000 sqft2 of floor space | Cap-Tons | 15 | DEER:HVAC_Split-Package_HP | 0 | 0 | 0 | SWHC046-02 | 903.64 | 2021 | 0 | 304.56 | 2021 | 0 | 0 | SWHC046-02 | Com Central HVAC (Large) - Fuel Sub - Hot-Dry ¦ SDG&E ¦ Hot-Dry | Com Central HVAC (Large) - Fuel Sub - Hot-Dry | 0.12833 | 1 | 1 | CBSA 2014, adjusted to reflect new efficiencies | 0 | 2012 | 1 | SWHC046-02
COM-HVAC-FS-10.90 | Com ¦ Large Code HVAC System Integrated Furnace and AC - Hot-Dry ¦ SDG&E ¦ Hot-Dry | Com ¦ Large Code HVAC System Integrated Furnace and AC - Hot-Dry | SDG&E ¦ Hot-Dry | SDG&E | All | Electric & Gas | Code split-package AC with gas furnace, 240-760 kbtuh | Average Existing and Code | 0 | Conventional | HVAC | Com - Office (Small) | Com | ROB Only | 0 | 1000 sqft2 of floor space | Cap-Tons | 15 | DEER:HVAC_Split-Package_HP | 0 | 0 | 0 | SWHC046-02 | 903.64 | 2021 | 0 | 304.56 | 2021 | 0 | 0 | SWHC046-02 | Com Central HVAC (Large) - Fuel Sub - Hot-Dry ¦ SDG&E ¦ Hot-Dry | Com Central HVAC (Large) - Fuel Sub - Hot-Dry | 0.15582 | 1 | 1 | CBSA 2014, adjusted to reflect new efficiencies | 0 | 2012 | 1 | SWHC046-02
COM-HVAC-FS-10.91 | Com ¦ Large Code HVAC System Integrated Furnace and AC - Hot-Dry ¦ SDG&E ¦ Hot-Dry | Com ¦ Large Code HVAC System Integrated Furnace and AC - Hot-Dry | SDG&E ¦ Hot-Dry | SDG&E | All | Electric & Gas | Code split-package AC with gas furnace, 240-760 kbtuh | Average Existing and Code | 0 | Conventional | HVAC | Com - Other | Com | ROB Only | 0 | 1000 sqft2 of floor space | Cap-Tons | 15 | DEER:HVAC_Split-Package_HP | 0 | 0 | 0 | SWHC046-02 | 903.64 | 2021 | 0 | 304.56 | 2021 | 0 | 0 | SWHC046-02 | Com Central HVAC (Large) - Fuel Sub - Hot-Dry ¦ SDG&E ¦ Hot-Dry | Com Central HVAC (Large) - Fuel Sub - Hot-Dry | 0.21005 | 1 | 1 | CBSA 2014, adjusted to reflect new efficiencies | 0 | 2012 | 1 | SWHC046-02
COM-HVAC-FS-10.93 | Com ¦ Large Code HVAC System Integrated Furnace and AC - Hot-Dry ¦ SDG&E ¦ Hot-Dry | Com ¦ Large Code HVAC System Integrated Furnace and AC - Hot-Dry | SDG&E ¦ Hot-Dry | SDG&E | All | Electric & Gas | Code split-package AC with gas furnace, 240-760 kbtuh | Average Existing and Code | 0 | Conventional | HVAC | Com - Restaurant | Com | ROB Only | 0 | 1000 sqft2 of floor space | Cap-Tons | 15 | DEER:HVAC_Split-Package_HP | 0 | 0 | 0 | SWHC046-02 | 903.64 | 2021 | 0 | 304.56 | 2021 | 0 | 0 | SWHC046-02 | Com Central HVAC (Large) - Fuel Sub - Hot-Dry ¦ SDG&E ¦ Hot-Dry | Com Central HVAC (Large) - Fuel Sub - Hot-Dry | 0.22744 | 1 | 1 | CBSA 2014, adjusted to reflect new efficiencies | 0 | 2012 | 1 | SWHC046-02
COM-HVAC-FS-10.94 | Com ¦ Large Code HVAC System Integrated Furnace and AC - Hot-Dry ¦ SDG&E ¦ Hot-Dry | Com ¦ Large Code HVAC System Integrated Furnace and AC - Hot-Dry | SDG&E ¦ Hot-Dry | SDG&E | All | Electric & Gas | Code split-package AC with gas furnace, 240-760 kbtuh | Average Existing and Code | 0 | Conventional | HVAC | Com - Retail | Com | ROB Only | 0 | 1000 sqft2 of floor space | Cap-Tons | 15 | DEER:HVAC_Split-Package_HP | 0 | 0 | 0 | SWHC046-02 | 903.64 | 2021 | 0 | 304.56 | 2021 | 0 | 0 | SWHC046-02 | Com Central HVAC (Large) - Fuel Sub - Hot-Dry ¦ SDG&E ¦ Hot-Dry | Com Central HVAC (Large) - Fuel Sub - Hot-Dry | 0.092203 | 1 | 1 | CBSA 2014, adjusted to reflect new efficiencies | 0 | 2012 | 1 | SWHC046-02
COM-HVAC-FS-10.95 | Com ¦ Large Code HVAC System Integrated Furnace and AC - Hot-Dry ¦ SDG&E ¦ Hot-Dry | Com ¦ Large Code HVAC System Integrated Furnace and AC - Hot-Dry | SDG&E ¦ Hot-Dry | SDG&E | All | Electric & Gas | Code split-package AC with gas furnace, 240-760 kbtuh | Average Existing and Code | 0 | Conventional | HVAC | Com - School | Com | ROB Only | 0 | 1000 sqft2 of floor space | Cap-Tons | 15 | DEER:HVAC_Split-Package_HP | 0 | 0 | 0 | SWHC046-02 | 903.64 | 2021 | 0 | 304.56 | 2021 | 0 | 0 | SWHC046-02 | Com Central HVAC (Large) - Fuel Sub - Hot-Dry ¦ SDG&E ¦ Hot-Dry | Com Central HVAC (Large) - Fuel Sub - Hot-Dry | 0.15505 | 1 | 1 | CBSA 2014, adjusted to reflect new efficiencies | 0 | 2012 | 1 | SWHC046-02
COM-HVAC-FS-10.96 | Com ¦ Large Code HVAC System Integrated Furnace and AC - Hot-Dry ¦ SDG&E ¦ Hot-Dry | Com ¦ Large Code HVAC System Integrated Furnace and AC - Hot-Dry | SDG&E ¦ Hot-Dry | SDG&E | All | Electric & Gas | Code split-package AC with gas furnace, 240-760 kbtuh | Average Existing and Code | 0 | Conventional | HVAC | Com - Warehouse | Com | ROB Only | 0 | 1000 sqft2 of floor space | Cap-Tons | 15 | DEER:HVAC_Split-Package_HP | 0 | 0 | 0 | SWHC046-02 | 903.64 | 2021 | 0 | 304.56 | 2021 | 0 | 0 | SWHC046-02 | Com Central HVAC (Large) - Fuel Sub - Hot-Dry ¦ SDG&E ¦ Hot-Dry | Com Central HVAC (Large) - Fuel Sub - Hot-Dry | 0.028275 | 1 | 1 | CBSA 2014, adjusted to reflect new efficiencies | 0 | 2012 | 1 | SWHC046-02
COM-HVAC-FS-010.1 | Com ¦ Large Packaged Heat Pump (EER 9.3) - Fuel Sub Future Baseline - Marine ¦ PG&E ¦ Marine | Com ¦ Large Packaged Heat Pump (EER 9.3) - Fuel Sub Future Baseline - Marine | PG&E ¦ Marine | PG&E | All | Electric & Gas | Large Unitary Heat Pump (EER 9.3) | Efficient | 2030 | Conventional | HVAC | Com - College | Com | ROB Only | 0 | 1000 sqft2 of floor space | Cap-Tons | 15 | DEER:HVAC_Split-Package_HP | 202.4953 | 0.0126 | -25.9026 | SWHC046-02 | 799.5 | 2021 | 0 | 493.87 | 2021 | 0 | -11.62 | SWHC046-02 | Com Central HVAC (Large) - Fuel Sub - Marine ¦ PG&E ¦ Marine | Com Central HVAC (Large) - Fuel Sub - Marine | 0.11162 | 1 | 0 | CBSA 2014, adjusted to reflect new efficiencies | 8.0686 | 2012 | 1 | SWHC046-02
COM-HVAC-FS-010.2 | Com ¦ Large Packaged Heat Pump (EER 9.3) - Fuel Sub Future Baseline - Marine ¦ PG&E ¦ Marine | Com ¦ Large Packaged Heat Pump (EER 9.3) - Fuel Sub Future Baseline - Marine | PG&E ¦ Marine | PG&E | All | Electric & Gas | Large Unitary Heat Pump (EER 9.3) | Efficient | 2030 | Conventional | HVAC | Com - Grocery | Com | ROB Only | 0 | 1000 sqft2 of floor space | Cap-Tons | 15 | DEER:HVAC_Split-Package_HP | 1236 | 0.0126 | -156 | SWHC046-02 | 799.5 | 2021 | 0 | 493.87 | 2021 | 0 | -11.62 | SWHC046-02 | Com Central HVAC (Large) - Fuel Sub - Marine ¦ PG&E ¦ Marine | Com Central HVAC (Large) - Fuel Sub - Marine | 0.18624 | 1 | 0 | CBSA 2014, adjusted to reflect new efficiencies | 300.9432 | 2012 | 1 | SWHC046-02
COM-HVAC-FS-010.3 | Com ¦ Large Packaged Heat Pump (EER 9.3) - Fuel Sub Future Baseline - Marine ¦ PG&E ¦ Marine | Com ¦ Large Packaged Heat Pump (EER 9.3) - Fuel Sub Future Baseline - Marine | PG&E ¦ Marine | PG&E | All | Electric & Gas | Large Unitary Heat Pump (EER 9.3) | Efficient | 2030 | Conventional | HVAC | Com - Health | Com | ROB Only | 0 | 1000 sqft2 of floor space | Cap-Tons | 15 | DEER:HVAC_Split-Package_HP | 281.4735 | 0.0126 | -33.5588 | SWHC046-02 | 799.5 | 2021 | 0 | 493.87 | 2021 | 0 | -11.62 | SWHC046-02 | Com Central HVAC (Large) - Fuel Sub - Marine ¦ PG&E ¦ Marine | Com Central HVAC (Large) - Fuel Sub - Marine | 0.16483 | 1 | 0 | CBSA 2014, adjusted to reflect new efficiencies | 75.0733 | 2012 | 1 | SWHC046-02
COM-HVAC-FS-010.4 | Com ¦ Large Packaged Heat Pump (EER 9.3) - Fuel Sub Future Baseline - Marine ¦ PG&E ¦ Marine | Com ¦ Large Packaged Heat Pump (EER 9.3) - Fuel Sub Future Baseline - Marine | PG&E ¦ Marine | PG&E | All | Electric & Gas | Large Unitary Heat Pump (EER 9.3) | Efficient | 2030 | Conventional | HVAC | Com - Lodging | Com | ROB Only | 0 | 1000 sqft2 of floor space | Cap-Tons | 15 | DEER:HVAC_Split-Package_HP | 608.1841 | 0.0126 | -79.8896 | SWHC046-02 | 799.5 | 2021 | 0 | 493.87 | 2021 | 0 | -11.62 | SWHC046-02 | Com Central HVAC (Large) - Fuel Sub - Marine ¦ PG&E ¦ Marine | Com Central HVAC (Large) - Fuel Sub - Marine | 0.08786 | 1 | 0 | CBSA 2014, adjusted to reflect new efficiencies | 575.0174 | 2012 | 1 | SWHC046-02
COM-HVAC-FS-010.5 | Com ¦ Large Packaged Heat Pump (EER 9.3) - Fuel Sub Future Baseline - Marine ¦ PG&E ¦ Marine | Com ¦ Large Packaged Heat Pump (EER 9.3) - Fuel Sub Future Baseline - Marine | PG&E ¦ Marine | PG&E | All | Electric & Gas | Large Unitary Heat Pump (EER 9.3) | Efficient | 2030 | Conventional | HVAC | Com - Office (Large) | Com | ROB Only | 0 | 1000 sqft2 of floor space | Cap-Tons | 15 | DEER:HVAC_Split-Package_HP | 38.1 | 0.0126 | -2.78 | SWHC046-02 | 799.5 | 2021 | 0 | 493.87 | 2021 | 0 | -11.62 | SWHC046-02 | Com Central HVAC (Large) - Fuel Sub - Marine ¦ PG&E ¦ Marine | Com Central HVAC (Large) - Fuel Sub - Marine | 0.11704 | 1 | 0 | CBSA 2014, adjusted to reflect new efficiencies | 9.0227 | 2012 | 1 | SWHC046-02
COM-HVAC-FS-010.6 | Com ¦ Large Packaged Heat Pump (EER 9.3) - Fuel Sub Future Baseline - Marine ¦ PG&E ¦ Marine | Com ¦ Large Packaged Heat Pump (EER 9.3) - Fuel Sub Future Baseline - Marine | PG&E ¦ Marine | PG&E | All | Electric & Gas | Large Unitary Heat Pump (EER 9.3) | Efficient | 2030 | Conventional | HVAC | Com - Office (Small) | Com | ROB Only | 0 | 1000 sqft2 of floor space | Cap-Tons | 15 | DEER:HVAC_Split-Package_HP | 126 | 0.0126 | -14 | SWHC046-02 | 799.5 | 2021 | 0 | 493.87 | 2021 | 0 | -11.62 | SWHC046-02 | Com Central HVAC (Large) - Fuel Sub - Marine ¦ PG&E ¦ Marine | Com Central HVAC (Large) - Fuel Sub - Marine | 0.13689 | 1 | 0 | CBSA 2014, adjusted to reflect new efficiencies | 10.4256 | 2012 | 1 | SWHC046-02
COM-HVAC-FS-010.7 | Com ¦ Large Packaged Heat Pump (EER 9.3) - Fuel Sub Future Baseline - Marine ¦ PG&E ¦ Marine | Com ¦ Large Packaged Heat Pump (EER 9.3) - Fuel Sub Future Baseline - Marine | PG&E ¦ Marine | PG&E | All | Electric & Gas | Large Unitary Heat Pump (EER 9.3) | Efficient | 2030 | Conventional | HVAC | Com - Other | Com | ROB Only | 0 | 1000 sqft2 of floor space | Cap-Tons | 15 | DEER:HVAC_Split-Package_HP | 390 | 0.0126 | -49.6 | SWHC046-02 | 799.5 | 2021 | 0 | 493.87 | 2021 | 0 | -11.62 | SWHC046-02 | Com Central HVAC (Large) - Fuel Sub - Marine ¦ PG&E ¦ Marine | Com Central HVAC (Large) - Fuel Sub - Marine | 0.1938 | 1 | 0 | CBSA 2014, adjusted to reflect new efficiencies | 101.0884 | 2012 | 1 | SWHC046-02
COM-HVAC-FS-010.9 | Com ¦ Large Packaged Heat Pump (EER 9.3) - Fuel Sub Future Baseline - Marine ¦ PG&E ¦ Marine | Com ¦ Large Packaged Heat Pump (EER 9.3) - Fuel Sub Future Baseline - Marine | PG&E ¦ Marine | PG&E | All | Electric & Gas | Large Unitary Heat Pump (EER 9.3) | Efficient | 2030 | Conventional | HVAC | Com - Restaurant | Com | ROB Only | 0 | 1000 sqft2 of floor space | Cap-Tons | 15 | DEER:HVAC_Split-Package_HP | 156.3853 | 0.0126 | -17.7414 | SWHC046-02 | 799.5 | 2021 | 0 | 493.87 | 2021 | 0 | -11.62 | SWHC046-02 | Com Central HVAC (Large) - Fuel Sub - Marine ¦ PG&E ¦ Marine | Com Central HVAC (Large) - Fuel Sub - Marine | 0.1978 | 1 | 0 | CBSA 2014, adjusted to reflect new efficiencies | 1.3572 | 2012 | 1 | SWHC046-02
COM-HVAC-FS-010.10 | Com ¦ Large Packaged Heat Pump (EER 9.3) - Fuel Sub Future Baseline - Marine ¦ PG&E ¦ Marine | Com ¦ Large Packaged Heat Pump (EER 9.3) - Fuel Sub Future Baseline - Marine | PG&E ¦ Marine | PG&E | All | Electric & Gas | Large Unitary Heat Pump (EER 9.3) | Efficient | 2030 | Conventional | HVAC | Com - Retail | Com | ROB Only | 0 | 1000 sqft2 of floor space | Cap-Tons | 15 | DEER:HVAC_Split-Package_HP | 171.8503 | 0.0126 | -21.3006 | SWHC046-02 | 799.5 | 2021 | 0 | 493.87 | 2021 | 0 | -11.62 | SWHC046-02 | Com Central HVAC (Large) - Fuel Sub - Marine ¦ PG&E ¦ Marine | Com Central HVAC (Large) - Fuel Sub - Marine | 0.082433 | 1 | 0 | CBSA 2014, adjusted to reflect new efficiencies | 3180.5985 | 2012 | 1 | SWHC046-02
COM-HVAC-FS-010.11 | Com ¦ Large Packaged Heat Pump (EER 9.3) - Fuel Sub Future Baseline - Marine ¦ PG&E ¦ Marine | Com ¦ Large Packaged Heat Pump (EER 9.3) - Fuel Sub Future Baseline - Marine | PG&E ¦ Marine | PG&E | All | Electric & Gas | Large Unitary Heat Pump (EER 9.3) | Efficient | 2030 | Conventional | HVAC | Com - School | Com | ROB Only | 0 | 1000 sqft2 of floor space | Cap-Tons | 15 | DEER:HVAC_Split-Package_HP | 198.2164 | 0.0126 | -25.5444 | SWHC046-02 | 799.5 | 2021 | 0 | 493.87 | 2021 | 0 | -11.62 | SWHC046-02 | Com Central HVAC (Large) - Fuel Sub - Marine ¦ PG&E ¦ Marine | Com Central HVAC (Large) - Fuel Sub - Marine | 0.12518 | 1 | 0 | CBSA 2014, adjusted to reflect new efficiencies | 10.5026 | 2012 | 1 | SWHC046-02
COM-HVAC-FS-010.12 | Com ¦ Large Packaged Heat Pump (EER 9.3) - Fuel Sub Future Baseline - Marine ¦ PG&E ¦ Marine | Com ¦ Large Packaged Heat Pump (EER 9.3) - Fuel Sub Future Baseline - Marine | PG&E ¦ Marine | PG&E | All | Electric & Gas | Large Unitary Heat Pump (EER 9.3) | Efficient | 2030 | Conventional | HVAC | Com - Warehouse | Com | ROB Only | 0 | 1000 sqft2 of floor space | Cap-Tons | 15 | DEER:HVAC_Split-Package_HP | 468 | 0.0126 | -56.4 | SWHC046-02 | 799.5 | 2021 | 0 | 493.87 | 2021 | 0 | -11.62 | SWHC046-02 | Com Central HVAC (Large) - Fuel Sub - Marine ¦ PG&E ¦ Marine | Com Central HVAC (Large) - Fuel Sub - Marine | 0.025654 | 1 | 0 | CBSA 2014, adjusted to reflect new efficiencies | 397.0999 | 2012 | 1 | SWHC046-02
COM-HVAC-FS-010.13 | Com ¦ Large Packaged Heat Pump (EER 9.3) - Fuel Sub Future Baseline - Hot-Dry ¦ PG&E ¦ Hot-Dry | Com ¦ Large Packaged Heat Pump (EER 9.3) - Fuel Sub Future Baseline - Hot-Dry | PG&E ¦ Hot-Dry | PG&E | All | Electric & Gas | Large Unitary Heat Pump (EER 9.3) | Efficient | 2030 | Conventional | HVAC | Com - College | Com | ROB Only | 0 | 1000 sqft2 of floor space | Cap-Tons | 15 | DEER:HVAC_Split-Package_HP | 216.4954 | 0.0242 | -24.2495 | SWHC046-02 | 799.5 | 2021 | 0 | 493.87 | 2021 | 0 | -11.62 | SWHC046-02 | Com Central HVAC (Large) - Fuel Sub - Hot-Dry ¦ PG&E ¦ Hot-Dry | Com Central HVAC (Large) - Fuel Sub - Hot-Dry | 0.11162 | 1 | 0 | CBSA 2014, adjusted to reflect new efficiencies | 6.6386 | 2012 | 1 | SWHC046-02
COM-HVAC-FS-010.14 | Com ¦ Large Packaged Heat Pump (EER 9.3) - Fuel Sub Future Baseline - Hot-Dry ¦ PG&E ¦ Hot-Dry | Com ¦ Large Packaged Heat Pump (EER 9.3) - Fuel Sub Future Baseline - Hot-Dry | PG&E ¦ Hot-Dry | PG&E | All | Electric & Gas | Large Unitary Heat Pump (EER 9.3) | Efficient | 2030 | Conventional | HVAC | Com - Grocery | Com | ROB Only | 0 | 1000 sqft2 of floor space | Cap-Tons | 15 | DEER:HVAC_Split-Package_HP | 931.4 | 0.0242 | -92.1 | SWHC046-02 | 799.5 | 2021 | 0 | 493.87 | 2021 | 0 | -11.62 | SWHC046-02 | Com Central HVAC (Large) - Fuel Sub - Hot-Dry ¦ PG&E ¦ Hot-Dry | Com Central HVAC (Large) - Fuel Sub - Hot-Dry | 0.18624 | 1 | 0 | CBSA 2014, adjusted to reflect new efficiencies | 173.2381 | 2012 | 1 | SWHC046-02
COM-HVAC-FS-010.15 | Com ¦ Large Packaged Heat Pump (EER 9.3) - Fuel Sub Future Baseline - Hot-Dry ¦ PG&E ¦ Hot-Dry | Com ¦ Large Packaged Heat Pump (EER 9.3) - Fuel Sub Future Baseline - Hot-Dry | PG&E ¦ Hot-Dry | PG&E | All | Electric & Gas | Large Unitary Heat Pump (EER 9.3) | Efficient | 2030 | Conventional | HVAC | Com - Health | Com | ROB Only | 0 | 1000 sqft2 of floor space | Cap-Tons | 15 | DEER:HVAC_Split-Package_HP | 327.1111 | 0.0242 | -37.4732 | SWHC046-02 | 799.5 | 2021 | 0 | 493.87 | 2021 | 0 | -11.62 | SWHC046-02 | Com Central HVAC (Large) - Fuel Sub - Hot-Dry ¦ PG&E ¦ Hot-Dry | Com Central HVAC (Large) - Fuel Sub - Hot-Dry | 0.16483 | 1 | 0 | CBSA 2014, adjusted to reflect new efficiencies | 83.6403 | 2012 | 1 | SWHC046-02
COM-HVAC-FS-010.16 | Com ¦ Large Packaged Heat Pump (EER 9.3) - Fuel Sub Future Baseline - Hot-Dry ¦ PG&E ¦ Hot-Dry | Com ¦ Large Packaged Heat Pump (EER 9.3) - Fuel Sub Future Baseline - Hot-Dry | PG&E ¦ Hot-Dry | PG&E | All | Electric & Gas | Large Unitary Heat Pump (EER 9.3) | Efficient | 2030 | Conventional | HVAC | Com - Lodging | Com | ROB Only | 0 | 1000 sqft2 of floor space | Cap-Tons | 15 | DEER:HVAC_Split-Package_HP | 543.251 | 0.0242 | -64.0593 | SWHC046-02 | 799.5 | 2021 | 0 | 493.87 | 2021 | 0 | -11.62 | SWHC046-02 | Com Central HVAC (Large) - Fuel Sub - Hot-Dry ¦ PG&E ¦ Hot-Dry | Com Central HVAC (Large) - Fuel Sub - Hot-Dry | 0.08786 | 1 | 0 | CBSA 2014, adjusted to reflect new efficiencies | 458.0216 | 2012 | 1 | SWHC046-02
COM-HVAC-FS-010.17 | Com ¦ Large Packaged Heat Pump (EER 9.3) - Fuel Sub Future Baseline - Hot-Dry ¦ PG&E ¦ Hot-Dry | Com ¦ Large Packaged Heat Pump (EER 9.3) - Fuel Sub Future Baseline - Hot-Dry | PG&E ¦ Hot-Dry | PG&E | All | Electric & Gas | Large Unitary Heat Pump (EER 9.3) | Efficient | 2030 | Conventional | HVAC | Com - Office (Large) | Com | ROB Only | 0 | 1000 sqft2 of floor space | Cap-Tons | 15 | DEER:HVAC_Split-Package_HP | 60.7 | 0.0242 | -3.3 | SWHC046-02 | 799.5 | 2021 | 0 | 493.87 | 2021 | 0 | -11.62 | SWHC046-02 | Com Central HVAC (Large) - Fuel Sub - Hot-Dry ¦ PG&E ¦ Hot-Dry | Com Central HVAC (Large) - Fuel Sub - Hot-Dry | 0.11704 | 1 | 0 | CBSA 2014, adjusted to reflect new efficiencies | 10.4681 | 2012 | 1 | SWHC046-02
COM-HVAC-FS-010.18 | Com ¦ Large Packaged Heat Pump (EER 9.3) - Fuel Sub Future Baseline - Hot-Dry ¦ PG&E ¦ Hot-Dry | Com ¦ Large Packaged Heat Pump (EER 9.3) - Fuel Sub Future Baseline - Hot-Dry | PG&E ¦ Hot-Dry | PG&E | All | Electric & Gas | Large Unitary Heat Pump (EER 9.3) | Efficient | 2030 | Conventional | HVAC | Com - Office (Small) | Com | ROB Only | 0 | 1000 sqft2 of floor space | Cap-Tons | 15 | DEER:HVAC_Split-Package_HP | 135.4 | 0.0242 | -12.6 | SWHC046-02 | 799.5 | 2021 | 0 | 493.87 | 2021 | 0 | -11.62 | SWHC046-02 | Com Central HVAC (Large) - Fuel Sub - Hot-Dry ¦ PG&E ¦ Hot-Dry | Com Central HVAC (Large) - Fuel Sub - Hot-Dry | 0.13689 | 1 | 0 | CBSA 2014, adjusted to reflect new efficiencies | 8.8105 | 2012 | 1 | SWHC046-02
COM-HVAC-FS-010.19 | Com ¦ Large Packaged Heat Pump (EER 9.3) - Fuel Sub Future Baseline - Hot-Dry ¦ PG&E ¦ Hot-Dry | Com ¦ Large Packaged Heat Pump (EER 9.3) - Fuel Sub Future Baseline - Hot-Dry | PG&E ¦ Hot-Dry | PG&E | All | Electric & Gas | Large Unitary Heat Pump (EER 9.3) | Efficient | 2030 | Conventional | HVAC | Com - Other | Com | ROB Only | 0 | 1000 sqft2 of floor space | Cap-Tons | 15 | DEER:HVAC_Split-Package_HP | 363.4 | 0.0242 | -44.2 | SWHC046-02 | 799.5 | 2021 | 0 | 493.87 | 2021 | 0 | -11.62 | SWHC046-02 | Com Central HVAC (Large) - Fuel Sub - Hot-Dry ¦ PG&E ¦ Hot-Dry | Com Central HVAC (Large) - Fuel Sub - Hot-Dry | 0.1938 | 1 | 0 | CBSA 2014, adjusted to reflect new efficiencies | 89.1529 | 2012 | 1 | SWHC046-02
COM-HVAC-FS-010.21 | Com ¦ Large Packaged Heat Pump (EER 9.3) - Fuel Sub Future Baseline - Hot-Dry ¦ PG&E ¦ Hot-Dry | Com ¦ Large Packaged Heat Pump (EER 9.3) - Fuel Sub Future Baseline - Hot-Dry | PG&E ¦ Hot-Dry | PG&E | All | Electric & Gas | Large Unitary Heat Pump (EER 9.3) | Efficient | 2030 | Conventional | HVAC | Com - Restaurant | Com | ROB Only | 0 | 1000 sqft2 of floor space | Cap-Tons | 15 | DEER:HVAC_Split-Package_HP | 204.4091 | 0.0242 | -20.5512 | SWHC046-02 | 799.5 | 2021 | 0 | 493.87 | 2021 | 0 | -11.62 | SWHC046-02 | Com Central HVAC (Large) - Fuel Sub - Hot-Dry ¦ PG&E ¦ Hot-Dry | Com Central HVAC (Large) - Fuel Sub - Hot-Dry | 0.1978 | 1 | 0 | CBSA 2014, adjusted to reflect new efficiencies | 1.0981 | 2012 | 1 | SWHC046-02
COM-HVAC-FS-010.22 | Com ¦ Large Packaged Heat Pump (EER 9.3) - Fuel Sub Future Baseline - Hot-Dry ¦ PG&E ¦ Hot-Dry | Com ¦ Large Packaged Heat Pump (EER 9.3) - Fuel Sub Future Baseline - Hot-Dry | PG&E ¦ Hot-Dry | PG&E | All | Electric & Gas | Large Unitary Heat Pump (EER 9.3) | Efficient | 2030 | Conventional | HVAC | Com - Retail | Com | ROB Only | 0 | 1000 sqft2 of floor space | Cap-Tons | 15 | DEER:HVAC_Split-Package_HP | 179.7275 | 0.0242 | -17.8483 | SWHC046-02 | 799.5 | 2021 | 0 | 493.87 | 2021 | 0 | -11.62 | SWHC046-02 | Com Central HVAC (Large) - Fuel Sub - Hot-Dry ¦ PG&E ¦ Hot-Dry | Com Central HVAC (Large) - Fuel Sub - Hot-Dry | 0.082433 | 1 | 0 | CBSA 2014, adjusted to reflect new efficiencies | 2661.6621 | 2012 | 1 | SWHC046-02
COM-HVAC-FS-010.23 | Com ¦ Large Packaged Heat Pump (EER 9.3) - Fuel Sub Future Baseline - Hot-Dry ¦ PG&E ¦ Hot-Dry | Com ¦ Large Packaged Heat Pump (EER 9.3) - Fuel Sub Future Baseline - Hot-Dry | PG&E ¦ Hot-Dry | PG&E | All | Electric & Gas | Large Unitary Heat Pump (EER 9.3) | Efficient | 2030 | Conventional | HVAC | Com - School | Com | ROB Only | 0 | 1000 sqft2 of floor space | Cap-Tons | 15 | DEER:HVAC_Split-Package_HP | 228.127 | 0.0242 | -25.2759 | SWHC046-02 | 799.5 | 2021 | 0 | 493.87 | 2021 | 0 | -11.62 | SWHC046-02 | Com Central HVAC (Large) - Fuel Sub - Hot-Dry ¦ PG&E ¦ Hot-Dry | Com Central HVAC (Large) - Fuel Sub - Hot-Dry | 0.12518 | 1 | 0 | CBSA 2014, adjusted to reflect new efficiencies | 8.6348 | 2012 | 1 | SWHC046-02
COM-HVAC-FS-010.24 | Com ¦ Large Packaged Heat Pump (EER 9.3) - Fuel Sub Future Baseline - Hot-Dry ¦ PG&E ¦ Hot-Dry | Com ¦ Large Packaged Heat Pump (EER 9.3) - Fuel Sub Future Baseline - Hot-Dry | PG&E ¦ Hot-Dry | PG&E | All | Electric & Gas | Large Unitary Heat Pump (EER 9.3) | Efficient | 2030 | Conventional | HVAC | Com - Warehouse | Com | ROB Only | 0 | 1000 sqft2 of floor space | Cap-Tons | 15 | DEER:HVAC_Split-Package_HP | 482.4 | 0.0242 | -58.5 | SWHC046-02 | 799.5 | 2021 | 0 | 493.87 | 2021 | 0 | -11.62 | SWHC046-02 | Com Central HVAC (Large) - Fuel Sub - Hot-Dry ¦ PG&E ¦ Hot-Dry | Com Central HVAC (Large) - Fuel Sub - Hot-Dry | 0.025654 | 1 | 0 | CBSA 2014, adjusted to reflect new efficiencies | 412.1105 | 2012 | 1 | SWHC046-02
COM-HVAC-FS-010.25 | Com ¦ Large Packaged Heat Pump (EER 9.3) - Fuel Sub Future Baseline - Cold ¦ PG&E ¦ Cold | Com ¦ Large Packaged Heat Pump (EER 9.3) - Fuel Sub Future Baseline - Cold | PG&E ¦ Cold | PG&E | All | Electric & Gas | Large Unitary Heat Pump (EER 9.3) | Efficient | 2030 | Conventional | HVAC | Com - College | Com | ROB Only | 0 | 1000 sqft2 of floor space | Cap-Tons | 15 | DEER:HVAC_Split-Package_HP | 633.7734 | 0.0113 | -68.7425 | SWHC046-02 | 799.5 | 2021 | 0 | 493.87 | 2021 | 0 | -11.62 | SWHC046-02 | Com Central HVAC (Large) - Fuel Sub - Cold ¦ PG&E ¦ Cold | Com Central HVAC (Large) - Fuel Sub - Cold | 0.11162 | 1 | 0 | CBSA 2014, adjusted to reflect new efficiencies | 18.1375 | 2012 | 1 | SWHC046-02
COM-HVAC-FS-010.26 | Com ¦ Large Packaged Heat Pump (EER 9.3) - Fuel Sub Future Baseline - Cold ¦ PG&E ¦ Cold | Com ¦ Large Packaged Heat Pump (EER 9.3) - Fuel Sub Future Baseline - Cold | PG&E ¦ Cold | PG&E | All | Electric & Gas | Large Unitary Heat Pump (EER 9.3) | Efficient | 2030 | Conventional | HVAC | Com - Grocery | Com | ROB Only | 0 | 1000 sqft2 of floor space | Cap-Tons | 15 | DEER:HVAC_Split-Package_HP | 2816.8 | 0.0113 | -283 | SWHC046-02 | 799.5 | 2021 | 0 | 493.87 | 2021 | 0 | -11.62 | SWHC046-02 | Com Central HVAC (Large) - Fuel Sub - Cold ¦ PG&E ¦ Cold | Com Central HVAC (Large) - Fuel Sub - Cold | 0.18624 | 1 | 0 | CBSA 2014, adjusted to reflect new efficiencies | 533.3097 | 2012 | 1 | SWHC046-02
COM-HVAC-FS-010.27 | Com ¦ Large Packaged Heat Pump (EER 9.3) - Fuel Sub Future Baseline - Cold ¦ PG&E ¦ Cold | Com ¦ Large Packaged Heat Pump (EER 9.3) - Fuel Sub Future Baseline - Cold | PG&E ¦ Cold | PG&E | All | Electric & Gas | Large Unitary Heat Pump (EER 9.3) | Efficient | 2030 | Conventional | HVAC | Com - Health | Com | ROB Only | 0 | 1000 sqft2 of floor space | Cap-Tons | 15 | DEER:HVAC_Split-Package_HP | 804.4167 | 0.0113 | -88.0091 | SWHC046-02 | 799.5 | 2021 | 0 | 493.87 | 2021 | 0 | -11.62 | SWHC046-02 | Com Central HVAC (Large) - Fuel Sub - Cold ¦ PG&E ¦ Cold | Com Central HVAC (Large) - Fuel Sub - Cold | 0.16483 | 1 | 0 | CBSA 2014, adjusted to reflect new efficiencies | 195.9005 | 2012 | 1 | SWHC046-02
COM-HVAC-FS-010.28 | Com ¦ Large Packaged Heat Pump (EER 9.3) - Fuel Sub Future Baseline - Cold ¦ PG&E ¦ Cold | Com ¦ Large Packaged Heat Pump (EER 9.3) - Fuel Sub Future Baseline - Cold | PG&E ¦ Cold | PG&E | All | Electric & Gas | Large Unitary Heat Pump (EER 9.3) | Efficient | 2030 | Conventional | HVAC | Com - Lodging | Com | ROB Only | 0 | 1000 sqft2 of floor space | Cap-Tons | 15 | DEER:HVAC_Split-Package_HP | 1557.462 | 0.0113 | -171.2941 | SWHC046-02 | 799.5 | 2021 | 0 | 493.87 | 2021 | 0 | -11.62 | SWHC046-02 | Com Central HVAC (Large) - Fuel Sub - Cold ¦ PG&E ¦ Cold | Com Central HVAC (Large) - Fuel Sub - Cold | 0.08786 | 1 | 0 | CBSA 2014, adjusted to reflect new efficiencies | 1218.9856 | 2012 | 1 | SWHC046-02
COM-HVAC-FS-010.29 | Com ¦ Large Packaged Heat Pump (EER 9.3) - Fuel Sub Future Baseline - Cold ¦ PG&E ¦ Cold | Com ¦ Large Packaged Heat Pump (EER 9.3) - Fuel Sub Future Baseline - Cold | PG&E ¦ Cold | PG&E | All | Electric & Gas | Large Unitary Heat Pump (EER 9.3) | Efficient | 2030 | Conventional | HVAC | Com - Office (Large) | Com | ROB Only | 0 | 1000 sqft2 of floor space | Cap-Tons | 15 | DEER:HVAC_Split-Package_HP | 165.8 | 0.0113 | -15.8 | SWHC046-02 | 799.5 | 2021 | 0 | 493.87 | 2021 | 0 | -11.62 | SWHC046-02 | Com Central HVAC (Large) - Fuel Sub - Cold ¦ PG&E ¦ Cold | Com Central HVAC (Large) - Fuel Sub - Cold | 0.11704 | 1 | 0 | CBSA 2014, adjusted to reflect new efficiencies | 52.0744 | 2012 | 1 | SWHC046-02
COM-HVAC-FS-010.30 | Com ¦ Large Packaged Heat Pump (EER 9.3) - Fuel Sub Future Baseline - Cold ¦ PG&E ¦ Cold | Com ¦ Large Packaged Heat Pump (EER 9.3) - Fuel Sub Future Baseline - Cold | PG&E ¦ Cold | PG&E | All | Electric & Gas | Large Unitary Heat Pump (EER 9.3) | Efficient | 2030 | Conventional | HVAC | Com - Office (Small) | Com | ROB Only | 0 | 1000 sqft2 of floor space | Cap-Tons | 15 | DEER:HVAC_Split-Package_HP | 373.8 | 0.0113 | -38.8 | SWHC046-02 | 799.5 | 2021 | 0 | 493.87 | 2021 | 0 | -11.62 | SWHC046-02 | Com Central HVAC (Large) - Fuel Sub - Cold ¦ PG&E ¦ Cold | Com Central HVAC (Large) - Fuel Sub - Cold | 0.13689 | 1 | 0 | CBSA 2014, adjusted to reflect new efficiencies | 28.2536 | 2012 | 1 | SWHC046-02
COM-HVAC-FS-010.31 | Com ¦ Large Packaged Heat Pump (EER 9.3) - Fuel Sub Future Baseline - Cold ¦ PG&E ¦ Cold | Com ¦ Large Packaged Heat Pump (EER 9.3) - Fuel Sub Future Baseline - Cold | PG&E ¦ Cold | PG&E | All | Electric & Gas | Large Unitary Heat Pump (EER 9.3) | Efficient | 2030 | Conventional | HVAC | Com - Other | Com | ROB Only | 0 | 1000 sqft2 of floor space | Cap-Tons | 15 | DEER:HVAC_Split-Package_HP | 1166.8 | 0.0113 | -137 | SWHC046-02 | 799.5 | 2021 | 0 | 493.87 | 2021 | 0 | -11.62 | SWHC046-02 | Com Central HVAC (Large) - Fuel Sub - Cold ¦ PG&E ¦ Cold | Com Central HVAC (Large) - Fuel Sub - Cold | 0.1938 | 1 | 0 | CBSA 2014, adjusted to reflect new efficiencies | 273.9634 | 2012 | 1 | SWHC046-02
COM-HVAC-FS-010.33 | Com ¦ Large Packaged Heat Pump (EER 9.3) - Fuel Sub Future Baseline - Cold ¦ PG&E ¦ Cold | Com ¦ Large Packaged Heat Pump (EER 9.3) - Fuel Sub Future Baseline - Cold | PG&E ¦ Cold | PG&E | All | Electric & Gas | Large Unitary Heat Pump (EER 9.3) | Efficient | 2030 | Conventional | HVAC | Com - Restaurant | Com | ROB Only | 0 | 1000 sqft2 of floor space | Cap-Tons | 15 | DEER:HVAC_Split-Package_HP | 751.8204 | 0.0113 | -83.2271 | SWHC046-02 | 799.5 | 2021 | 0 | 493.87 | 2021 | 0 | -11.62 | SWHC046-02 | Com Central HVAC (Large) - Fuel Sub - Cold ¦ PG&E ¦ Cold | Com Central HVAC (Large) - Fuel Sub - Cold | 0.1978 | 1 | 0 | CBSA 2014, adjusted to reflect new efficiencies | 5.9958 | 2012 | 1 | SWHC046-02
COM-HVAC-FS-010.34 | Com ¦ Large Packaged Heat Pump (EER 9.3) - Fuel Sub Future Baseline - Cold ¦ PG&E ¦ Cold | Com ¦ Large Packaged Heat Pump (EER 9.3) - Fuel Sub Future Baseline - Cold | PG&E ¦ Cold | PG&E | All | Electric & Gas | Large Unitary Heat Pump (EER 9.3) | Efficient | 2030 | Conventional | HVAC | Com - Retail | Com | ROB Only | 0 | 1000 sqft2 of floor space | Cap-Tons | 15 | DEER:HVAC_Split-Package_HP | 691.3041 | 0.0113 | -74.8337 | SWHC046-02 | 799.5 | 2021 | 0 | 493.87 | 2021 | 0 | -11.62 | SWHC046-02 | Com Central HVAC (Large) - Fuel Sub - Cold ¦ PG&E ¦ Cold | Com Central HVAC (Large) - Fuel Sub - Cold | 0.082433 | 1 | 0 | CBSA 2014, adjusted to reflect new efficiencies | 11165.7037 | 2012 | 1 | SWHC046-02
COM-HVAC-FS-010.35 | Com ¦ Large Packaged Heat Pump (EER 9.3) - Fuel Sub Future Baseline - Cold ¦ PG&E ¦ Cold | Com ¦ Large Packaged Heat Pump (EER 9.3) - Fuel Sub Future Baseline - Cold | PG&E ¦ Cold | PG&E | All | Electric & Gas | Large Unitary Heat Pump (EER 9.3) | Efficient | 2030 | Conventional | HVAC | Com - School | Com | ROB Only | 0 | 1000 sqft2 of floor space | Cap-Tons | 15 | DEER:HVAC_Split-Package_HP | 671.9832 | 0.0113 | -73.3577 | SWHC046-02 | 799.5 | 2021 | 0 | 493.87 | 2021 | 0 | -11.62 | SWHC046-02 | Com Central HVAC (Large) - Fuel Sub - Cold ¦ PG&E ¦ Cold | Com Central HVAC (Large) - Fuel Sub - Cold | 0.12518 | 1 | 0 | CBSA 2014, adjusted to reflect new efficiencies | 24.5171 | 2012 | 1 | SWHC046-02
COM-HVAC-FS-010.36 | Com ¦ Large Packaged Heat Pump (EER 9.3) - Fuel Sub Future Baseline - Cold ¦ PG&E ¦ Cold | Com ¦ Large Packaged Heat Pump (EER 9.3) - Fuel Sub Future Baseline - Cold | PG&E ¦ Cold | PG&E | All | Electric & Gas | Large Unitary Heat Pump (EER 9.3) | Efficient | 2030 | Conventional | HVAC | Com - Warehouse | Com | ROB Only | 0 | 1000 sqft2 of floor space | Cap-Tons | 15 | DEER:HVAC_Split-Package_HP | 1136.8 | 0.0113 | -125 | SWHC046-02 | 799.5 | 2021 | 0 | 493.87 | 2021 | 0 | -11.62 | SWHC046-02 | Com Central HVAC (Large) - Fuel Sub - Cold ¦ PG&E ¦ Cold | Com Central HVAC (Large) - Fuel Sub - Cold | 0.025654 | 1 | 0 | CBSA 2014, adjusted to reflect new efficiencies | 872.6936 | 2012 | 1 | SWHC046-02
COM-HVAC-FS-010.37 | Com ¦ Large Packaged Heat Pump (EER 9.3) - Fuel Sub Future Baseline - Marine ¦ SCG ¦ Marine | Com ¦ Large Packaged Heat Pump (EER 9.3) - Fuel Sub Future Baseline - Marine | SCG ¦ Marine | SCG | All | Electric & Gas | Large Unitary Heat Pump (EER 9.3) | Efficient | 2030 | Conventional | HVAC | Com - College | Com | ROB Only | 0 | 1000 sqft2 of floor space | Cap-Tons | 15 | DEER:HVAC_Split-Package_HP | 94.2937 | 0.0171 | -8.342 | SWHC046-02 | 799.5 | 2021 | 0 | 493.87 | 2021 | 0 | -11.62 | SWHC046-02 | Com Central HVAC (Large) - Fuel Sub - Marine ¦ SCG ¦ Marine | Com Central HVAC (Large) - Fuel Sub - Marine | 0.12457 | 1 | 0 | CBSA 2014, adjusted to reflect new efficiencies | 1.6101 | 2012 | 1 | SWHC046-02
COM-HVAC-FS-010.38 | Com ¦ Large Packaged Heat Pump (EER 9.3) - Fuel Sub Future Baseline - Marine ¦ SCG ¦ Marine | Com ¦ Large Packaged Heat Pump (EER 9.3) - Fuel Sub Future Baseline - Marine | SCG ¦ Marine | SCG | All | Electric & Gas | Large Unitary Heat Pump (EER 9.3) | Efficient | 2030 | Conventional | HVAC | Com - Grocery | Com | ROB Only | 0 | 1000 sqft2 of floor space | Cap-Tons | 15 | DEER:HVAC_Split-Package_HP | 705.2 | 0.0171 | -73.8 | SWHC046-02 | 799.5 | 2021 | 0 | 493.87 | 2021 | 0 | -11.62 | SWHC046-02 | Com Central HVAC (Large) - Fuel Sub - Marine ¦ SCG ¦ Marine | Com Central HVAC (Large) - Fuel Sub - Marine | 0.22158 | 1 | 0 | CBSA 2014, adjusted to reflect new efficiencies | 139.7205 | 2012 | 1 | SWHC046-02
COM-HVAC-FS-010.39 | Com ¦ Large Packaged Heat Pump (EER 9.3) - Fuel Sub Future Baseline - Marine ¦ SCG ¦ Marine | Com ¦ Large Packaged Heat Pump (EER 9.3) - Fuel Sub Future Baseline - Marine | SCG ¦ Marine | SCG | All | Electric & Gas | Large Unitary Heat Pump (EER 9.3) | Efficient | 2030 | Conventional | HVAC | Com - Health | Com | ROB Only | 0 | 1000 sqft2 of floor space | Cap-Tons | 15 | DEER:HVAC_Split-Package_HP | 151.5475 | 0.0171 | -14.8577 | SWHC046-02 | 799.5 | 2021 | 0 | 493.87 | 2021 | 0 | -11.62 | SWHC046-02 | Com Central HVAC (Large) - Fuel Sub - Marine ¦ SCG ¦ Marine | Com Central HVAC (Large) - Fuel Sub - Marine | 0.17666 | 1 | 0 | CBSA 2014, adjusted to reflect new efficiencies | 32.8387 | 2012 | 1 | SWHC046-02
COM-HVAC-FS-010.40 | Com ¦ Large Packaged Heat Pump (EER 9.3) - Fuel Sub Future Baseline - Marine ¦ SCG ¦ Marine | Com ¦ Large Packaged Heat Pump (EER 9.3) - Fuel Sub Future Baseline - Marine | SCG ¦ Marine | SCG | All | Electric & Gas | Large Unitary Heat Pump (EER 9.3) | Efficient | 2030 | Conventional | HVAC | Com - Lodging | Com | ROB Only | 0 | 1000 sqft2 of floor space | Cap-Tons | 15 | DEER:HVAC_Split-Package_HP | 272.4601 | 0.0171 | -30.7179 | SWHC046-02 | 799.5 | 2021 | 0 | 493.87 | 2021 | 0 | -11.62 | SWHC046-02 | Com Central HVAC (Large) - Fuel Sub - Marine ¦ SCG ¦ Marine | Com Central HVAC (Large) - Fuel Sub - Marine | 0.099203 | 1 | 0 | CBSA 2014, adjusted to reflect new efficiencies | 218.9749 | 2012 | 1 | SWHC046-02
COM-HVAC-FS-010.41 | Com ¦ Large Packaged Heat Pump (EER 9.3) - Fuel Sub Future Baseline - Marine ¦ SCG ¦ Marine | Com ¦ Large Packaged Heat Pump (EER 9.3) - Fuel Sub Future Baseline - Marine | SCG ¦ Marine | SCG | All | Electric & Gas | Large Unitary Heat Pump (EER 9.3) | Efficient | 2030 | Conventional | HVAC | Com - Office (Large) | Com | ROB Only | 0 | 1000 sqft2 of floor space | Cap-Tons | 15 | DEER:HVAC_Split-Package_HP | 35.34 | 0.0171 | -0.523 | SWHC046-02 | 799.5 | 2021 | 0 | 493.87 | 2021 | 0 | -11.62 | SWHC046-02 | Com Central HVAC (Large) - Fuel Sub - Marine ¦ SCG ¦ Marine | Com Central HVAC (Large) - Fuel Sub - Marine | 0.13151 | 1 | 0 | CBSA 2014, adjusted to reflect new efficiencies | 1.2563 | 2012 | 1 | SWHC046-02
COM-HVAC-FS-010.42 | Com ¦ Large Packaged Heat Pump (EER 9.3) - Fuel Sub Future Baseline - Marine ¦ SCG ¦ Marine | Com ¦ Large Packaged Heat Pump (EER 9.3) - Fuel Sub Future Baseline - Marine | SCG ¦ Marine | SCG | All | Electric & Gas | Large Unitary Heat Pump (EER 9.3) | Efficient | 2030 | Conventional | HVAC | Com - Office (Small) | Com | ROB Only | 0 | 1000 sqft2 of floor space | Cap-Tons | 15 | DEER:HVAC_Split-Package_HP | 68.6 | 0.0171 | -4.48 | SWHC046-02 | 799.5 | 2021 | 0 | 493.87 | 2021 | 0 | -11.62 | SWHC046-02 | Com Central HVAC (Large) - Fuel Sub - Marine ¦ SCG ¦ Marine | Com Central HVAC (Large) - Fuel Sub - Marine | 0.1492 | 1 | 0 | CBSA 2014, adjusted to reflect new efficiencies | 2.6002 | 2012 | 1 | SWHC046-02
COM-HVAC-FS-010.43 | Com ¦ Large Packaged Heat Pump (EER 9.3) - Fuel Sub Future Baseline - Marine ¦ SCG ¦ Marine | Com ¦ Large Packaged Heat Pump (EER 9.3) - Fuel Sub Future Baseline - Marine | SCG ¦ Marine | SCG | All | Electric & Gas | Large Unitary Heat Pump (EER 9.3) | Efficient | 2030 | Conventional | HVAC | Com - Other | Com | ROB Only | 0 | 1000 sqft2 of floor space | Cap-Tons | 15 | DEER:HVAC_Split-Package_HP | 167.2 | 0.0171 | -16.7 | SWHC046-02 | 799.5 | 2021 | 0 | 493.87 | 2021 | 0 | -11.62 | SWHC046-02 | Com Central HVAC (Large) - Fuel Sub - Marine ¦ SCG ¦ Marine | Com Central HVAC (Large) - Fuel Sub - Marine | 0.21371 | 1 | 0 | CBSA 2014, adjusted to reflect new efficiencies | 31.9315 | 2012 | 1 | SWHC046-02
COM-HVAC-FS-010.45 | Com ¦ Large Packaged Heat Pump (EER 9.3) - Fuel Sub Future Baseline - Marine ¦ SCG ¦ Marine | Com ¦ Large Packaged Heat Pump (EER 9.3) - Fuel Sub Future Baseline - Marine | SCG ¦ Marine | SCG | All | Electric & Gas | Large Unitary Heat Pump (EER 9.3) | Efficient | 2030 | Conventional | HVAC | Com - Restaurant | Com | ROB Only | 0 | 1000 sqft2 of floor space | Cap-Tons | 15 | DEER:HVAC_Split-Package_HP | 66.7488 | 0.0171 | -4.423 | SWHC046-02 | 799.5 | 2021 | 0 | 493.87 | 2021 | 0 | -11.62 | SWHC046-02 | Com Central HVAC (Large) - Fuel Sub - Marine ¦ SCG ¦ Marine | Com Central HVAC (Large) - Fuel Sub - Marine | 0.21772 | 1 | 0 | CBSA 2014, adjusted to reflect new efficiencies | -0.22752 | 2012 | 1 | SWHC046-02
COM-HVAC-FS-010.46 | Com ¦ Large Packaged Heat Pump (EER 9.3) - Fuel Sub Future Baseline - Marine ¦ SCG ¦ Marine | Com ¦ Large Packaged Heat Pump (EER 9.3) - Fuel Sub Future Baseline - Marine | SCG ¦ Marine | SCG | All | Electric & Gas | Large Unitary Heat Pump (EER 9.3) | Efficient | 2030 | Conventional | HVAC | Com - Retail | Com | ROB Only | 0 | 1000 sqft2 of floor space | Cap-Tons | 15 | DEER:HVAC_Split-Package_HP | 88.6967 | 0.0171 | -7.4334 | SWHC046-02 | 799.5 | 2021 | 0 | 493.87 | 2021 | 0 | -11.62 | SWHC046-02 | Com Central HVAC (Large) - Fuel Sub - Marine ¦ SCG ¦ Marine | Com Central HVAC (Large) - Fuel Sub - Marine | 0.092114 | 1 | 0 | CBSA 2014, adjusted to reflect new efficiencies | 1107.1924 | 2012 | 1 | SWHC046-02
COM-HVAC-FS-010.47 | Com ¦ Large Packaged Heat Pump (EER 9.3) - Fuel Sub Future Baseline - Marine ¦ SCG ¦ Marine | Com ¦ Large Packaged Heat Pump (EER 9.3) - Fuel Sub Future Baseline - Marine | SCG ¦ Marine | SCG | All | Electric & Gas | Large Unitary Heat Pump (EER 9.3) | Efficient | 2030 | Conventional | HVAC | Com - School | Com | ROB Only | 0 | 1000 sqft2 of floor space | Cap-Tons | 15 | DEER:HVAC_Split-Package_HP | 94.9768 | 0.0171 | -8.3368 | SWHC046-02 | 799.5 | 2021 | 0 | 493.87 | 2021 | 0 | -11.62 | SWHC046-02 | Com Central HVAC (Large) - Fuel Sub - Marine ¦ SCG ¦ Marine | Com Central HVAC (Large) - Fuel Sub - Marine | 0.15 | 1 | 0 | CBSA 2014, adjusted to reflect new efficiencies | 1.7641 | 2012 | 1 | SWHC046-02
COM-HVAC-FS-010.48 | Com ¦ Large Packaged Heat Pump (EER 9.3) - Fuel Sub Future Baseline - Marine ¦ SCG ¦ Marine | Com ¦ Large Packaged Heat Pump (EER 9.3) - Fuel Sub Future Baseline - Marine | SCG ¦ Marine | SCG | All | Electric & Gas | Large Unitary Heat Pump (EER 9.3) | Efficient | 2030 | Conventional | HVAC | Com - Warehouse | Com | ROB Only | 0 | 1000 sqft2 of floor space | Cap-Tons | 15 | DEER:HVAC_Split-Package_HP | 258.2 | 0.0171 | -27.6 | SWHC046-02 | 799.5 | 2021 | 0 | 493.87 | 2021 | 0 | -11.62 | SWHC046-02 | Com Central HVAC (Large) - Fuel Sub - Marine ¦ SCG ¦ Marine | Com Central HVAC (Large) - Fuel Sub - Marine | 0.028212 | 1 | 0 | CBSA 2014, adjusted to reflect new efficiencies | 192.1558 | 2012 | 1 | SWHC046-02
COM-HVAC-FS-010.49 | Com ¦ Large Packaged Heat Pump (EER 9.3) - Fuel Sub Future Baseline - Hot-Dry ¦ SCG ¦ Hot-Dry | Com ¦ Large Packaged Heat Pump (EER 9.3) - Fuel Sub Future Baseline - Hot-Dry | SCG ¦ Hot-Dry | SCG | All | Electric & Gas | Large Unitary Heat Pump (EER 9.3) | Efficient | 2030 | Conventional | HVAC | Com - College | Com | ROB Only | 0 | 1000 sqft2 of floor space | Cap-Tons | 15 | DEER:HVAC_Split-Package_HP | 101.4529 | 0.0187 | -8.1502 | SWHC046-02 | 799.5 | 2021 | 0 | 493.87 | 2021 | 0 | -11.62 | SWHC046-02 | Com Central HVAC (Large) - Fuel Sub - Hot-Dry ¦ SCG ¦ Hot-Dry | Com Central HVAC (Large) - Fuel Sub - Hot-Dry | 0.12457 | 1 | 0 | CBSA 2014, adjusted to reflect new efficiencies | 1.256 | 2012 | 1 | SWHC046-02
COM-HVAC-FS-010.50 | Com ¦ Large Packaged Heat Pump (EER 9.3) - Fuel Sub Future Baseline - Hot-Dry ¦ SCG ¦ Hot-Dry | Com ¦ Large Packaged Heat Pump (EER 9.3) - Fuel Sub Future Baseline - Hot-Dry | SCG ¦ Hot-Dry | SCG | All | Electric & Gas | Large Unitary Heat Pump (EER 9.3) | Efficient | 2030 | Conventional | HVAC | Com - Grocery | Com | ROB Only | 0 | 1000 sqft2 of floor space | Cap-Tons | 15 | DEER:HVAC_Split-Package_HP | 651.3 | 0.0187 | -76.6 | SWHC046-02 | 799.5 | 2021 | 0 | 493.87 | 2021 | 0 | -11.62 | SWHC046-02 | Com Central HVAC (Large) - Fuel Sub - Hot-Dry ¦ SCG ¦ Hot-Dry | Com Central HVAC (Large) - Fuel Sub - Hot-Dry | 0.22158 | 1 | 0 | CBSA 2014, adjusted to reflect new efficiencies | 146.7948 | 2012 | 1 | SWHC046-02
COM-HVAC-FS-010.51 | Com ¦ Large Packaged Heat Pump (EER 9.3) - Fuel Sub Future Baseline - Hot-Dry ¦ SCG ¦ Hot-Dry | Com ¦ Large Packaged Heat Pump (EER 9.3) - Fuel Sub Future Baseline - Hot-Dry | SCG ¦ Hot-Dry | SCG | All | Electric & Gas | Large Unitary Heat Pump (EER 9.3) | Efficient | 2030 | Conventional | HVAC | Com - Health | Com | ROB Only | 0 | 1000 sqft2 of floor space | Cap-Tons | 15 | DEER:HVAC_Split-Package_HP | 162.1093 | 0.0187 | -16.6456 | SWHC046-02 | 799.5 | 2021 | 0 | 493.87 | 2021 | 0 | -11.62 | SWHC046-02 | Com Central HVAC (Large) - Fuel Sub - Hot-Dry ¦ SCG ¦ Hot-Dry | Com Central HVAC (Large) - Fuel Sub - Hot-Dry | 0.17666 | 1 | 0 | CBSA 2014, adjusted to reflect new efficiencies | 36.9039 | 2012 | 1 | SWHC046-02
COM-HVAC-FS-010.52 | Com ¦ Large Packaged Heat Pump (EER 9.3) - Fuel Sub Future Baseline - Hot-Dry ¦ SCG ¦ Hot-Dry | Com ¦ Large Packaged Heat Pump (EER 9.3) - Fuel Sub Future Baseline - Hot-Dry | SCG ¦ Hot-Dry | SCG | All | Electric & Gas | Large Unitary Heat Pump (EER 9.3) | Efficient | 2030 | Conventional | HVAC | Com - Lodging | Com | ROB Only | 0 | 1000 sqft2 of floor space | Cap-Tons | 15 | DEER:HVAC_Split-Package_HP | 265.3513 | 0.0187 | -26.2071 | SWHC046-02 | 799.5 | 2021 | 0 | 493.87 | 2021 | 0 | -11.62 | SWHC046-02 | Com Central HVAC (Large) - Fuel Sub - Hot-Dry ¦ SCG ¦ Hot-Dry | Com Central HVAC (Large) - Fuel Sub - Hot-Dry | 0.099203 | 1 | 0 | CBSA 2014, adjusted to reflect new efficiencies | 185.0106 | 2012 | 1 | SWHC046-02
COM-HVAC-FS-010.53 | Com ¦ Large Packaged Heat Pump (EER 9.3) - Fuel Sub Future Baseline - Hot-Dry ¦ SCG ¦ Hot-Dry | Com ¦ Large Packaged Heat Pump (EER 9.3) - Fuel Sub Future Baseline - Hot-Dry | SCG ¦ Hot-Dry | SCG | All | Electric & Gas | Large Unitary Heat Pump (EER 9.3) | Efficient | 2030 | Conventional | HVAC | Com - Office (Large) | Com | ROB Only | 0 | 1000 sqft2 of floor space | Cap-Tons | 15 | DEER:HVAC_Split-Package_HP | 38.23 | 0.0187 | -0.802 | SWHC046-02 | 799.5 | 2021 | 0 | 493.87 | 2021 | 0 | -11.62 | SWHC046-02 | Com Central HVAC (Large) - Fuel Sub - Hot-Dry ¦ SCG ¦ Hot-Dry | Com Central HVAC (Large) - Fuel Sub - Hot-Dry | 0.13151 | 1 | 0 | CBSA 2014, adjusted to reflect new efficiencies | 2.1764 | 2012 | 1 | SWHC046-02
COM-HVAC-FS-010.54 | Com ¦ Large Packaged Heat Pump (EER 9.3) - Fuel Sub Future Baseline - Hot-Dry ¦ SCG ¦ Hot-Dry | Com ¦ Large Packaged Heat Pump (EER 9.3) - Fuel Sub Future Baseline - Hot-Dry | SCG ¦ Hot-Dry | SCG | All | Electric & Gas | Large Unitary Heat Pump (EER 9.3) | Efficient | 2030 | Conventional | HVAC | Com - Office (Small) | Com | ROB Only | 0 | 1000 sqft2 of floor space | Cap-Tons | 15 | DEER:HVAC_Split-Package_HP | 72.2 | 0.0187 | -5.06 | SWHC046-02 | 799.5 | 2021 | 0 | 493.87 | 2021 | 0 | -11.62 | SWHC046-02 | Com Central HVAC (Large) - Fuel Sub - Hot-Dry ¦ SCG ¦ Hot-Dry | Com Central HVAC (Large) - Fuel Sub - Hot-Dry | 0.1492 | 1 | 0 | CBSA 2014, adjusted to reflect new efficiencies | 3.0742 | 2012 | 1 | SWHC046-02
COM-HVAC-FS-010.55 | Com ¦ Large Packaged Heat Pump (EER 9.3) - Fuel Sub Future Baseline - Hot-Dry ¦ SCG ¦ Hot-Dry | Com ¦ Large Packaged Heat Pump (EER 9.3) - Fuel Sub Future Baseline - Hot-Dry | SCG ¦ Hot-Dry | SCG | All | Electric & Gas | Large Unitary Heat Pump (EER 9.3) | Efficient | 2030 | Conventional | HVAC | Com - Other | Com | ROB Only | 0 | 1000 sqft2 of floor space | Cap-Tons | 15 | DEER:HVAC_Split-Package_HP | 153.3 | 0.0187 | -13.8 | SWHC046-02 | 799.5 | 2021 | 0 | 493.87 | 2021 | 0 | -11.62 | SWHC046-02 | Com Central HVAC (Large) - Fuel Sub - Hot-Dry ¦ SCG ¦ Hot-Dry | Com Central HVAC (Large) - Fuel Sub - Hot-Dry | 0.21371 | 1 | 0 | CBSA 2014, adjusted to reflect new efficiencies | 25.4991 | 2012 | 1 | SWHC046-02
COM-HVAC-FS-010.57 | Com ¦ Large Packaged Heat Pump (EER 9.3) - Fuel Sub Future Baseline - Hot-Dry ¦ SCG ¦ Hot-Dry | Com ¦ Large Packaged Heat Pump (EER 9.3) - Fuel Sub Future Baseline - Hot-Dry | SCG ¦ Hot-Dry | SCG | All | Electric & Gas | Large Unitary Heat Pump (EER 9.3) | Efficient | 2030 | Conventional | HVAC | Com - Restaurant | Com | ROB Only | 0 | 1000 sqft2 of floor space | Cap-Tons | 15 | DEER:HVAC_Split-Package_HP | 76.8042 | 0.0187 | -4.8805 | SWHC046-02 | 799.5 | 2021 | 0 | 493.87 | 2021 | 0 | -11.62 | SWHC046-02 | Com Central HVAC (Large) - Fuel Sub - Hot-Dry ¦ SCG ¦ Hot-Dry | Com Central HVAC (Large) - Fuel Sub - Hot-Dry | 0.21772 | 1 | 0 | CBSA 2014, adjusted to reflect new efficiencies | -0.31529 | 2012 | 1 | SWHC046-02
COM-HVAC-FS-010.58 | Com ¦ Large Packaged Heat Pump (EER 9.3) - Fuel Sub Future Baseline - Hot-Dry ¦ SCG ¦ Hot-Dry | Com ¦ Large Packaged Heat Pump (EER 9.3) - Fuel Sub Future Baseline - Hot-Dry | SCG ¦ Hot-Dry | SCG | All | Electric & Gas | Large Unitary Heat Pump (EER 9.3) | Efficient | 2030 | Conventional | HVAC | Com - Retail | Com | ROB Only | 0 | 1000 sqft2 of floor space | Cap-Tons | 15 | DEER:HVAC_Split-Package_HP | 87.0604 | 0.0187 | -5.8293 | SWHC046-02 | 799.5 | 2021 | 0 | 493.87 | 2021 | 0 | -11.62 | SWHC046-02 | Com Central HVAC (Large) - Fuel Sub - Hot-Dry ¦ SCG ¦ Hot-Dry | Com Central HVAC (Large) - Fuel Sub - Hot-Dry | 0.092114 | 1 | 0 | CBSA 2014, adjusted to reflect new efficiencies | 866.5796 | 2012 | 1 | SWHC046-02
COM-HVAC-FS-010.59 | Com ¦ Large Packaged Heat Pump (EER 9.3) - Fuel Sub Future Baseline - Hot-Dry ¦ SCG ¦ Hot-Dry | Com ¦ Large Packaged Heat Pump (EER 9.3) - Fuel Sub Future Baseline - Hot-Dry | SCG ¦ Hot-Dry | SCG | All | Electric & Gas | Large Unitary Heat Pump (EER 9.3) | Efficient | 2030 | Conventional | HVAC | Com - School | Com | ROB Only | 0 | 1000 sqft2 of floor space | Cap-Tons | 15 | DEER:HVAC_Split-Package_HP | 97.2626 | 0.0187 | -7.8447 | SWHC046-02 | 799.5 | 2021 | 0 | 493.87 | 2021 | 0 | -11.62 | SWHC046-02 | Com Central HVAC (Large) - Fuel Sub - Hot-Dry ¦ SCG ¦ Hot-Dry | Com Central HVAC (Large) - Fuel Sub - Hot-Dry | 0.15 | 1 | 0 | CBSA 2014, adjusted to reflect new efficiencies | 1.2264 | 2012 | 1 | SWHC046-02
COM-HVAC-FS-010.60 | Com ¦ Large Packaged Heat Pump (EER 9.3) - Fuel Sub Future Baseline - Hot-Dry ¦ SCG ¦ Hot-Dry | Com ¦ Large Packaged Heat Pump (EER 9.3) - Fuel Sub Future Baseline - Hot-Dry | SCG ¦ Hot-Dry | SCG | All | Electric & Gas | Large Unitary Heat Pump (EER 9.3) | Efficient | 2030 | Conventional | HVAC | Com - Warehouse | Com | ROB Only | 0 | 1000 sqft2 of floor space | Cap-Tons | 15 | DEER:HVAC_Split-Package_HP | 226.3 | 0.0187 | -25 | SWHC046-02 | 799.5 | 2021 | 0 | 493.87 | 2021 | 0 | -11.62 | SWHC046-02 | Com Central HVAC (Large) - Fuel Sub - Hot-Dry ¦ SCG ¦ Hot-Dry | Com Central HVAC (Large) - Fuel Sub - Hot-Dry | 0.028212 | 1 | 0 | CBSA 2014, adjusted to reflect new efficiencies | 174.6175 | 2012 | 1 | SWHC046-02
COM-HVAC-FS-010.61 | Com ¦ Large Packaged Heat Pump (EER 9.3) - Fuel Sub Future Baseline - Cold ¦ SCG ¦ Cold | Com ¦ Large Packaged Heat Pump (EER 9.3) - Fuel Sub Future Baseline - Cold | SCG ¦ Cold | SCG | All | Electric & Gas | Large Unitary Heat Pump (EER 9.3) | Efficient | 2030 | Conventional | HVAC | Com - College | Com | ROB Only | 0 | 1000 sqft2 of floor space | Cap-Tons | 15 | DEER:HVAC_Split-Package_HP | 633.7734 | 0.0113 | -68.7425 | SWHC046-02 | 799.5 | 2021 | 0 | 493.87 | 2021 | 0 | -11.62 | SWHC046-02 | Com Central HVAC (Large) - Fuel Sub - Cold ¦ SCG ¦ Cold | Com Central HVAC (Large) - Fuel Sub - Cold | 0.12457 | 1 | 0 | CBSA 2014, adjusted to reflect new efficiencies | 18.1375 | 2012 | 1 | SWHC046-02
COM-HVAC-FS-010.62 | Com ¦ Large Packaged Heat Pump (EER 9.3) - Fuel Sub Future Baseline - Cold ¦ SCG ¦ Cold | Com ¦ Large Packaged Heat Pump (EER 9.3) - Fuel Sub Future Baseline - Cold | SCG ¦ Cold | SCG | All | Electric & Gas | Large Unitary Heat Pump (EER 9.3) | Efficient | 2030 | Conventional | HVAC | Com - Grocery | Com | ROB Only | 0 | 1000 sqft2 of floor space | Cap-Tons | 15 | DEER:HVAC_Split-Package_HP | 2816.8 | 0.0113 | -283 | SWHC046-02 | 799.5 | 2021 | 0 | 493.87 | 2021 | 0 | -11.62 | SWHC046-02 | Com Central HVAC (Large) - Fuel Sub - Cold ¦ SCG ¦ Cold | Com Central HVAC (Large) - Fuel Sub - Cold | 0.22158 | 1 | 0 | CBSA 2014, adjusted to reflect new efficiencies | 533.3097 | 2012 | 1 | SWHC046-02
COM-HVAC-FS-010.63 | Com ¦ Large Packaged Heat Pump (EER 9.3) - Fuel Sub Future Baseline - Cold ¦ SCG ¦ Cold | Com ¦ Large Packaged Heat Pump (EER 9.3) - Fuel Sub Future Baseline - Cold | SCG ¦ Cold | SCG | All | Electric & Gas | Large Unitary Heat Pump (EER 9.3) | Efficient | 2030 | Conventional | HVAC | Com - Health | Com | ROB Only | 0 | 1000 sqft2 of floor space | Cap-Tons | 15 | DEER:HVAC_Split-Package_HP | 804.4167 | 0.0113 | -88.0091 | SWHC046-02 | 799.5 | 2021 | 0 | 493.87 | 2021 | 0 | -11.62 | SWHC046-02 | Com Central HVAC (Large) - Fuel Sub - Cold ¦ SCG ¦ Cold | Com Central HVAC (Large) - Fuel Sub - Cold | 0.17666 | 1 | 0 | CBSA 2014, adjusted to reflect new efficiencies | 195.9005 | 2012 | 1 | SWHC046-02
COM-HVAC-FS-010.64 | Com ¦ Large Packaged Heat Pump (EER 9.3) - Fuel Sub Future Baseline - Cold ¦ SCG ¦ Cold | Com ¦ Large Packaged Heat Pump (EER 9.3) - Fuel Sub Future Baseline - Cold | SCG ¦ Cold | SCG | All | Electric & Gas | Large Unitary Heat Pump (EER 9.3) | Efficient | 2030 | Conventional | HVAC | Com - Lodging | Com | ROB Only | 0 | 1000 sqft2 of floor space | Cap-Tons | 15 | DEER:HVAC_Split-Package_HP | 1557.462 | 0.0113 | -171.2941 | SWHC046-02 | 799.5 | 2021 | 0 | 493.87 | 2021 | 0 | -11.62 | SWHC046-02 | Com Central HVAC (Large) - Fuel Sub - Cold ¦ SCG ¦ Cold | Com Central HVAC (Large) - Fuel Sub - Cold | 0.099203 | 1 | 0 | CBSA 2014, adjusted to reflect new efficiencies | 1218.9856 | 2012 | 1 | SWHC046-02
COM-HVAC-FS-010.65 | Com ¦ Large Packaged Heat Pump (EER 9.3) - Fuel Sub Future Baseline - Cold ¦ SCG ¦ Cold | Com ¦ Large Packaged Heat Pump (EER 9.3) - Fuel Sub Future Baseline - Cold | SCG ¦ Cold | SCG | All | Electric & Gas | Large Unitary Heat Pump (EER 9.3) | Efficient | 2030 | Conventional | HVAC | Com - Office (Large) | Com | ROB Only | 0 | 1000 sqft2 of floor space | Cap-Tons | 15 | DEER:HVAC_Split-Package_HP | 165.8 | 0.0113 | -15.8 | SWHC046-02 | 799.5 | 2021 | 0 | 493.87 | 2021 | 0 | -11.62 | SWHC046-02 | Com Central HVAC (Large) - Fuel Sub - Cold ¦ SCG ¦ Cold | Com Central HVAC (Large) - Fuel Sub - Cold | 0.13151 | 1 | 0 | CBSA 2014, adjusted to reflect new efficiencies | 52.0744 | 2012 | 1 | SWHC046-02
COM-HVAC-FS-010.66 | Com ¦ Large Packaged Heat Pump (EER 9.3) - Fuel Sub Future Baseline - Cold ¦ SCG ¦ Cold | Com ¦ Large Packaged Heat Pump (EER 9.3) - Fuel Sub Future Baseline - Cold | SCG ¦ Cold | SCG | All | Electric & Gas | Large Unitary Heat Pump (EER 9.3) | Efficient | 2030 | Conventional | HVAC | Com - Office (Small) | Com | ROB Only | 0 | 1000 sqft2 of floor space | Cap-Tons | 15 | DEER:HVAC_Split-Package_HP | 373.8 | 0.0113 | -38.8 | SWHC046-02 | 799.5 | 2021 | 0 | 493.87 | 2021 | 0 | -11.62 | SWHC046-02 | Com Central HVAC (Large) - Fuel Sub - Cold ¦ SCG ¦ Cold | Com Central HVAC (Large) - Fuel Sub - Cold | 0.1492 | 1 | 0 | CBSA 2014, adjusted to reflect new efficiencies | 28.2536 | 2012 | 1 | SWHC046-02
COM-HVAC-FS-010.67 | Com ¦ Large Packaged Heat Pump (EER 9.3) - Fuel Sub Future Baseline - Cold ¦ SCG ¦ Cold | Com ¦ Large Packaged Heat Pump (EER 9.3) - Fuel Sub Future Baseline - Cold | SCG ¦ Cold | SCG | All | Electric & Gas | Large Unitary Heat Pump (EER 9.3) | Efficient | 2030 | Conventional | HVAC | Com - Other | Com | ROB Only | 0 | 1000 sqft2 of floor space | Cap-Tons | 15 | DEER:HVAC_Split-Package_HP | 1166.8 | 0.0113 | -137 | SWHC046-02 | 799.5 | 2021 | 0 | 493.87 | 2021 | 0 | -11.62 | SWHC046-02 | Com Central HVAC (Large) - Fuel Sub - Cold ¦ SCG ¦ Cold | Com Central HVAC (Large) - Fuel Sub - Cold | 0.21371 | 1 | 0 | CBSA 2014, adjusted to reflect new efficiencies | 273.9634 | 2012 | 1 | SWHC046-02
COM-HVAC-FS-010.69 | Com ¦ Large Packaged Heat Pump (EER 9.3) - Fuel Sub Future Baseline - Cold ¦ SCG ¦ Cold | Com ¦ Large Packaged Heat Pump (EER 9.3) - Fuel Sub Future Baseline - Cold | SCG ¦ Cold | SCG | All | Electric & Gas | Large Unitary Heat Pump (EER 9.3) | Efficient | 2030 | Conventional | HVAC | Com - Restaurant | Com | ROB Only | 0 | 1000 sqft2 of floor space | Cap-Tons | 15 | DEER:HVAC_Split-Package_HP | 751.8204 | 0.0113 | -83.2271 | SWHC046-02 | 799.5 | 2021 | 0 | 493.87 | 2021 | 0 | -11.62 | SWHC046-02 | Com Central HVAC (Large) - Fuel Sub - Cold ¦ SCG ¦ Cold | Com Central HVAC (Large) - Fuel Sub - Cold | 0.21772 | 1 | 0 | CBSA 2014, adjusted to reflect new efficiencies | 5.9958 | 2012 | 1 | SWHC046-02
COM-HVAC-FS-010.70 | Com ¦ Large Packaged Heat Pump (EER 9.3) - Fuel Sub Future Baseline - Cold ¦ SCG ¦ Cold | Com ¦ Large Packaged Heat Pump (EER 9.3) - Fuel Sub Future Baseline - Cold | SCG ¦ Cold | SCG | All | Electric & Gas | Large Unitary Heat Pump (EER 9.3) | Efficient | 2030 | Conventional | HVAC | Com - Retail | Com | ROB Only | 0 | 1000 sqft2 of floor space | Cap-Tons | 15 | DEER:HVAC_Split-Package_HP | 691.3041 | 0.0113 | -74.8337 | SWHC046-02 | 799.5 | 2021 | 0 | 493.87 | 2021 | 0 | -11.62 | SWHC046-02 | Com Central HVAC (Large) - Fuel Sub - Cold ¦ SCG ¦ Cold | Com Central HVAC (Large) - Fuel Sub - Cold | 0.092114 | 1 | 0 | CBSA 2014, adjusted to reflect new efficiencies | 11165.7037 | 2012 | 1 | SWHC046-02
COM-HVAC-FS-010.71 | Com ¦ Large Packaged Heat Pump (EER 9.3) - Fuel Sub Future Baseline - Cold ¦ SCG ¦ Cold | Com ¦ Large Packaged Heat Pump (EER 9.3) - Fuel Sub Future Baseline - Cold | SCG ¦ Cold | SCG | All | Electric & Gas | Large Unitary Heat Pump (EER 9.3) | Efficient | 2030 | Conventional | HVAC | Com - School | Com | ROB Only | 0 | 1000 sqft2 of floor space | Cap-Tons | 15 | DEER:HVAC_Split-Package_HP | 671.9832 | 0.0113 | -73.3577 | SWHC046-02 | 799.5 | 2021 | 0 | 493.87 | 2021 | 0 | -11.62 | SWHC046-02 | Com Central HVAC (Large) - Fuel Sub - Cold ¦ SCG ¦ Cold | Com Central HVAC (Large) - Fuel Sub - Cold | 0.15 | 1 | 0 | CBSA 2014, adjusted to reflect new efficiencies | 24.5171 | 2012 | 1 | SWHC046-02
COM-HVAC-FS-010.72 | Com ¦ Large Packaged Heat Pump (EER 9.3) - Fuel Sub Future Baseline - Cold ¦ SCG ¦ Cold | Com ¦ Large Packaged Heat Pump (EER 9.3) - Fuel Sub Future Baseline - Cold | SCG ¦ Cold | SCG | All | Electric & Gas | Large Unitary Heat Pump (EER 9.3) | Efficient | 2030 | Conventional | HVAC | Com - Warehouse | Com | ROB Only | 0 | 1000 sqft2 of floor space | Cap-Tons | 15 | DEER:HVAC_Split-Package_HP | 1136.8 | 0.0113 | -125 | SWHC046-02 | 799.5 | 2021 | 0 | 493.87 | 2021 | 0 | -11.62 | SWHC046-02 | Com Central HVAC (Large) - Fuel Sub - Cold ¦ SCG ¦ Cold | Com Central HVAC (Large) - Fuel Sub - Cold | 0.028212 | 1 | 0 | CBSA 2014, adjusted to reflect new efficiencies | 872.6936 | 2012 | 1 | SWHC046-02
COM-HVAC-FS-010.73 | Com ¦ Large Packaged Heat Pump (EER 9.3) - Fuel Sub Future Baseline - Marine ¦ SDG&E ¦ Marine | Com ¦ Large Packaged Heat Pump (EER 9.3) - Fuel Sub Future Baseline - Marine | SDG&E ¦ Marine | SDG&E | All | Electric & Gas | Large Unitary Heat Pump (EER 9.3) | Efficient | 2030 | Conventional | HVAC | Com - College | Com | ROB Only | 0 | 1000 sqft2 of floor space | Cap-Tons | 15 | DEER:HVAC_Split-Package_HP | 94.2937 | 0.0171 | -8.342 | SWHC046-02 | 799.5 | 2021 | 0 | 493.87 | 2021 | 0 | -11.62 | SWHC046-02 | Com Central HVAC (Large) - Fuel Sub - Marine ¦ SDG&E ¦ Marine | Com Central HVAC (Large) - Fuel Sub - Marine | 0.12207 | 1 | 0 | CBSA 2014, adjusted to reflect new efficiencies | 1.6101 | 2012 | 1 | SWHC046-02
COM-HVAC-FS-010.74 | Com ¦ Large Packaged Heat Pump (EER 9.3) - Fuel Sub Future Baseline - Marine ¦ SDG&E ¦ Marine | Com ¦ Large Packaged Heat Pump (EER 9.3) - Fuel Sub Future Baseline - Marine | SDG&E ¦ Marine | SDG&E | All | Electric & Gas | Large Unitary Heat Pump (EER 9.3) | Efficient | 2030 | Conventional | HVAC | Com - Grocery | Com | ROB Only | 0 | 1000 sqft2 of floor space | Cap-Tons | 15 | DEER:HVAC_Split-Package_HP | 705.2 | 0.0171 | -73.8 | SWHC046-02 | 799.5 | 2021 | 0 | 493.87 | 2021 | 0 | -11.62 | SWHC046-02 | Com Central HVAC (Large) - Fuel Sub - Marine ¦ SDG&E ¦ Marine | Com Central HVAC (Large) - Fuel Sub - Marine | 0.22528 | 1 | 0 | CBSA 2014, adjusted to reflect new efficiencies | 139.7205 | 2012 | 1 | SWHC046-02
COM-HVAC-FS-010.75 | Com ¦ Large Packaged Heat Pump (EER 9.3) - Fuel Sub Future Baseline - Marine ¦ SDG&E ¦ Marine | Com ¦ Large Packaged Heat Pump (EER 9.3) - Fuel Sub Future Baseline - Marine | SDG&E ¦ Marine | SDG&E | All | Electric & Gas | Large Unitary Heat Pump (EER 9.3) | Efficient | 2030 | Conventional | HVAC | Com - Health | Com | ROB Only | 0 | 1000 sqft2 of floor space | Cap-Tons | 15 | DEER:HVAC_Split-Package_HP | 151.5475 | 0.0171 | -14.8577 | SWHC046-02 | 799.5 | 2021 | 0 | 493.87 | 2021 | 0 | -11.62 | SWHC046-02 | Com Central HVAC (Large) - Fuel Sub - Marine ¦ SDG&E ¦ Marine | Com Central HVAC (Large) - Fuel Sub - Marine | 0.17567 | 1 | 0 | CBSA 2014, adjusted to reflect new efficiencies | 32.8387 | 2012 | 1 | SWHC046-02
COM-HVAC-FS-010.76 | Com ¦ Large Packaged Heat Pump (EER 9.3) - Fuel Sub Future Baseline - Marine ¦ SDG&E ¦ Marine | Com ¦ Large Packaged Heat Pump (EER 9.3) - Fuel Sub Future Baseline - Marine | SDG&E ¦ Marine | SDG&E | All | Electric & Gas | Large Unitary Heat Pump (EER 9.3) | Efficient | 2030 | Conventional | HVAC | Com - Lodging | Com | ROB Only | 0 | 1000 sqft2 of floor space | Cap-Tons | 15 | DEER:HVAC_Split-Package_HP | 272.4601 | 0.0171 | -30.7179 | SWHC046-02 | 799.5 | 2021 | 0 | 493.87 | 2021 | 0 | -11.62 | SWHC046-02 | Com Central HVAC (Large) - Fuel Sub - Marine ¦ SDG&E ¦ Marine | Com Central HVAC (Large) - Fuel Sub - Marine | 0.098289 | 1 | 0 | CBSA 2014, adjusted to reflect new efficiencies | 218.9749 | 2012 | 1 | SWHC046-02
COM-HVAC-FS-010.77 | Com ¦ Large Packaged Heat Pump (EER 9.3) - Fuel Sub Future Baseline - Marine ¦ SDG&E ¦ Marine | Com ¦ Large Packaged Heat Pump (EER 9.3) - Fuel Sub Future Baseline - Marine | SDG&E ¦ Marine | SDG&E | All | Electric & Gas | Large Unitary Heat Pump (EER 9.3) | Efficient | 2030 | Conventional | HVAC | Com - Office (Large) | Com | ROB Only | 0 | 1000 sqft2 of floor space | Cap-Tons | 15 | DEER:HVAC_Split-Package_HP | 35.34 | 0.0171 | -0.523 | SWHC046-02 | 799.5 | 2021 | 0 | 493.87 | 2021 | 0 | -11.62 | SWHC046-02 | Com Central HVAC (Large) - Fuel Sub - Marine ¦ SDG&E ¦ Marine | Com Central HVAC (Large) - Fuel Sub - Marine | 0.12833 | 1 | 0 | CBSA 2014, adjusted to reflect new efficiencies | 1.2563 | 2012 | 1 | SWHC046-02
COM-HVAC-FS-010.78 | Com ¦ Large Packaged Heat Pump (EER 9.3) - Fuel Sub Future Baseline - Marine ¦ SDG&E ¦ Marine | Com ¦ Large Packaged Heat Pump (EER 9.3) - Fuel Sub Future Baseline - Marine | SDG&E ¦ Marine | SDG&E | All | Electric & Gas | Large Unitary Heat Pump (EER 9.3) | Efficient | 2030 | Conventional | HVAC | Com - Office (Small) | Com | ROB Only | 0 | 1000 sqft2 of floor space | Cap-Tons | 15 | DEER:HVAC_Split-Package_HP | 68.6 | 0.0171 | -4.48 | SWHC046-02 | 799.5 | 2021 | 0 | 493.87 | 2021 | 0 | -11.62 | SWHC046-02 | Com Central HVAC (Large) - Fuel Sub - Marine ¦ SDG&E ¦ Marine | Com Central HVAC (Large) - Fuel Sub - Marine | 0.15582 | 1 | 0 | CBSA 2014, adjusted to reflect new efficiencies | 2.6002 | 2012 | 1 | SWHC046-02
COM-HVAC-FS-010.79 | Com ¦ Large Packaged Heat Pump (EER 9.3) - Fuel Sub Future Baseline - Marine ¦ SDG&E ¦ Marine | Com ¦ Large Packaged Heat Pump (EER 9.3) - Fuel Sub Future Baseline - Marine | SDG&E ¦ Marine | SDG&E | All | Electric & Gas | Large Unitary Heat Pump (EER 9.3) | Efficient | 2030 | Conventional | HVAC | Com - Other | Com | ROB Only | 0 | 1000 sqft2 of floor space | Cap-Tons | 15 | DEER:HVAC_Split-Package_HP | 167.2 | 0.0171 | -16.7 | SWHC046-02 | 799.5 | 2021 | 0 | 493.87 | 2021 | 0 | -11.62 | SWHC046-02 | Com Central HVAC (Large) - Fuel Sub - Marine ¦ SDG&E ¦ Marine | Com Central HVAC (Large) - Fuel Sub - Marine | 0.21005 | 1 | 0 | CBSA 2014, adjusted to reflect new efficiencies | 31.9315 | 2012 | 1 | SWHC046-02
COM-HVAC-FS-010.81 | Com ¦ Large Packaged Heat Pump (EER 9.3) - Fuel Sub Future Baseline - Marine ¦ SDG&E ¦ Marine | Com ¦ Large Packaged Heat Pump (EER 9.3) - Fuel Sub Future Baseline - Marine | SDG&E ¦ Marine | SDG&E | All | Electric & Gas | Large Unitary Heat Pump (EER 9.3) | Efficient | 2030 | Conventional | HVAC | Com - Restaurant | Com | ROB Only | 0 | 1000 sqft2 of floor space | Cap-Tons | 15 | DEER:HVAC_Split-Package_HP | 66.7488 | 0.0171 | -4.423 | SWHC046-02 | 799.5 | 2021 | 0 | 493.87 | 2021 | 0 | -11.62 | SWHC046-02 | Com Central HVAC (Large) - Fuel Sub - Marine ¦ SDG&E ¦ Marine | Com Central HVAC (Large) - Fuel Sub - Marine | 0.22744 | 1 | 0 | CBSA 2014, adjusted to reflect new efficiencies | -0.22752 | 2012 | 1 | SWHC046-02
COM-HVAC-FS-010.82 | Com ¦ Large Packaged Heat Pump (EER 9.3) - Fuel Sub Future Baseline - Marine ¦ SDG&E ¦ Marine | Com ¦ Large Packaged Heat Pump (EER 9.3) - Fuel Sub Future Baseline - Marine | SDG&E ¦ Marine | SDG&E | All | Electric & Gas | Large Unitary Heat Pump (EER 9.3) | Efficient | 2030 | Conventional | HVAC | Com - Retail | Com | ROB Only | 0 | 1000 sqft2 of floor space | Cap-Tons | 15 | DEER:HVAC_Split-Package_HP | 88.6967 | 0.0171 | -7.4334 | SWHC046-02 | 799.5 | 2021 | 0 | 493.87 | 2021 | 0 | -11.62 | SWHC046-02 | Com Central HVAC (Large) - Fuel Sub - Marine ¦ SDG&E ¦ Marine | Com Central HVAC (Large) - Fuel Sub - Marine | 0.092203 | 1 | 0 | CBSA 2014, adjusted to reflect new efficiencies | 1107.1924 | 2012 | 1 | SWHC046-02
COM-HVAC-FS-010.83 | Com ¦ Large Packaged Heat Pump (EER 9.3) - Fuel Sub Future Baseline - Marine ¦ SDG&E ¦ Marine | Com ¦ Large Packaged Heat Pump (EER 9.3) - Fuel Sub Future Baseline - Marine | SDG&E ¦ Marine | SDG&E | All | Electric & Gas | Large Unitary Heat Pump (EER 9.3) | Efficient | 2030 | Conventional | HVAC | Com - School | Com | ROB Only | 0 | 1000 sqft2 of floor space | Cap-Tons | 15 | DEER:HVAC_Split-Package_HP | 94.9768 | 0.0171 | -8.3368 | SWHC046-02 | 799.5 | 2021 | 0 | 493.87 | 2021 | 0 | -11.62 | SWHC046-02 | Com Central HVAC (Large) - Fuel Sub - Marine ¦ SDG&E ¦ Marine | Com Central HVAC (Large) - Fuel Sub - Marine | 0.15505 | 1 | 0 | CBSA 2014, adjusted to reflect new efficiencies | 1.7641 | 2012 | 1 | SWHC046-02
COM-HVAC-FS-010.84 | Com ¦ Large Packaged Heat Pump (EER 9.3) - Fuel Sub Future Baseline - Marine ¦ SDG&E ¦ Marine | Com ¦ Large Packaged Heat Pump (EER 9.3) - Fuel Sub Future Baseline - Marine | SDG&E ¦ Marine | SDG&E | All | Electric & Gas | Large Unitary Heat Pump (EER 9.3) | Efficient | 2030 | Conventional | HVAC | Com - Warehouse | Com | ROB Only | 0 | 1000 sqft2 of floor space | Cap-Tons | 15 | DEER:HVAC_Split-Package_HP | 258.2 | 0.0171 | -27.6 | SWHC046-02 | 799.5 | 2021 | 0 | 493.87 | 2021 | 0 | -11.62 | SWHC046-02 | Com Central HVAC (Large) - Fuel Sub - Marine ¦ SDG&E ¦ Marine | Com Central HVAC (Large) - Fuel Sub - Marine | 0.028275 | 1 | 0 | CBSA 2014, adjusted to reflect new efficiencies | 192.1558 | 2012 | 1 | SWHC046-02
COM-HVAC-FS-010.85 | Com ¦ Large Packaged Heat Pump (EER 9.3) - Fuel Sub Future Baseline - Hot-Dry ¦ SDG&E ¦ Hot-Dry | Com ¦ Large Packaged Heat Pump (EER 9.3) - Fuel Sub Future Baseline - Hot-Dry | SDG&E ¦ Hot-Dry | SDG&E | All | Electric & Gas | Large Unitary Heat Pump (EER 9.3) | Efficient | 2030 | Conventional | HVAC | Com - College | Com | ROB Only | 0 | 1000 sqft2 of floor space | Cap-Tons | 15 | DEER:HVAC_Split-Package_HP | 82.2042 | 0.0138 | -7.1995 | SWHC046-02 | 799.5 | 2021 | 0 | 493.87 | 2021 | 0 | -11.62 | SWHC046-02 | Com Central HVAC (Large) - Fuel Sub - Hot-Dry ¦ SDG&E ¦ Hot-Dry | Com Central HVAC (Large) - Fuel Sub - Hot-Dry | 0.12207 | 1 | 0 | CBSA 2014, adjusted to reflect new efficiencies | 1.3616 | 2012 | 1 | SWHC046-02
COM-HVAC-FS-010.86 | Com ¦ Large Packaged Heat Pump (EER 9.3) - Fuel Sub Future Baseline - Hot-Dry ¦ SDG&E ¦ Hot-Dry | Com ¦ Large Packaged Heat Pump (EER 9.3) - Fuel Sub Future Baseline - Hot-Dry | SDG&E ¦ Hot-Dry | SDG&E | All | Electric & Gas | Large Unitary Heat Pump (EER 9.3) | Efficient | 2030 | Conventional | HVAC | Com - Grocery | Com | ROB Only | 0 | 1000 sqft2 of floor space | Cap-Tons | 15 | DEER:HVAC_Split-Package_HP | 707.9 | 0.0138 | -74 | SWHC046-02 | 799.5 | 2021 | 0 | 493.87 | 2021 | 0 | -11.62 | SWHC046-02 | Com Central HVAC (Large) - Fuel Sub - Hot-Dry ¦ SDG&E ¦ Hot-Dry | Com Central HVAC (Large) - Fuel Sub - Hot-Dry | 0.22528 | 1 | 0 | CBSA 2014, adjusted to reflect new efficiencies | 140.0818 | 2012 | 1 | SWHC046-02
COM-HVAC-FS-010.87 | Com ¦ Large Packaged Heat Pump (EER 9.3) - Fuel Sub Future Baseline - Hot-Dry ¦ SDG&E ¦ Hot-Dry | Com ¦ Large Packaged Heat Pump (EER 9.3) - Fuel Sub Future Baseline - Hot-Dry | SDG&E ¦ Hot-Dry | SDG&E | All | Electric & Gas | Large Unitary Heat Pump (EER 9.3) | Efficient | 2030 | Conventional | HVAC | Com - Health | Com | ROB Only | 0 | 1000 sqft2 of floor space | Cap-Tons | 15 | DEER:HVAC_Split-Package_HP | 113.7145 | 0.0138 | -10.1976 | SWHC046-02 | 799.5 | 2021 | 0 | 493.87 | 2021 | 0 | -11.62 | SWHC046-02 | Com Central HVAC (Large) - Fuel Sub - Hot-Dry ¦ SDG&E ¦ Hot-Dry | Com Central HVAC (Large) - Fuel Sub - Hot-Dry | 0.17567 | 1 | 0 | CBSA 2014, adjusted to reflect new efficiencies | 22.3951 | 2012 | 1 | SWHC046-02
COM-HVAC-FS-010.88 | Com ¦ Large Packaged Heat Pump (EER 9.3) - Fuel Sub Future Baseline - Hot-Dry ¦ SDG&E ¦ Hot-Dry | Com ¦ Large Packaged Heat Pump (EER 9.3) - Fuel Sub Future Baseline - Hot-Dry | SDG&E ¦ Hot-Dry | SDG&E | All | Electric & Gas | Large Unitary Heat Pump (EER 9.3) | Efficient | 2030 | Conventional | HVAC | Com - Lodging | Com | ROB Only | 0 | 1000 sqft2 of floor space | Cap-Tons | 15 | DEER:HVAC_Split-Package_HP | 226.1367 | 0.0138 | -24.47 | SWHC046-02 | 799.5 | 2021 | 0 | 493.87 | 2021 | 0 | -11.62 | SWHC046-02 | Com Central HVAC (Large) - Fuel Sub - Hot-Dry ¦ SDG&E ¦ Hot-Dry | Com Central HVAC (Large) - Fuel Sub - Hot-Dry | 0.098289 | 1 | 0 | CBSA 2014, adjusted to reflect new efficiencies | 173.9365 | 2012 | 1 | SWHC046-02
COM-HVAC-FS-010.89 | Com ¦ Large Packaged Heat Pump (EER 9.3) - Fuel Sub Future Baseline - Hot-Dry ¦ SDG&E ¦ Hot-Dry | Com ¦ Large Packaged Heat Pump (EER 9.3) - Fuel Sub Future Baseline - Hot-Dry | SDG&E ¦ Hot-Dry | SDG&E | All | Electric & Gas | Large Unitary Heat Pump (EER 9.3) | Efficient | 2030 | Conventional | HVAC | Com - Office (Large) | Com | ROB Only | 0 | 1000 sqft2 of floor space | Cap-Tons | 15 | DEER:HVAC_Split-Package_HP | 28.28 | 0.0138 | -0.265 | SWHC046-02 | 799.5 | 2021 | 0 | 493.87 | 2021 | 0 | -11.62 | SWHC046-02 | Com Central HVAC (Large) - Fuel Sub - Hot-Dry ¦ SDG&E ¦ Hot-Dry | Com Central HVAC (Large) - Fuel Sub - Hot-Dry | 0.12833 | 1 | 0 | CBSA 2014, adjusted to reflect new efficiencies | 0.4741 | 2012 | 1 | SWHC046-02
COM-HVAC-FS-010.90 | Com ¦ Large Packaged Heat Pump (EER 9.3) - Fuel Sub Future Baseline - Hot-Dry ¦ SDG&E ¦ Hot-Dry | Com ¦ Large Packaged Heat Pump (EER 9.3) - Fuel Sub Future Baseline - Hot-Dry | SDG&E ¦ Hot-Dry | SDG&E | All | Electric & Gas | Large Unitary Heat Pump (EER 9.3) | Efficient | 2030 | Conventional | HVAC | Com - Office (Small) | Com | ROB Only | 0 | 1000 sqft2 of floor space | Cap-Tons | 15 | DEER:HVAC_Split-Package_HP | 56 | 0.0138 | -3.47 | SWHC046-02 | 799.5 | 2021 | 0 | 493.87 | 2021 | 0 | -11.62 | SWHC046-02 | Com Central HVAC (Large) - Fuel Sub - Hot-Dry ¦ SDG&E ¦ Hot-Dry | Com Central HVAC (Large) - Fuel Sub - Hot-Dry | 0.15582 | 1 | 0 | CBSA 2014, adjusted to reflect new efficiencies | 1.9394 | 2012 | 1 | SWHC046-02
COM-HVAC-FS-010.91 | Com ¦ Large Packaged Heat Pump (EER 9.3) - Fuel Sub Future Baseline - Hot-Dry ¦ SDG&E ¦ Hot-Dry | Com ¦ Large Packaged Heat Pump (EER 9.3) - Fuel Sub Future Baseline - Hot-Dry | SDG&E ¦ Hot-Dry | SDG&E | All | Electric & Gas | Large Unitary Heat Pump (EER 9.3) | Efficient | 2030 | Conventional | HVAC | Com - Other | Com | ROB Only | 0 | 1000 sqft2 of floor space | Cap-Tons | 15 | DEER:HVAC_Split-Package_HP | 149.9 | 0.0138 | -14.4 | SWHC046-02 | 799.5 | 2021 | 0 | 493.87 | 2021 | 0 | -11.62 | SWHC046-02 | Com Central HVAC (Large) - Fuel Sub - Hot-Dry ¦ SDG&E ¦ Hot-Dry | Com Central HVAC (Large) - Fuel Sub - Hot-Dry | 0.21005 | 1 | 0 | CBSA 2014, adjusted to reflect new efficiencies | 27.1979 | 2012 | 1 | SWHC046-02
COM-HVAC-FS-010.93 | Com ¦ Large Packaged Heat Pump (EER 9.3) - Fuel Sub Future Baseline - Hot-Dry ¦ SDG&E ¦ Hot-Dry | Com ¦ Large Packaged Heat Pump (EER 9.3) - Fuel Sub Future Baseline - Hot-Dry | SDG&E ¦ Hot-Dry | SDG&E | All | Electric & Gas | Large Unitary Heat Pump (EER 9.3) | Efficient | 2030 | Conventional | HVAC | Com - Restaurant | Com | ROB Only | 0 | 1000 sqft2 of floor space | Cap-Tons | 15 | DEER:HVAC_Split-Package_HP | 47.1704 | 0.0138 | -2.8423 | SWHC046-02 | 799.5 | 2021 | 0 | 493.87 | 2021 | 0 | -11.62 | SWHC046-02 | Com Central HVAC (Large) - Fuel Sub - Hot-Dry ¦ SDG&E ¦ Hot-Dry | Com Central HVAC (Large) - Fuel Sub - Hot-Dry | 0.22744 | 1 | 0 | CBSA 2014, adjusted to reflect new efficiencies | -0.23337 | 2012 | 1 | SWHC046-02
COM-HVAC-FS-010.94 | Com ¦ Large Packaged Heat Pump (EER 9.3) - Fuel Sub Future Baseline - Hot-Dry ¦ SDG&E ¦ Hot-Dry | Com ¦ Large Packaged Heat Pump (EER 9.3) - Fuel Sub Future Baseline - Hot-Dry | SDG&E ¦ Hot-Dry | SDG&E | All | Electric & Gas | Large Unitary Heat Pump (EER 9.3) | Efficient | 2030 | Conventional | HVAC | Com - Retail | Com | ROB Only | 0 | 1000 sqft2 of floor space | Cap-Tons | 15 | DEER:HVAC_Split-Package_HP | 73.5123 | 0.0138 | -6.1456 | SWHC046-02 | 799.5 | 2021 | 0 | 493.87 | 2021 | 0 | -11.62 | SWHC046-02 | Com Central HVAC (Large) - Fuel Sub - Hot-Dry ¦ SDG&E ¦ Hot-Dry | Com Central HVAC (Large) - Fuel Sub - Hot-Dry | 0.092203 | 1 | 0 | CBSA 2014, adjusted to reflect new efficiencies | 915.3598 | 2012 | 1 | SWHC046-02
COM-HVAC-FS-010.95 | Com ¦ Large Packaged Heat Pump (EER 9.3) - Fuel Sub Future Baseline - Hot-Dry ¦ SDG&E ¦ Hot-Dry | Com ¦ Large Packaged Heat Pump (EER 9.3) - Fuel Sub Future Baseline - Hot-Dry | SDG&E ¦ Hot-Dry | SDG&E | All | Electric & Gas | Large Unitary Heat Pump (EER 9.3) | Efficient | 2030 | Conventional | HVAC | Com - School | Com | ROB Only | 0 | 1000 sqft2 of floor space | Cap-Tons | 15 | DEER:HVAC_Split-Package_HP | 82.9583 | 0.0138 | -7.2205 | SWHC046-02 | 799.5 | 2021 | 0 | 493.87 | 2021 | 0 | -11.62 | SWHC046-02 | Com Central HVAC (Large) - Fuel Sub - Hot-Dry ¦ SDG&E ¦ Hot-Dry | Com Central HVAC (Large) - Fuel Sub - Hot-Dry | 0.15505 | 1 | 0 | CBSA 2014, adjusted to reflect new efficiencies | 1.4894 | 2012 | 1 | SWHC046-02
COM-HVAC-FS-010.96 | Com ¦ Large Packaged Heat Pump (EER 9.3) - Fuel Sub Future Baseline - Hot-Dry ¦ SDG&E ¦ Hot-Dry | Com ¦ Large Packaged Heat Pump (EER 9.3) - Fuel Sub Future Baseline - Hot-Dry | SDG&E ¦ Hot-Dry | SDG&E | All | Electric & Gas | Large Unitary Heat Pump (EER 9.3) | Efficient | 2030 | Conventional | HVAC | Com - Warehouse | Com | ROB Only | 0 | 1000 sqft2 of floor space | Cap-Tons | 15 | DEER:HVAC_Split-Package_HP | 232.9 | 0.0138 | -25.2 | SWHC046-02 | 799.5 | 2021 | 0 | 493.87 | 2021 | 0 | -11.62 | SWHC046-02 | Com Central HVAC (Large) - Fuel Sub - Hot-Dry ¦ SDG&E ¦ Hot-Dry | Com Central HVAC (Large) - Fuel Sub - Hot-Dry | 0.028275 | 1 | 0 | CBSA 2014, adjusted to reflect new efficiencies | 175.6583 | 2012 | 1 | SWHC046-02
COM-HVAC-FS-11.1 | Com ¦ Large Packaged Heat Pump (IEER 14.0) - Fuel Sub - Marine ¦ PG&E ¦ Marine | Com ¦ Large Packaged Heat Pump (IEER 14.0) - Fuel Sub - Marine | PG&E ¦ Marine | PG&E | All | Electric & Gas | Heat pump, IEER 14.0, 240-760 kbtuh, NR | Efficient | 0 | Conventional | HVAC | Com - College | Com | ROB Only | 1 | 1000 sqft2 of floor space | Cap-Tons | 15 | DEER:HVAC_Split-Package_HP | 186.4953 | 0 | -25.9026 | SWHC046-02 | 907.8 | 2021 | 0 | 493.87 | 2021 | 0 | -11.62 | SWHC046-02 | Com Central HVAC (Large) - Fuel Sub - Marine ¦ PG&E ¦ Marine | Com Central HVAC (Large) - Fuel Sub - Marine | 0.11162 | 1 | 0 | CBSA 2014, adjusted to reflect new efficiencies | 8.6125 | 2032 | 1 | SWHC046-02
COM-HVAC-FS-11.2 | Com ¦ Large Packaged Heat Pump (IEER 14.0) - Fuel Sub - Marine ¦ PG&E ¦ Marine | Com ¦ Large Packaged Heat Pump (IEER 14.0) - Fuel Sub - Marine | PG&E ¦ Marine | PG&E | All | Electric & Gas | Heat pump, IEER 14.0, 240-760 kbtuh, NR | Efficient | 0 | Conventional | HVAC | Com - Grocery | Com | ROB Only | 1 | 1000 sqft2 of floor space | Cap-Tons | 15 | DEER:HVAC_Split-Package_HP | 1220 | 0 | -156 | SWHC046-02 | 907.8 | 2021 | 0 | 493.87 | 2021 | 0 | -11.62 | SWHC046-02 | Com Central HVAC (Large) - Fuel Sub - Marine ¦ PG&E ¦ Marine | Com Central HVAC (Large) - Fuel Sub - Marine | 0.18624 | 1 | 0 | CBSA 2014, adjusted to reflect new efficiencies | 301.295 | 2032 | 1 | SWHC046-02
COM-HVAC-FS-11.3 | Com ¦ Large Packaged Heat Pump (IEER 14.0) - Fuel Sub - Marine ¦ PG&E ¦ Marine | Com ¦ Large Packaged Heat Pump (IEER 14.0) - Fuel Sub - Marine | PG&E ¦ Marine | PG&E | All | Electric & Gas | Heat pump, IEER 14.0, 240-760 kbtuh, NR | Efficient | 0 | Conventional | HVAC | Com - Health | Com | ROB Only | 1 | 1000 sqft2 of floor space | Cap-Tons | 15 | DEER:HVAC_Split-Package_HP | 265.4735 | 0 | -33.5588 | SWHC046-02 | 907.8 | 2021 | 0 | 493.87 | 2021 | 0 | -11.62 | SWHC046-02 | Com Central HVAC (Large) - Fuel Sub - Marine ¦ PG&E ¦ Marine | Com Central HVAC (Large) - Fuel Sub - Marine | 0.16483 | 1 | 0 | CBSA 2014, adjusted to reflect new efficiencies | 75.3105 | 2032 | 1 | SWHC046-02
COM-HVAC-FS-11.4 | Com ¦ Large Packaged Heat Pump (IEER 14.0) - Fuel Sub - Marine ¦ PG&E ¦ Marine | Com ¦ Large Packaged Heat Pump (IEER 14.0) - Fuel Sub - Marine | PG&E ¦ Marine | PG&E | All | Electric & Gas | Heat pump, IEER 14.0, 240-760 kbtuh, NR | Efficient | 0 | Conventional | HVAC | Com - Lodging | Com | ROB Only | 1 | 1000 sqft2 of floor space | Cap-Tons | 15 | DEER:HVAC_Split-Package_HP | 592.1841 | 0 | -79.8896 | SWHC046-02 | 907.8 | 2021 | 0 | 493.87 | 2021 | 0 | -11.62 | SWHC046-02 | Com Central HVAC (Large) - Fuel Sub - Marine ¦ PG&E ¦ Marine | Com Central HVAC (Large) - Fuel Sub - Marine | 0.08786 | 1 | 0 | CBSA 2014, adjusted to reflect new efficiencies | 575.8968 | 2032 | 1 | SWHC046-02
COM-HVAC-FS-11.5 | Com ¦ Large Packaged Heat Pump (IEER 14.0) - Fuel Sub - Marine ¦ PG&E ¦ Marine | Com ¦ Large Packaged Heat Pump (IEER 14.0) - Fuel Sub - Marine | PG&E ¦ Marine | PG&E | All | Electric & Gas | Heat pump, IEER 14.0, 240-760 kbtuh, NR | Efficient | 0 | Conventional | HVAC | Com - Office (Large) | Com | ROB Only | 1 | 1000 sqft2 of floor space | Cap-Tons | 15 | DEER:HVAC_Split-Package_HP | 22.1 | 0 | -2.78 | SWHC046-02 | 907.8 | 2021 | 0 | 493.87 | 2021 | 0 | -11.62 | SWHC046-02 | Com Central HVAC (Large) - Fuel Sub - Marine ¦ PG&E ¦ Marine | Com Central HVAC (Large) - Fuel Sub - Marine | 0.11704 | 1 | 0 | CBSA 2014, adjusted to reflect new efficiencies | 9.2732 | 2032 | 1 | SWHC046-02
COM-HVAC-FS-11.6 | Com ¦ Large Packaged Heat Pump (IEER 14.0) - Fuel Sub - Marine ¦ PG&E ¦ Marine | Com ¦ Large Packaged Heat Pump (IEER 14.0) - Fuel Sub - Marine | PG&E ¦ Marine | PG&E | All | Electric & Gas | Heat pump, IEER 14.0, 240-760 kbtuh, NR | Efficient | 0 | Conventional | HVAC | Com - Office (Small) | Com | ROB Only | 1 | 1000 sqft2 of floor space | Cap-Tons | 15 | DEER:HVAC_Split-Package_HP | 110 | 0 | -14 | SWHC046-02 | 907.8 | 2021 | 0 | 493.87 | 2021 | 0 | -11.62 | SWHC046-02 | Com Central HVAC (Large) - Fuel Sub - Marine ¦ PG&E ¦ Marine | Com Central HVAC (Large) - Fuel Sub - Marine | 0.13689 | 1 | 0 | CBSA 2014, adjusted to reflect new efficiencies | 10.842 | 2032 | 1 | SWHC046-02
COM-HVAC-FS-11.7 | Com ¦ Large Packaged Heat Pump (IEER 14.0) - Fuel Sub - Marine ¦ PG&E ¦ Marine | Com ¦ Large Packaged Heat Pump (IEER 14.0) - Fuel Sub - Marine | PG&E ¦ Marine | PG&E | All | Electric & Gas | Heat pump, IEER 14.0, 240-760 kbtuh, NR | Efficient | 0 | Conventional | HVAC | Com - Other | Com | ROB Only | 1 | 1000 sqft2 of floor space | Cap-Tons | 15 | DEER:HVAC_Split-Package_HP | 374 | 0 | -49.6 | SWHC046-02 | 907.8 | 2021 | 0 | 493.87 | 2021 | 0 | -11.62 | SWHC046-02 | Com Central HVAC (Large) - Fuel Sub - Marine ¦ PG&E ¦ Marine | Com Central HVAC (Large) - Fuel Sub - Marine | 0.1938 | 1 | 0 | CBSA 2014, adjusted to reflect new efficiencies | 102.0265 | 2032 | 1 | SWHC046-02
COM-HVAC-FS-11.9 | Com ¦ Large Packaged Heat Pump (IEER 14.0) - Fuel Sub - Marine ¦ PG&E ¦ Marine | Com ¦ Large Packaged Heat Pump (IEER 14.0) - Fuel Sub - Marine | PG&E ¦ Marine | PG&E | All | Electric & Gas | Heat pump, IEER 14.0, 240-760 kbtuh, NR | Efficient | 0 | Conventional | HVAC | Com - Restaurant | Com | ROB Only | 1 | 1000 sqft2 of floor space | Cap-Tons | 15 | DEER:HVAC_Split-Package_HP | 140.3853 | 0 | -17.7414 | SWHC046-02 | 907.8 | 2021 | 0 | 493.87 | 2021 | 0 | -11.62 | SWHC046-02 | Com Central HVAC (Large) - Fuel Sub - Marine ¦ PG&E ¦ Marine | Com Central HVAC (Large) - Fuel Sub - Marine | 0.1978 | 1 | 0 | CBSA 2014, adjusted to reflect new efficiencies | 1.6833 | 2032 | 1 | SWHC046-02
COM-HVAC-FS-11.10 | Com ¦ Large Packaged Heat Pump (IEER 14.0) - Fuel Sub - Marine ¦ PG&E ¦ Marine | Com ¦ Large Packaged Heat Pump (IEER 14.0) - Fuel Sub - Marine | PG&E ¦ Marine | PG&E | All | Electric & Gas | Heat pump, IEER 14.0, 240-760 kbtuh, NR | Efficient | 0 | Conventional | HVAC | Com - Retail | Com | ROB Only | 1 | 1000 sqft2 of floor space | Cap-Tons | 15 | DEER:HVAC_Split-Package_HP | 155.8503 | 0 | -21.3006 | SWHC046-02 | 907.8 | 2021 | 0 | 493.87 | 2021 | 0 | -11.62 | SWHC046-02 | Com Central HVAC (Large) - Fuel Sub - Marine ¦ PG&E ¦ Marine | Com Central HVAC (Large) - Fuel Sub - Marine | 0.082433 | 1 | 0 | CBSA 2014, adjusted to reflect new efficiencies | 3182.1394 | 2032 | 1 | SWHC046-02
COM-HVAC-FS-11.11 | Com ¦ Large Packaged Heat Pump (IEER 14.0) - Fuel Sub - Marine ¦ PG&E ¦ Marine | Com ¦ Large Packaged Heat Pump (IEER 14.0) - Fuel Sub - Marine | PG&E ¦ Marine | PG&E | All | Electric & Gas | Heat pump, IEER 14.0, 240-760 kbtuh, NR | Efficient | 0 | Conventional | HVAC | Com - School | Com | ROB Only | 1 | 1000 sqft2 of floor space | Cap-Tons | 15 | DEER:HVAC_Split-Package_HP | 182.2164 | 0 | -25.5444 | SWHC046-02 | 907.8 | 2021 | 0 | 493.87 | 2021 | 0 | -11.62 | SWHC046-02 | Com Central HVAC (Large) - Fuel Sub - Marine ¦ PG&E ¦ Marine | Com Central HVAC (Large) - Fuel Sub - Marine | 0.12518 | 1 | 0 | CBSA 2014, adjusted to reflect new efficiencies | 11.3815 | 2032 | 1 | SWHC046-02
COM-HVAC-FS-11.12 | Com ¦ Large Packaged Heat Pump (IEER 14.0) - Fuel Sub - Marine ¦ PG&E ¦ Marine | Com ¦ Large Packaged Heat Pump (IEER 14.0) - Fuel Sub - Marine | PG&E ¦ Marine | PG&E | All | Electric & Gas | Heat pump, IEER 14.0, 240-760 kbtuh, NR | Efficient | 0 | Conventional | HVAC | Com - Warehouse | Com | ROB Only | 1 | 1000 sqft2 of floor space | Cap-Tons | 15 | DEER:HVAC_Split-Package_HP | 452 | 0 | -56.4 | SWHC046-02 | 907.8 | 2021 | 0 | 493.87 | 2021 | 0 | -11.62 | SWHC046-02 | Com Central HVAC (Large) - Fuel Sub - Marine ¦ PG&E ¦ Marine | Com Central HVAC (Large) - Fuel Sub - Marine | 0.025654 | 1 | 0 | CBSA 2014, adjusted to reflect new efficiencies | 398.2896 | 2032 | 1 | SWHC046-02
COM-HVAC-FS-11.13 | Com ¦ Large Packaged Heat Pump (IEER 14.0) - Fuel Sub - Hot-Dry ¦ PG&E ¦ Hot-Dry | Com ¦ Large Packaged Heat Pump (IEER 14.0) - Fuel Sub - Hot-Dry | PG&E ¦ Hot-Dry | PG&E | All | Electric & Gas | Heat pump, IEER 14.0, 240-760 kbtuh, NR | Efficient | 0 | Conventional | HVAC | Com - College | Com | ROB Only | 1 | 1000 sqft2 of floor space | Cap-Tons | 15 | DEER:HVAC_Split-Package_HP | 184.0954 | 0 | -24.2495 | SWHC046-02 | 907.8 | 2021 | 0 | 493.87 | 2021 | 0 | -11.62 | SWHC046-02 | Com Central HVAC (Large) - Fuel Sub - Hot-Dry ¦ PG&E ¦ Hot-Dry | Com Central HVAC (Large) - Fuel Sub - Hot-Dry | 0.11162 | 1 | 0 | CBSA 2014, adjusted to reflect new efficiencies | 7.7399 | 2032 | 1 | SWHC046-02
COM-HVAC-FS-11.14 | Com ¦ Large Packaged Heat Pump (IEER 14.0) - Fuel Sub - Hot-Dry ¦ PG&E ¦ Hot-Dry | Com ¦ Large Packaged Heat Pump (IEER 14.0) - Fuel Sub - Hot-Dry | PG&E ¦ Hot-Dry | PG&E | All | Electric & Gas | Heat pump, IEER 14.0, 240-760 kbtuh, NR | Efficient | 0 | Conventional | HVAC | Com - Grocery | Com | ROB Only | 1 | 1000 sqft2 of floor space | Cap-Tons | 15 | DEER:HVAC_Split-Package_HP | 899 | 0 | -92.1 | SWHC046-02 | 907.8 | 2021 | 0 | 493.87 | 2021 | 0 | -11.62 | SWHC046-02 | Com Central HVAC (Large) - Fuel Sub - Hot-Dry ¦ PG&E ¦ Hot-Dry | Com Central HVAC (Large) - Fuel Sub - Hot-Dry | 0.18624 | 1 | 0 | CBSA 2014, adjusted to reflect new efficiencies | 173.9504 | 2032 | 1 | SWHC046-02
COM-HVAC-FS-11.15 | Com ¦ Large Packaged Heat Pump (IEER 14.0) - Fuel Sub - Hot-Dry ¦ PG&E ¦ Hot-Dry | Com ¦ Large Packaged Heat Pump (IEER 14.0) - Fuel Sub - Hot-Dry | PG&E ¦ Hot-Dry | PG&E | All | Electric & Gas | Heat pump, IEER 14.0, 240-760 kbtuh, NR | Efficient | 0 | Conventional | HVAC | Com - Health | Com | ROB Only | 1 | 1000 sqft2 of floor space | Cap-Tons | 15 | DEER:HVAC_Split-Package_HP | 294.7111 | 0 | -37.4732 | SWHC046-02 | 907.8 | 2021 | 0 | 493.87 | 2021 | 0 | -11.62 | SWHC046-02 | Com Central HVAC (Large) - Fuel Sub - Hot-Dry ¦ PG&E ¦ Hot-Dry | Com Central HVAC (Large) - Fuel Sub - Hot-Dry | 0.16483 | 1 | 0 | CBSA 2014, adjusted to reflect new efficiencies | 84.1205 | 2032 | 1 | SWHC046-02
COM-HVAC-FS-11.16 | Com ¦ Large Packaged Heat Pump (IEER 14.0) - Fuel Sub - Hot-Dry ¦ PG&E ¦ Hot-Dry | Com ¦ Large Packaged Heat Pump (IEER 14.0) - Fuel Sub - Hot-Dry | PG&E ¦ Hot-Dry | PG&E | All | Electric & Gas | Heat pump, IEER 14.0, 240-760 kbtuh, NR | Efficient | 0 | Conventional | HVAC | Com - Lodging | Com | ROB Only | 1 | 1000 sqft2 of floor space | Cap-Tons | 15 | DEER:HVAC_Split-Package_HP | 510.851 | 0 | -64.0593 | SWHC046-02 | 907.8 | 2021 | 0 | 493.87 | 2021 | 0 | -11.62 | SWHC046-02 | Com Central HVAC (Large) - Fuel Sub - Hot-Dry ¦ PG&E ¦ Hot-Dry | Com Central HVAC (Large) - Fuel Sub - Hot-Dry | 0.08786 | 1 | 0 | CBSA 2014, adjusted to reflect new efficiencies | 459.8024 | 2032 | 1 | SWHC046-02
COM-HVAC-FS-11.17 | Com ¦ Large Packaged Heat Pump (IEER 14.0) - Fuel Sub - Hot-Dry ¦ PG&E ¦ Hot-Dry | Com ¦ Large Packaged Heat Pump (IEER 14.0) - Fuel Sub - Hot-Dry | PG&E ¦ Hot-Dry | PG&E | All | Electric & Gas | Heat pump, IEER 14.0, 240-760 kbtuh, NR | Efficient | 0 | Conventional | HVAC | Com - Office (Large) | Com | ROB Only | 1 | 1000 sqft2 of floor space | Cap-Tons | 15 | DEER:HVAC_Split-Package_HP | 28.3 | 0 | -3.3 | SWHC046-02 | 907.8 | 2021 | 0 | 493.87 | 2021 | 0 | -11.62 | SWHC046-02 | Com Central HVAC (Large) - Fuel Sub - Hot-Dry ¦ PG&E ¦ Hot-Dry | Com Central HVAC (Large) - Fuel Sub - Hot-Dry | 0.11704 | 1 | 0 | CBSA 2014, adjusted to reflect new efficiencies | 10.9754 | 2032 | 1 | SWHC046-02
COM-HVAC-FS-11.18 | Com ¦ Large Packaged Heat Pump (IEER 14.0) - Fuel Sub - Hot-Dry ¦ PG&E ¦ Hot-Dry | Com ¦ Large Packaged Heat Pump (IEER 14.0) - Fuel Sub - Hot-Dry | PG&E ¦ Hot-Dry | PG&E | All | Electric & Gas | Heat pump, IEER 14.0, 240-760 kbtuh, NR | Efficient | 0 | Conventional | HVAC | Com - Office (Small) | Com | ROB Only | 1 | 1000 sqft2 of floor space | Cap-Tons | 15 | DEER:HVAC_Split-Package_HP | 103 | 0 | -12.6 | SWHC046-02 | 907.8 | 2021 | 0 | 493.87 | 2021 | 0 | -11.62 | SWHC046-02 | Com Central HVAC (Large) - Fuel Sub - Hot-Dry ¦ PG&E ¦ Hot-Dry | Com Central HVAC (Large) - Fuel Sub - Hot-Dry | 0.13689 | 1 | 0 | CBSA 2014, adjusted to reflect new efficiencies | 9.6537 | 2032 | 1 | SWHC046-02
COM-HVAC-FS-11.19 | Com ¦ Large Packaged Heat Pump (IEER 14.0) - Fuel Sub - Hot-Dry ¦ PG&E ¦ Hot-Dry | Com ¦ Large Packaged Heat Pump (IEER 14.0) - Fuel Sub - Hot-Dry | PG&E ¦ Hot-Dry | PG&E | All | Electric & Gas | Heat pump, IEER 14.0, 240-760 kbtuh, NR | Efficient | 0 | Conventional | HVAC | Com - Other | Com | ROB Only | 1 | 1000 sqft2 of floor space | Cap-Tons | 15 | DEER:HVAC_Split-Package_HP | 331 | 0 | -44.2 | SWHC046-02 | 907.8 | 2021 | 0 | 493.87 | 2021 | 0 | -11.62 | SWHC046-02 | Com Central HVAC (Large) - Fuel Sub - Hot-Dry ¦ PG&E ¦ Hot-Dry | Com Central HVAC (Large) - Fuel Sub - Hot-Dry | 0.1938 | 1 | 0 | CBSA 2014, adjusted to reflect new efficiencies | 91.0526 | 2032 | 1 | SWHC046-02
COM-HVAC-FS-11.21 | Com ¦ Large Packaged Heat Pump (IEER 14.0) - Fuel Sub - Hot-Dry ¦ PG&E ¦ Hot-Dry | Com ¦ Large Packaged Heat Pump (IEER 14.0) - Fuel Sub - Hot-Dry | PG&E ¦ Hot-Dry | PG&E | All | Electric & Gas | Heat pump, IEER 14.0, 240-760 kbtuh, NR | Efficient | 0 | Conventional | HVAC | Com - Restaurant | Com | ROB Only | 1 | 1000 sqft2 of floor space | Cap-Tons | 15 | DEER:HVAC_Split-Package_HP | 172.0091 | 0 | -20.5512 | SWHC046-02 | 907.8 | 2021 | 0 | 493.87 | 2021 | 0 | -11.62 | SWHC046-02 | Com Central HVAC (Large) - Fuel Sub - Hot-Dry ¦ PG&E ¦ Hot-Dry | Com Central HVAC (Large) - Fuel Sub - Hot-Dry | 0.1978 | 1 | 0 | CBSA 2014, adjusted to reflect new efficiencies | 1.7585 | 2032 | 1 | SWHC046-02
COM-HVAC-FS-11.22 | Com ¦ Large Packaged Heat Pump (IEER 14.0) - Fuel Sub - Hot-Dry ¦ PG&E ¦ Hot-Dry | Com ¦ Large Packaged Heat Pump (IEER 14.0) - Fuel Sub - Hot-Dry | PG&E ¦ Hot-Dry | PG&E | All | Electric & Gas | Heat pump, IEER 14.0, 240-760 kbtuh, NR | Efficient | 0 | Conventional | HVAC | Com - Retail | Com | ROB Only | 1 | 1000 sqft2 of floor space | Cap-Tons | 15 | DEER:HVAC_Split-Package_HP | 147.3275 | 0 | -17.8483 | SWHC046-02 | 907.8 | 2021 | 0 | 493.87 | 2021 | 0 | -11.62 | SWHC046-02 | Com Central HVAC (Large) - Fuel Sub - Hot-Dry ¦ PG&E ¦ Hot-Dry | Com Central HVAC (Large) - Fuel Sub - Hot-Dry | 0.082433 | 1 | 0 | CBSA 2014, adjusted to reflect new efficiencies | 2664.7825 | 2032 | 1 | SWHC046-02
COM-HVAC-FS-11.23 | Com ¦ Large Packaged Heat Pump (IEER 14.0) - Fuel Sub - Hot-Dry ¦ PG&E ¦ Hot-Dry | Com ¦ Large Packaged Heat Pump (IEER 14.0) - Fuel Sub - Hot-Dry | PG&E ¦ Hot-Dry | PG&E | All | Electric & Gas | Heat pump, IEER 14.0, 240-760 kbtuh, NR | Efficient | 0 | Conventional | HVAC | Com - School | Com | ROB Only | 1 | 1000 sqft2 of floor space | Cap-Tons | 15 | DEER:HVAC_Split-Package_HP | 195.727 | 0 | -25.2759 | SWHC046-02 | 907.8 | 2021 | 0 | 493.87 | 2021 | 0 | -11.62 | SWHC046-02 | Com Central HVAC (Large) - Fuel Sub - Hot-Dry ¦ PG&E ¦ Hot-Dry | Com Central HVAC (Large) - Fuel Sub - Hot-Dry | 0.12518 | 1 | 0 | CBSA 2014, adjusted to reflect new efficiencies | 10.4145 | 2032 | 1 | SWHC046-02
COM-HVAC-FS-11.24 | Com ¦ Large Packaged Heat Pump (IEER 14.0) - Fuel Sub - Hot-Dry ¦ PG&E ¦ Hot-Dry | Com ¦ Large Packaged Heat Pump (IEER 14.0) - Fuel Sub - Hot-Dry | PG&E ¦ Hot-Dry | PG&E | All | Electric & Gas | Heat pump, IEER 14.0, 240-760 kbtuh, NR | Efficient | 0 | Conventional | HVAC | Com - Warehouse | Com | ROB Only | 1 | 1000 sqft2 of floor space | Cap-Tons | 15 | DEER:HVAC_Split-Package_HP | 450 | 0 | -58.5 | SWHC046-02 | 907.8 | 2021 | 0 | 493.87 | 2021 | 0 | -11.62 | SWHC046-02 | Com Central HVAC (Large) - Fuel Sub - Hot-Dry ¦ PG&E ¦ Hot-Dry | Com Central HVAC (Large) - Fuel Sub - Hot-Dry | 0.025654 | 1 | 0 | CBSA 2014, adjusted to reflect new efficiencies | 414.5197 | 2032 | 1 | SWHC046-02
COM-HVAC-FS-11.25 | Com ¦ Large Packaged Heat Pump (IEER 14.0) - Fuel Sub - Cold ¦ PG&E ¦ Cold | Com ¦ Large Packaged Heat Pump (IEER 14.0) - Fuel Sub - Cold | PG&E ¦ Cold | PG&E | All | Electric & Gas | Heat pump, IEER 14.0, 240-760 kbtuh, NR | Efficient | 0 | Conventional | HVAC | Com - College | Com | ROB Only | 1 | 1000 sqft2 of floor space | Cap-Tons | 15 | DEER:HVAC_Split-Package_HP | 616.9734 | 0 | -68.7425 | SWHC046-02 | 907.8 | 2021 | 0 | 493.87 | 2021 | 0 | -11.62 | SWHC046-02 | Com Central HVAC (Large) - Fuel Sub - Cold ¦ PG&E ¦ Cold | Com Central HVAC (Large) - Fuel Sub - Cold | 0.11162 | 1 | 0 | CBSA 2014, adjusted to reflect new efficiencies | 18.7085 | 2032 | 1 | SWHC046-02
COM-HVAC-FS-11.26 | Com ¦ Large Packaged Heat Pump (IEER 14.0) - Fuel Sub - Cold ¦ PG&E ¦ Cold | Com ¦ Large Packaged Heat Pump (IEER 14.0) - Fuel Sub - Cold | PG&E ¦ Cold | PG&E | All | Electric & Gas | Heat pump, IEER 14.0, 240-760 kbtuh, NR | Efficient | 0 | Conventional | HVAC | Com - Grocery | Com | ROB Only | 1 | 1000 sqft2 of floor space | Cap-Tons | 15 | DEER:HVAC_Split-Package_HP | 2800 | 0 | -283 | SWHC046-02 | 907.8 | 2021 | 0 | 493.87 | 2021 | 0 | -11.62 | SWHC046-02 | Com Central HVAC (Large) - Fuel Sub - Cold ¦ PG&E ¦ Cold | Com Central HVAC (Large) - Fuel Sub - Cold | 0.18624 | 1 | 0 | CBSA 2014, adjusted to reflect new efficiencies | 533.679 | 2032 | 1 | SWHC046-02
COM-HVAC-FS-11.27 | Com ¦ Large Packaged Heat Pump (IEER 14.0) - Fuel Sub - Cold ¦ PG&E ¦ Cold | Com ¦ Large Packaged Heat Pump (IEER 14.0) - Fuel Sub - Cold | PG&E ¦ Cold | PG&E | All | Electric & Gas | Heat pump, IEER 14.0, 240-760 kbtuh, NR | Efficient | 0 | Conventional | HVAC | Com - Health | Com | ROB Only | 1 | 1000 sqft2 of floor space | Cap-Tons | 15 | DEER:HVAC_Split-Package_HP | 787.6167 | 0 | -88.0091 | SWHC046-02 | 907.8 | 2021 | 0 | 493.87 | 2021 | 0 | -11.62 | SWHC046-02 | Com Central HVAC (Large) - Fuel Sub - Cold ¦ PG&E ¦ Cold | Com Central HVAC (Large) - Fuel Sub - Cold | 0.16483 | 1 | 0 | CBSA 2014, adjusted to reflect new efficiencies | 196.1495 | 2032 | 1 | SWHC046-02
COM-HVAC-FS-11.28 | Com ¦ Large Packaged Heat Pump (IEER 14.0) - Fuel Sub - Cold ¦ PG&E ¦ Cold | Com ¦ Large Packaged Heat Pump (IEER 14.0) - Fuel Sub - Cold | PG&E ¦ Cold | PG&E | All | Electric & Gas | Heat pump, IEER 14.0, 240-760 kbtuh, NR | Efficient | 0 | Conventional | HVAC | Com - Lodging | Com | ROB Only | 1 | 1000 sqft2 of floor space | Cap-Tons | 15 | DEER:HVAC_Split-Package_HP | 1540.662 | 0 | -171.2941 | SWHC046-02 | 907.8 | 2021 | 0 | 493.87 | 2021 | 0 | -11.62 | SWHC046-02 | Com Central HVAC (Large) - Fuel Sub - Cold ¦ PG&E ¦ Cold | Com Central HVAC (Large) - Fuel Sub - Cold | 0.08786 | 1 | 0 | CBSA 2014, adjusted to reflect new efficiencies | 1219.909 | 2032 | 1 | SWHC046-02
COM-HVAC-FS-11.29 | Com ¦ Large Packaged Heat Pump (IEER 14.0) - Fuel Sub - Cold ¦ PG&E ¦ Cold | Com ¦ Large Packaged Heat Pump (IEER 14.0) - Fuel Sub - Cold | PG&E ¦ Cold | PG&E | All | Electric & Gas | Heat pump, IEER 14.0, 240-760 kbtuh, NR | Efficient | 0 | Conventional | HVAC | Com - Office (Large) | Com | ROB Only | 1 | 1000 sqft2 of floor space | Cap-Tons | 15 | DEER:HVAC_Split-Package_HP | 149 | 0 | -15.8 | SWHC046-02 | 907.8 | 2021 | 0 | 493.87 | 2021 | 0 | -11.62 | SWHC046-02 | Com Central HVAC (Large) - Fuel Sub - Cold ¦ PG&E ¦ Cold | Com Central HVAC (Large) - Fuel Sub - Cold | 0.11704 | 1 | 0 | CBSA 2014, adjusted to reflect new efficiencies | 52.3375 | 2032 | 1 | SWHC046-02
COM-HVAC-FS-11.30 | Com ¦ Large Packaged Heat Pump (IEER 14.0) - Fuel Sub - Cold ¦ PG&E ¦ Cold | Com ¦ Large Packaged Heat Pump (IEER 14.0) - Fuel Sub - Cold | PG&E ¦ Cold | PG&E | All | Electric & Gas | Heat pump, IEER 14.0, 240-760 kbtuh, NR | Efficient | 0 | Conventional | HVAC | Com - Office (Small) | Com | ROB Only | 1 | 1000 sqft2 of floor space | Cap-Tons | 15 | DEER:HVAC_Split-Package_HP | 357 | 0 | -38.8 | SWHC046-02 | 907.8 | 2021 | 0 | 493.87 | 2021 | 0 | -11.62 | SWHC046-02 | Com Central HVAC (Large) - Fuel Sub - Cold ¦ PG&E ¦ Cold | Com Central HVAC (Large) - Fuel Sub - Cold | 0.13689 | 1 | 0 | CBSA 2014, adjusted to reflect new efficiencies | 28.6908 | 2032 | 1 | SWHC046-02
COM-HVAC-FS-11.31 | Com ¦ Large Packaged Heat Pump (IEER 14.0) - Fuel Sub - Cold ¦ PG&E ¦ Cold | Com ¦ Large Packaged Heat Pump (IEER 14.0) - Fuel Sub - Cold | PG&E ¦ Cold | PG&E | All | Electric & Gas | Heat pump, IEER 14.0, 240-760 kbtuh, NR | Efficient | 0 | Conventional | HVAC | Com - Other | Com | ROB Only | 1 | 1000 sqft2 of floor space | Cap-Tons | 15 | DEER:HVAC_Split-Package_HP | 1150 | 0 | -137 | SWHC046-02 | 907.8 | 2021 | 0 | 493.87 | 2021 | 0 | -11.62 | SWHC046-02 | Com Central HVAC (Large) - Fuel Sub - Cold ¦ PG&E ¦ Cold | Com Central HVAC (Large) - Fuel Sub - Cold | 0.1938 | 1 | 0 | CBSA 2014, adjusted to reflect new efficiencies | 274.9484 | 2032 | 1 | SWHC046-02
COM-HVAC-FS-11.33 | Com ¦ Large Packaged Heat Pump (IEER 14.0) - Fuel Sub - Cold ¦ PG&E ¦ Cold | Com ¦ Large Packaged Heat Pump (IEER 14.0) - Fuel Sub - Cold | PG&E ¦ Cold | PG&E | All | Electric & Gas | Heat pump, IEER 14.0, 240-760 kbtuh, NR | Efficient | 0 | Conventional | HVAC | Com - Restaurant | Com | ROB Only | 1 | 1000 sqft2 of floor space | Cap-Tons | 15 | DEER:HVAC_Split-Package_HP | 735.0204 | 0 | -83.2271 | SWHC046-02 | 907.8 | 2021 | 0 | 493.87 | 2021 | 0 | -11.62 | SWHC046-02 | Com Central HVAC (Large) - Fuel Sub - Cold ¦ PG&E ¦ Cold | Com Central HVAC (Large) - Fuel Sub - Cold | 0.1978 | 1 | 0 | CBSA 2014, adjusted to reflect new efficiencies | 6.3383 | 2032 | 1 | SWHC046-02
COM-HVAC-FS-11.34 | Com ¦ Large Packaged Heat Pump (IEER 14.0) - Fuel Sub - Cold ¦ PG&E ¦ Cold | Com ¦ Large Packaged Heat Pump (IEER 14.0) - Fuel Sub - Cold | PG&E ¦ Cold | PG&E | All | Electric & Gas | Heat pump, IEER 14.0, 240-760 kbtuh, NR | Efficient | 0 | Conventional | HVAC | Com - Retail | Com | ROB Only | 1 | 1000 sqft2 of floor space | Cap-Tons | 15 | DEER:HVAC_Split-Package_HP | 674.5041 | 0 | -74.8337 | SWHC046-02 | 907.8 | 2021 | 0 | 493.87 | 2021 | 0 | -11.62 | SWHC046-02 | Com Central HVAC (Large) - Fuel Sub - Cold ¦ PG&E ¦ Cold | Com Central HVAC (Large) - Fuel Sub - Cold | 0.082433 | 1 | 0 | CBSA 2014, adjusted to reflect new efficiencies | 11167.3217 | 2032 | 1 | SWHC046-02
COM-HVAC-FS-11.35 | Com ¦ Large Packaged Heat Pump (IEER 14.0) - Fuel Sub - Cold ¦ PG&E ¦ Cold | Com ¦ Large Packaged Heat Pump (IEER 14.0) - Fuel Sub - Cold | PG&E ¦ Cold | PG&E | All | Electric & Gas | Heat pump, IEER 14.0, 240-760 kbtuh, NR | Efficient | 0 | Conventional | HVAC | Com - School | Com | ROB Only | 1 | 1000 sqft2 of floor space | Cap-Tons | 15 | DEER:HVAC_Split-Package_HP | 655.1832 | 0 | -73.3577 | SWHC046-02 | 907.8 | 2021 | 0 | 493.87 | 2021 | 0 | -11.62 | SWHC046-02 | Com Central HVAC (Large) - Fuel Sub - Cold ¦ PG&E ¦ Cold | Com Central HVAC (Large) - Fuel Sub - Cold | 0.12518 | 1 | 0 | CBSA 2014, adjusted to reflect new efficiencies | 25.4399 | 2032 | 1 | SWHC046-02
COM-HVAC-FS-11.36 | Com ¦ Large Packaged Heat Pump (IEER 14.0) - Fuel Sub - Cold ¦ PG&E ¦ Cold | Com ¦ Large Packaged Heat Pump (IEER 14.0) - Fuel Sub - Cold | PG&E ¦ Cold | PG&E | All | Electric & Gas | Heat pump, IEER 14.0, 240-760 kbtuh, NR | Efficient | 0 | Conventional | HVAC | Com - Warehouse | Com | ROB Only | 1 | 1000 sqft2 of floor space | Cap-Tons | 15 | DEER:HVAC_Split-Package_HP | 1120 | 0 | -125 | SWHC046-02 | 907.8 | 2021 | 0 | 493.87 | 2021 | 0 | -11.62 | SWHC046-02 | Com Central HVAC (Large) - Fuel Sub - Cold ¦ PG&E ¦ Cold | Com Central HVAC (Large) - Fuel Sub - Cold | 0.025654 | 1 | 0 | CBSA 2014, adjusted to reflect new efficiencies | 873.9428 | 2032 | 1 | SWHC046-02
COM-HVAC-FS-11.37 | Com ¦ Large Packaged Heat Pump (IEER 14.0) - Fuel Sub - Marine ¦ SCG ¦ Marine | Com ¦ Large Packaged Heat Pump (IEER 14.0) - Fuel Sub - Marine | SCG ¦ Marine | SCG | All | Electric & Gas | Heat pump, IEER 14.0, 240-760 kbtuh, NR | Efficient | 0 | Conventional | HVAC | Com - College | Com | ROB Only | 1 | 1000 sqft2 of floor space | Cap-Tons | 15 | DEER:HVAC_Split-Package_HP | 56.0937 | 0 | -8.342 | SWHC046-02 | 907.8 | 2021 | 0 | 493.87 | 2021 | 0 | -11.62 | SWHC046-02 | Com Central HVAC (Large) - Fuel Sub - Marine ¦ SCG ¦ Marine | Com Central HVAC (Large) - Fuel Sub - Marine | 0.12457 | 1 | 0 | CBSA 2014, adjusted to reflect new efficiencies | 2.9085 | 2032 | 1 | SWHC046-02
COM-HVAC-FS-11.38 | Com ¦ Large Packaged Heat Pump (IEER 14.0) - Fuel Sub - Marine ¦ SCG ¦ Marine | Com ¦ Large Packaged Heat Pump (IEER 14.0) - Fuel Sub - Marine | SCG ¦ Marine | SCG | All | Electric & Gas | Heat pump, IEER 14.0, 240-760 kbtuh, NR | Efficient | 0 | Conventional | HVAC | Com - Grocery | Com | ROB Only | 1 | 1000 sqft2 of floor space | Cap-Tons | 15 | DEER:HVAC_Split-Package_HP | 667 | 0 | -73.8 | SWHC046-02 | 907.8 | 2021 | 0 | 493.87 | 2021 | 0 | -11.62 | SWHC046-02 | Com Central HVAC (Large) - Fuel Sub - Marine ¦ SCG ¦ Marine | Com Central HVAC (Large) - Fuel Sub - Marine | 0.22158 | 1 | 0 | CBSA 2014, adjusted to reflect new efficiencies | 140.5604 | 2032 | 1 | SWHC046-02
COM-HVAC-FS-11.39 | Com ¦ Large Packaged Heat Pump (IEER 14.0) - Fuel Sub - Marine ¦ SCG ¦ Marine | Com ¦ Large Packaged Heat Pump (IEER 14.0) - Fuel Sub - Marine | SCG ¦ Marine | SCG | All | Electric & Gas | Heat pump, IEER 14.0, 240-760 kbtuh, NR | Efficient | 0 | Conventional | HVAC | Com - Health | Com | ROB Only | 1 | 1000 sqft2 of floor space | Cap-Tons | 15 | DEER:HVAC_Split-Package_HP | 113.3475 | 0 | -14.8577 | SWHC046-02 | 907.8 | 2021 | 0 | 493.87 | 2021 | 0 | -11.62 | SWHC046-02 | Com Central HVAC (Large) - Fuel Sub - Marine ¦ SCG ¦ Marine | Com Central HVAC (Large) - Fuel Sub - Marine | 0.17666 | 1 | 0 | CBSA 2014, adjusted to reflect new efficiencies | 33.4048 | 2032 | 1 | SWHC046-02
COM-HVAC-FS-11.40 | Com ¦ Large Packaged Heat Pump (IEER 14.0) - Fuel Sub - Marine ¦ SCG ¦ Marine | Com ¦ Large Packaged Heat Pump (IEER 14.0) - Fuel Sub - Marine | SCG ¦ Marine | SCG | All | Electric & Gas | Heat pump, IEER 14.0, 240-760 kbtuh, NR | Efficient | 0 | Conventional | HVAC | Com - Lodging | Com | ROB Only | 1 | 1000 sqft2 of floor space | Cap-Tons | 15 | DEER:HVAC_Split-Package_HP | 234.2601 | 0 | -30.7179 | SWHC046-02 | 907.8 | 2021 | 0 | 493.87 | 2021 | 0 | -11.62 | SWHC046-02 | Com Central HVAC (Large) - Fuel Sub - Marine ¦ SCG ¦ Marine | Com Central HVAC (Large) - Fuel Sub - Marine | 0.099203 | 1 | 0 | CBSA 2014, adjusted to reflect new efficiencies | 221.0745 | 2032 | 1 | SWHC046-02
COM-HVAC-FS-11.41 | Com ¦ Large Packaged Heat Pump (IEER 14.0) - Fuel Sub - Marine ¦ SCG ¦ Marine | Com ¦ Large Packaged Heat Pump (IEER 14.0) - Fuel Sub - Marine | SCG ¦ Marine | SCG | All | Electric & Gas | Heat pump, IEER 14.0, 240-760 kbtuh, NR | Efficient | 0 | Conventional | HVAC | Com - Office (Large) | Com | ROB Only | 1 | 1000 sqft2 of floor space | Cap-Tons | 15 | DEER:HVAC_Split-Package_HP | -2.86 | 0 | -0.523 | SWHC046-02 | 907.8 | 2021 | 0 | 493.87 | 2021 | 0 | -11.62 | SWHC046-02 | Com Central HVAC (Large) - Fuel Sub - Marine ¦ SCG ¦ Marine | Com Central HVAC (Large) - Fuel Sub - Marine | 0.13151 | 1 | 0 | CBSA 2014, adjusted to reflect new efficiencies | 1.8545 | 2032 | 1 | SWHC046-02
COM-HVAC-FS-11.42 | Com ¦ Large Packaged Heat Pump (IEER 14.0) - Fuel Sub - Marine ¦ SCG ¦ Marine | Com ¦ Large Packaged Heat Pump (IEER 14.0) - Fuel Sub - Marine | SCG ¦ Marine | SCG | All | Electric & Gas | Heat pump, IEER 14.0, 240-760 kbtuh, NR | Efficient | 0 | Conventional | HVAC | Com - Office (Small) | Com | ROB Only | 1 | 1000 sqft2 of floor space | Cap-Tons | 15 | DEER:HVAC_Split-Package_HP | 30.4 | 0 | -4.48 | SWHC046-02 | 907.8 | 2021 | 0 | 493.87 | 2021 | 0 | -11.62 | SWHC046-02 | Com Central HVAC (Large) - Fuel Sub - Marine ¦ SCG ¦ Marine | Com Central HVAC (Large) - Fuel Sub - Marine | 0.1492 | 1 | 0 | CBSA 2014, adjusted to reflect new efficiencies | 3.5944 | 2032 | 1 | SWHC046-02
COM-HVAC-FS-11.43 | Com ¦ Large Packaged Heat Pump (IEER 14.0) - Fuel Sub - Marine ¦ SCG ¦ Marine | Com ¦ Large Packaged Heat Pump (IEER 14.0) - Fuel Sub - Marine | SCG ¦ Marine | SCG | All | Electric & Gas | Heat pump, IEER 14.0, 240-760 kbtuh, NR | Efficient | 0 | Conventional | HVAC | Com - Other | Com | ROB Only | 1 | 1000 sqft2 of floor space | Cap-Tons | 15 | DEER:HVAC_Split-Package_HP | 129 | 0 | -16.7 | SWHC046-02 | 907.8 | 2021 | 0 | 493.87 | 2021 | 0 | -11.62 | SWHC046-02 | Com Central HVAC (Large) - Fuel Sub - Marine ¦ SCG ¦ Marine | Com Central HVAC (Large) - Fuel Sub - Marine | 0.21371 | 1 | 0 | CBSA 2014, adjusted to reflect new efficiencies | 34.1713 | 2032 | 1 | SWHC046-02
COM-HVAC-FS-11.45 | Com ¦ Large Packaged Heat Pump (IEER 14.0) - Fuel Sub - Marine ¦ SCG ¦ Marine | Com ¦ Large Packaged Heat Pump (IEER 14.0) - Fuel Sub - Marine | SCG ¦ Marine | SCG | All | Electric & Gas | Heat pump, IEER 14.0, 240-760 kbtuh, NR | Efficient | 0 | Conventional | HVAC | Com - Restaurant | Com | ROB Only | 1 | 1000 sqft2 of floor space | Cap-Tons | 15 | DEER:HVAC_Split-Package_HP | 28.5488 | 0 | -4.423 | SWHC046-02 | 907.8 | 2021 | 0 | 493.87 | 2021 | 0 | -11.62 | SWHC046-02 | Com Central HVAC (Large) - Fuel Sub - Marine ¦ SCG ¦ Marine | Com Central HVAC (Large) - Fuel Sub - Marine | 0.21772 | 1 | 0 | CBSA 2014, adjusted to reflect new efficiencies | 0.55113 | 2032 | 1 | SWHC046-02
COM-HVAC-FS-11.46 | Com ¦ Large Packaged Heat Pump (IEER 14.0) - Fuel Sub - Marine ¦ SCG ¦ Marine | Com ¦ Large Packaged Heat Pump (IEER 14.0) - Fuel Sub - Marine | SCG ¦ Marine | SCG | All | Electric & Gas | Heat pump, IEER 14.0, 240-760 kbtuh, NR | Efficient | 0 | Conventional | HVAC | Com - Retail | Com | ROB Only | 1 | 1000 sqft2 of floor space | Cap-Tons | 15 | DEER:HVAC_Split-Package_HP | 50.4967 | 0 | -7.4334 | SWHC046-02 | 907.8 | 2021 | 0 | 493.87 | 2021 | 0 | -11.62 | SWHC046-02 | Com Central HVAC (Large) - Fuel Sub - Marine ¦ SCG ¦ Marine | Com Central HVAC (Large) - Fuel Sub - Marine | 0.092114 | 1 | 0 | CBSA 2014, adjusted to reflect new efficiencies | 1110.8714 | 2032 | 1 | SWHC046-02
COM-HVAC-FS-11.47 | Com ¦ Large Packaged Heat Pump (IEER 14.0) - Fuel Sub - Marine ¦ SCG ¦ Marine | Com ¦ Large Packaged Heat Pump (IEER 14.0) - Fuel Sub - Marine | SCG ¦ Marine | SCG | All | Electric & Gas | Heat pump, IEER 14.0, 240-760 kbtuh, NR | Efficient | 0 | Conventional | HVAC | Com - School | Com | ROB Only | 1 | 1000 sqft2 of floor space | Cap-Tons | 15 | DEER:HVAC_Split-Package_HP | 56.7768 | 0 | -8.3368 | SWHC046-02 | 907.8 | 2021 | 0 | 493.87 | 2021 | 0 | -11.62 | SWHC046-02 | Com Central HVAC (Large) - Fuel Sub - Marine ¦ SCG ¦ Marine | Com Central HVAC (Large) - Fuel Sub - Marine | 0.15 | 1 | 0 | CBSA 2014, adjusted to reflect new efficiencies | 3.8624 | 2032 | 1 | SWHC046-02
COM-HVAC-FS-11.48 | Com ¦ Large Packaged Heat Pump (IEER 14.0) - Fuel Sub - Marine ¦ SCG ¦ Marine | Com ¦ Large Packaged Heat Pump (IEER 14.0) - Fuel Sub - Marine | SCG ¦ Marine | SCG | All | Electric & Gas | Heat pump, IEER 14.0, 240-760 kbtuh, NR | Efficient | 0 | Conventional | HVAC | Com - Warehouse | Com | ROB Only | 1 | 1000 sqft2 of floor space | Cap-Tons | 15 | DEER:HVAC_Split-Package_HP | 220 | 0 | -27.6 | SWHC046-02 | 907.8 | 2021 | 0 | 493.87 | 2021 | 0 | -11.62 | SWHC046-02 | Com Central HVAC (Large) - Fuel Sub - Marine ¦ SCG ¦ Marine | Com Central HVAC (Large) - Fuel Sub - Marine | 0.028212 | 1 | 0 | CBSA 2014, adjusted to reflect new efficiencies | 194.9963 | 2032 | 1 | SWHC046-02
COM-HVAC-FS-11.49 | Com ¦ Large Packaged Heat Pump (IEER 14.0) - Fuel Sub - Hot-Dry ¦ SCG ¦ Hot-Dry | Com ¦ Large Packaged Heat Pump (IEER 14.0) - Fuel Sub - Hot-Dry | SCG ¦ Hot-Dry | SCG | All | Electric & Gas | Heat pump, IEER 14.0, 240-760 kbtuh, NR | Efficient | 0 | Conventional | HVAC | Com - College | Com | ROB Only | 1 | 1000 sqft2 of floor space | Cap-Tons | 15 | DEER:HVAC_Split-Package_HP | 65.1529 | 0 | -8.1502 | SWHC046-02 | 907.8 | 2021 | 0 | 493.87 | 2021 | 0 | -11.62 | SWHC046-02 | Com Central HVAC (Large) - Fuel Sub - Hot-Dry ¦ SCG ¦ Hot-Dry | Com Central HVAC (Large) - Fuel Sub - Hot-Dry | 0.12457 | 1 | 0 | CBSA 2014, adjusted to reflect new efficiencies | 2.4899 | 2032 | 1 | SWHC046-02
COM-HVAC-FS-11.50 | Com ¦ Large Packaged Heat Pump (IEER 14.0) - Fuel Sub - Hot-Dry ¦ SCG ¦ Hot-Dry | Com ¦ Large Packaged Heat Pump (IEER 14.0) - Fuel Sub - Hot-Dry | SCG ¦ Hot-Dry | SCG | All | Electric & Gas | Heat pump, IEER 14.0, 240-760 kbtuh, NR | Efficient | 0 | Conventional | HVAC | Com - Grocery | Com | ROB Only | 1 | 1000 sqft2 of floor space | Cap-Tons | 15 | DEER:HVAC_Split-Package_HP | 615 | 0 | -76.6 | SWHC046-02 | 907.8 | 2021 | 0 | 493.87 | 2021 | 0 | -11.62 | SWHC046-02 | Com Central HVAC (Large) - Fuel Sub - Hot-Dry ¦ SCG ¦ Hot-Dry | Com Central HVAC (Large) - Fuel Sub - Hot-Dry | 0.22158 | 1 | 0 | CBSA 2014, adjusted to reflect new efficiencies | 147.5929 | 2032 | 1 | SWHC046-02
COM-HVAC-FS-11.51 | Com ¦ Large Packaged Heat Pump (IEER 14.0) - Fuel Sub - Hot-Dry ¦ SCG ¦ Hot-Dry | Com ¦ Large Packaged Heat Pump (IEER 14.0) - Fuel Sub - Hot-Dry | SCG ¦ Hot-Dry | SCG | All | Electric & Gas | Heat pump, IEER 14.0, 240-760 kbtuh, NR | Efficient | 0 | Conventional | HVAC | Com - Health | Com | ROB Only | 1 | 1000 sqft2 of floor space | Cap-Tons | 15 | DEER:HVAC_Split-Package_HP | 125.8093 | 0 | -16.6456 | SWHC046-02 | 907.8 | 2021 | 0 | 493.87 | 2021 | 0 | -11.62 | SWHC046-02 | Com Central HVAC (Large) - Fuel Sub - Hot-Dry ¦ SCG ¦ Hot-Dry | Com Central HVAC (Large) - Fuel Sub - Hot-Dry | 0.17666 | 1 | 0 | CBSA 2014, adjusted to reflect new efficiencies | 37.4419 | 2032 | 1 | SWHC046-02
COM-HVAC-FS-11.52 | Com ¦ Large Packaged Heat Pump (IEER 14.0) - Fuel Sub - Hot-Dry ¦ SCG ¦ Hot-Dry | Com ¦ Large Packaged Heat Pump (IEER 14.0) - Fuel Sub - Hot-Dry | SCG ¦ Hot-Dry | SCG | All | Electric & Gas | Heat pump, IEER 14.0, 240-760 kbtuh, NR | Efficient | 0 | Conventional | HVAC | Com - Lodging | Com | ROB Only | 1 | 1000 sqft2 of floor space | Cap-Tons | 15 | DEER:HVAC_Split-Package_HP | 229.0513 | 0 | -26.2071 | SWHC046-02 | 907.8 | 2021 | 0 | 493.87 | 2021 | 0 | -11.62 | SWHC046-02 | Com Central HVAC (Large) - Fuel Sub - Hot-Dry ¦ SCG ¦ Hot-Dry | Com Central HVAC (Large) - Fuel Sub - Hot-Dry | 0.099203 | 1 | 0 | CBSA 2014, adjusted to reflect new efficiencies | 187.0057 | 2032 | 1 | SWHC046-02
COM-HVAC-FS-11.53 | Com ¦ Large Packaged Heat Pump (IEER 14.0) - Fuel Sub - Hot-Dry ¦ SCG ¦ Hot-Dry | Com ¦ Large Packaged Heat Pump (IEER 14.0) - Fuel Sub - Hot-Dry | SCG ¦ Hot-Dry | SCG | All | Electric & Gas | Heat pump, IEER 14.0, 240-760 kbtuh, NR | Efficient | 0 | Conventional | HVAC | Com - Office (Large) | Com | ROB Only | 1 | 1000 sqft2 of floor space | Cap-Tons | 15 | DEER:HVAC_Split-Package_HP | 1.93 | 0 | -0.802 | SWHC046-02 | 907.8 | 2021 | 0 | 493.87 | 2021 | 0 | -11.62 | SWHC046-02 | Com Central HVAC (Large) - Fuel Sub - Hot-Dry ¦ SCG ¦ Hot-Dry | Com Central HVAC (Large) - Fuel Sub - Hot-Dry | 0.13151 | 1 | 0 | CBSA 2014, adjusted to reflect new efficiencies | 2.7448 | 2032 | 1 | SWHC046-02
COM-HVAC-FS-11.54 | Com ¦ Large Packaged Heat Pump (IEER 14.0) - Fuel Sub - Hot-Dry ¦ SCG ¦ Hot-Dry | Com ¦ Large Packaged Heat Pump (IEER 14.0) - Fuel Sub - Hot-Dry | SCG ¦ Hot-Dry | SCG | All | Electric & Gas | Heat pump, IEER 14.0, 240-760 kbtuh, NR | Efficient | 0 | Conventional | HVAC | Com - Office (Small) | Com | ROB Only | 1 | 1000 sqft2 of floor space | Cap-Tons | 15 | DEER:HVAC_Split-Package_HP | 35.9 | 0 | -5.06 | SWHC046-02 | 907.8 | 2021 | 0 | 493.87 | 2021 | 0 | -11.62 | SWHC046-02 | Com Central HVAC (Large) - Fuel Sub - Hot-Dry ¦ SCG ¦ Hot-Dry | Com Central HVAC (Large) - Fuel Sub - Hot-Dry | 0.1492 | 1 | 0 | CBSA 2014, adjusted to reflect new efficiencies | 4.019 | 2032 | 1 | SWHC046-02
COM-HVAC-FS-11.55 | Com ¦ Large Packaged Heat Pump (IEER 14.0) - Fuel Sub - Hot-Dry ¦ SCG ¦ Hot-Dry | Com ¦ Large Packaged Heat Pump (IEER 14.0) - Fuel Sub - Hot-Dry | SCG ¦ Hot-Dry | SCG | All | Electric & Gas | Heat pump, IEER 14.0, 240-760 kbtuh, NR | Efficient | 0 | Conventional | HVAC | Com - Other | Com | ROB Only | 1 | 1000 sqft2 of floor space | Cap-Tons | 15 | DEER:HVAC_Split-Package_HP | 117 | 0 | -13.8 | SWHC046-02 | 907.8 | 2021 | 0 | 493.87 | 2021 | 0 | -11.62 | SWHC046-02 | Com Central HVAC (Large) - Fuel Sub - Hot-Dry ¦ SCG ¦ Hot-Dry | Com Central HVAC (Large) - Fuel Sub - Hot-Dry | 0.21371 | 1 | 0 | CBSA 2014, adjusted to reflect new efficiencies | 27.6275 | 2032 | 1 | SWHC046-02
COM-HVAC-FS-11.57 | Com ¦ Large Packaged Heat Pump (IEER 14.0) - Fuel Sub - Hot-Dry ¦ SCG ¦ Hot-Dry | Com ¦ Large Packaged Heat Pump (IEER 14.0) - Fuel Sub - Hot-Dry | SCG ¦ Hot-Dry | SCG | All | Electric & Gas | Heat pump, IEER 14.0, 240-760 kbtuh, NR | Efficient | 0 | Conventional | HVAC | Com - Restaurant | Com | ROB Only | 1 | 1000 sqft2 of floor space | Cap-Tons | 15 | DEER:HVAC_Split-Package_HP | 40.5042 | 0 | -4.8805 | SWHC046-02 | 907.8 | 2021 | 0 | 493.87 | 2021 | 0 | -11.62 | SWHC046-02 | Com Central HVAC (Large) - Fuel Sub - Hot-Dry ¦ SCG ¦ Hot-Dry | Com Central HVAC (Large) - Fuel Sub - Hot-Dry | 0.21772 | 1 | 0 | CBSA 2014, adjusted to reflect new efficiencies | 0.42463 | 2032 | 1 | SWHC046-02
COM-HVAC-FS-11.58 | Com ¦ Large Packaged Heat Pump (IEER 14.0) - Fuel Sub - Hot-Dry ¦ SCG ¦ Hot-Dry | Com ¦ Large Packaged Heat Pump (IEER 14.0) - Fuel Sub - Hot-Dry | SCG ¦ Hot-Dry | SCG | All | Electric & Gas | Heat pump, IEER 14.0, 240-760 kbtuh, NR | Efficient | 0 | Conventional | HVAC | Com - Retail | Com | ROB Only | 1 | 1000 sqft2 of floor space | Cap-Tons | 15 | DEER:HVAC_Split-Package_HP | 50.7604 | 0 | -5.8293 | SWHC046-02 | 907.8 | 2021 | 0 | 493.87 | 2021 | 0 | -11.62 | SWHC046-02 | Com Central HVAC (Large) - Fuel Sub - Hot-Dry ¦ SCG ¦ Hot-Dry | Com Central HVAC (Large) - Fuel Sub - Hot-Dry | 0.092114 | 1 | 0 | CBSA 2014, adjusted to reflect new efficiencies | 870.0757 | 2032 | 1 | SWHC046-02
COM-HVAC-FS-11.59 | Com ¦ Large Packaged Heat Pump (IEER 14.0) - Fuel Sub - Hot-Dry ¦ SCG ¦ Hot-Dry | Com ¦ Large Packaged Heat Pump (IEER 14.0) - Fuel Sub - Hot-Dry | SCG ¦ Hot-Dry | SCG | All | Electric & Gas | Heat pump, IEER 14.0, 240-760 kbtuh, NR | Efficient | 0 | Conventional | HVAC | Com - School | Com | ROB Only | 1 | 1000 sqft2 of floor space | Cap-Tons | 15 | DEER:HVAC_Split-Package_HP | 60.9626 | 0 | -7.8447 | SWHC046-02 | 907.8 | 2021 | 0 | 493.87 | 2021 | 0 | -11.62 | SWHC046-02 | Com Central HVAC (Large) - Fuel Sub - Hot-Dry ¦ SCG ¦ Hot-Dry | Com Central HVAC (Large) - Fuel Sub - Hot-Dry | 0.15 | 1 | 0 | CBSA 2014, adjusted to reflect new efficiencies | 3.2204 | 2032 | 1 | SWHC046-02
COM-HVAC-FS-11.60 | Com ¦ Large Packaged Heat Pump (IEER 14.0) - Fuel Sub - Hot-Dry ¦ SCG ¦ Hot-Dry | Com ¦ Large Packaged Heat Pump (IEER 14.0) - Fuel Sub - Hot-Dry | SCG ¦ Hot-Dry | SCG | All | Electric & Gas | Heat pump, IEER 14.0, 240-760 kbtuh, NR | Efficient | 0 | Conventional | HVAC | Com - Warehouse | Com | ROB Only | 1 | 1000 sqft2 of floor space | Cap-Tons | 15 | DEER:HVAC_Split-Package_HP | 190 | 0 | -25 | SWHC046-02 | 907.8 | 2021 | 0 | 493.87 | 2021 | 0 | -11.62 | SWHC046-02 | Com Central HVAC (Large) - Fuel Sub - Hot-Dry ¦ SCG ¦ Hot-Dry | Com Central HVAC (Large) - Fuel Sub - Hot-Dry | 0.028212 | 1 | 0 | CBSA 2014, adjusted to reflect new efficiencies | 177.3168 | 2032 | 1 | SWHC046-02
COM-HVAC-FS-11.61 | Com ¦ Large Packaged Heat Pump (IEER 14.0) - Fuel Sub - Cold ¦ SCG ¦ Cold | Com ¦ Large Packaged Heat Pump (IEER 14.0) - Fuel Sub - Cold | SCG ¦ Cold | SCG | All | Electric & Gas | Heat pump, IEER 14.0, 240-760 kbtuh, NR | Efficient | 0 | Conventional | HVAC | Com - College | Com | ROB Only | 1 | 1000 sqft2 of floor space | Cap-Tons | 15 | DEER:HVAC_Split-Package_HP | 616.9734 | 0 | -68.7425 | SWHC046-02 | 907.8 | 2021 | 0 | 493.87 | 2021 | 0 | -11.62 | SWHC046-02 | Com Central HVAC (Large) - Fuel Sub - Cold ¦ SCG ¦ Cold | Com Central HVAC (Large) - Fuel Sub - Cold | 0.12457 | 1 | 0 | CBSA 2014, adjusted to reflect new efficiencies | 18.7085 | 2032 | 1 | SWHC046-02
COM-HVAC-FS-11.62 | Com ¦ Large Packaged Heat Pump (IEER 14.0) - Fuel Sub - Cold ¦ SCG ¦ Cold | Com ¦ Large Packaged Heat Pump (IEER 14.0) - Fuel Sub - Cold | SCG ¦ Cold | SCG | All | Electric & Gas | Heat pump, IEER 14.0, 240-760 kbtuh, NR | Efficient | 0 | Conventional | HVAC | Com - Grocery | Com | ROB Only | 1 | 1000 sqft2 of floor space | Cap-Tons | 15 | DEER:HVAC_Split-Package_HP | 2800 | 0 | -283 | SWHC046-02 | 907.8 | 2021 | 0 | 493.87 | 2021 | 0 | -11.62 | SWHC046-02 | Com Central HVAC (Large) - Fuel Sub - Cold ¦ SCG ¦ Cold | Com Central HVAC (Large) - Fuel Sub - Cold | 0.22158 | 1 | 0 | CBSA 2014, adjusted to reflect new efficiencies | 533.679 | 2032 | 1 | SWHC046-02
COM-HVAC-FS-11.63 | Com ¦ Large Packaged Heat Pump (IEER 14.0) - Fuel Sub - Cold ¦ SCG ¦ Cold | Com ¦ Large Packaged Heat Pump (IEER 14.0) - Fuel Sub - Cold | SCG ¦ Cold | SCG | All | Electric & Gas | Heat pump, IEER 14.0, 240-760 kbtuh, NR | Efficient | 0 | Conventional | HVAC | Com - Health | Com | ROB Only | 1 | 1000 sqft2 of floor space | Cap-Tons | 15 | DEER:HVAC_Split-Package_HP | 787.6167 | 0 | -88.0091 | SWHC046-02 | 907.8 | 2021 | 0 | 493.87 | 2021 | 0 | -11.62 | SWHC046-02 | Com Central HVAC (Large) - Fuel Sub - Cold ¦ SCG ¦ Cold | Com Central HVAC (Large) - Fuel Sub - Cold | 0.17666 | 1 | 0 | CBSA 2014, adjusted to reflect new efficiencies | 196.1495 | 2032 | 1 | SWHC046-02
COM-HVAC-FS-11.64 | Com ¦ Large Packaged Heat Pump (IEER 14.0) - Fuel Sub - Cold ¦ SCG ¦ Cold | Com ¦ Large Packaged Heat Pump (IEER 14.0) - Fuel Sub - Cold | SCG ¦ Cold | SCG | All | Electric & Gas | Heat pump, IEER 14.0, 240-760 kbtuh, NR | Efficient | 0 | Conventional | HVAC | Com - Lodging | Com | ROB Only | 1 | 1000 sqft2 of floor space | Cap-Tons | 15 | DEER:HVAC_Split-Package_HP | 1540.662 | 0 | -171.2941 | SWHC046-02 | 907.8 | 2021 | 0 | 493.87 | 2021 | 0 | -11.62 | SWHC046-02 | Com Central HVAC (Large) - Fuel Sub - Cold ¦ SCG ¦ Cold | Com Central HVAC (Large) - Fuel Sub - Cold | 0.099203 | 1 | 0 | CBSA 2014, adjusted to reflect new efficiencies | 1219.909 | 2032 | 1 | SWHC046-02
COM-HVAC-FS-11.65 | Com ¦ Large Packaged Heat Pump (IEER 14.0) - Fuel Sub - Cold ¦ SCG ¦ Cold | Com ¦ Large Packaged Heat Pump (IEER 14.0) - Fuel Sub - Cold | SCG ¦ Cold | SCG | All | Electric & Gas | Heat pump, IEER 14.0, 240-760 kbtuh, NR | Efficient | 0 | Conventional | HVAC | Com - Office (Large) | Com | ROB Only | 1 | 1000 sqft2 of floor space | Cap-Tons | 15 | DEER:HVAC_Split-Package_HP | 149 | 0 | -15.8 | SWHC046-02 | 907.8 | 2021 | 0 | 493.87 | 2021 | 0 | -11.62 | SWHC046-02 | Com Central HVAC (Large) - Fuel Sub - Cold ¦ SCG ¦ Cold | Com Central HVAC (Large) - Fuel Sub - Cold | 0.13151 | 1 | 0 | CBSA 2014, adjusted to reflect new efficiencies | 52.3375 | 2032 | 1 | SWHC046-02
COM-HVAC-FS-11.66 | Com ¦ Large Packaged Heat Pump (IEER 14.0) - Fuel Sub - Cold ¦ SCG ¦ Cold | Com ¦ Large Packaged Heat Pump (IEER 14.0) - Fuel Sub - Cold | SCG ¦ Cold | SCG | All | Electric & Gas | Heat pump, IEER 14.0, 240-760 kbtuh, NR | Efficient | 0 | Conventional | HVAC | Com - Office (Small) | Com | ROB Only | 1 | 1000 sqft2 of floor space | Cap-Tons | 15 | DEER:HVAC_Split-Package_HP | 357 | 0 | -38.8 | SWHC046-02 | 907.8 | 2021 | 0 | 493.87 | 2021 | 0 | -11.62 | SWHC046-02 | Com Central HVAC (Large) - Fuel Sub - Cold ¦ SCG ¦ Cold | Com Central HVAC (Large) - Fuel Sub - Cold | 0.1492 | 1 | 0 | CBSA 2014, adjusted to reflect new efficiencies | 28.6908 | 2032 | 1 | SWHC046-02
COM-HVAC-FS-11.67 | Com ¦ Large Packaged Heat Pump (IEER 14.0) - Fuel Sub - Cold ¦ SCG ¦ Cold | Com ¦ Large Packaged Heat Pump (IEER 14.0) - Fuel Sub - Cold | SCG ¦ Cold | SCG | All | Electric & Gas | Heat pump, IEER 14.0, 240-760 kbtuh, NR | Efficient | 0 | Conventional | HVAC | Com - Other | Com | ROB Only | 1 | 1000 sqft2 of floor space | Cap-Tons | 15 | DEER:HVAC_Split-Package_HP | 1150 | 0 | -137 | SWHC046-02 | 907.8 | 2021 | 0 | 493.87 | 2021 | 0 | -11.62 | SWHC046-02 | Com Central HVAC (Large) - Fuel Sub - Cold ¦ SCG ¦ Cold | Com Central HVAC (Large) - Fuel Sub - Cold | 0.21371 | 1 | 0 | CBSA 2014, adjusted to reflect new efficiencies | 274.9484 | 2032 | 1 | SWHC046-02
COM-HVAC-FS-11.69 | Com ¦ Large Packaged Heat Pump (IEER 14.0) - Fuel Sub - Cold ¦ SCG ¦ Cold | Com ¦ Large Packaged Heat Pump (IEER 14.0) - Fuel Sub - Cold | SCG ¦ Cold | SCG | All | Electric & Gas | Heat pump, IEER 14.0, 240-760 kbtuh, NR | Efficient | 0 | Conventional | HVAC | Com - Restaurant | Com | ROB Only | 1 | 1000 sqft2 of floor space | Cap-Tons | 15 | DEER:HVAC_Split-Package_HP | 735.0204 | 0 | -83.2271 | SWHC046-02 | 907.8 | 2021 | 0 | 493.87 | 2021 | 0 | -11.62 | SWHC046-02 | Com Central HVAC (Large) - Fuel Sub - Cold ¦ SCG ¦ Cold | Com Central HVAC (Large) - Fuel Sub - Cold | 0.21772 | 1 | 0 | CBSA 2014, adjusted to reflect new efficiencies | 6.3383 | 2032 | 1 | SWHC046-02
COM-HVAC-FS-11.70 | Com ¦ Large Packaged Heat Pump (IEER 14.0) - Fuel Sub - Cold ¦ SCG ¦ Cold | Com ¦ Large Packaged Heat Pump (IEER 14.0) - Fuel Sub - Cold | SCG ¦ Cold | SCG | All | Electric & Gas | Heat pump, IEER 14.0, 240-760 kbtuh, NR | Efficient | 0 | Conventional | HVAC | Com - Retail | Com | ROB Only | 1 | 1000 sqft2 of floor space | Cap-Tons | 15 | DEER:HVAC_Split-Package_HP | 674.5041 | 0 | -74.8337 | SWHC046-02 | 907.8 | 2021 | 0 | 493.87 | 2021 | 0 | -11.62 | SWHC046-02 | Com Central HVAC (Large) - Fuel Sub - Cold ¦ SCG ¦ Cold | Com Central HVAC (Large) - Fuel Sub - Cold | 0.092114 | 1 | 0 | CBSA 2014, adjusted to reflect new efficiencies | 11167.3217 | 2032 | 1 | SWHC046-02
COM-HVAC-FS-11.71 | Com ¦ Large Packaged Heat Pump (IEER 14.0) - Fuel Sub - Cold ¦ SCG ¦ Cold | Com ¦ Large Packaged Heat Pump (IEER 14.0) - Fuel Sub - Cold | SCG ¦ Cold | SCG | All | Electric & Gas | Heat pump, IEER 14.0, 240-760 kbtuh, NR | Efficient | 0 | Conventional | HVAC | Com - School | Com | ROB Only | 1 | 1000 sqft2 of floor space | Cap-Tons | 15 | DEER:HVAC_Split-Package_HP | 655.1832 | 0 | -73.3577 | SWHC046-02 | 907.8 | 2021 | 0 | 493.87 | 2021 | 0 | -11.62 | SWHC046-02 | Com Central HVAC (Large) - Fuel Sub - Cold ¦ SCG ¦ Cold | Com Central HVAC (Large) - Fuel Sub - Cold | 0.15 | 1 | 0 | CBSA 2014, adjusted to reflect new efficiencies | 25.4399 | 2032 | 1 | SWHC046-02
COM-HVAC-FS-11.72 | Com ¦ Large Packaged Heat Pump (IEER 14.0) - Fuel Sub - Cold ¦ SCG ¦ Cold | Com ¦ Large Packaged Heat Pump (IEER 14.0) - Fuel Sub - Cold | SCG ¦ Cold | SCG | All | Electric & Gas | Heat pump, IEER 14.0, 240-760 kbtuh, NR | Efficient | 0 | Conventional | HVAC | Com - Warehouse | Com | ROB Only | 1 | 1000 sqft2 of floor space | Cap-Tons | 15 | DEER:HVAC_Split-Package_HP | 1120 | 0 | -125 | SWHC046-02 | 907.8 | 2021 | 0 | 493.87 | 2021 | 0 | -11.62 | SWHC046-02 | Com Central HVAC (Large) - Fuel Sub - Cold ¦ SCG ¦ Cold | Com Central HVAC (Large) - Fuel Sub - Cold | 0.028212 | 1 | 0 | CBSA 2014, adjusted to reflect new efficiencies | 873.9428 | 2032 | 1 | SWHC046-02
COM-HVAC-FS-11.73 | Com ¦ Large Packaged Heat Pump (IEER 14.0) - Fuel Sub - Marine ¦ SDG&E ¦ Marine | Com ¦ Large Packaged Heat Pump (IEER 14.0) - Fuel Sub - Marine | SDG&E ¦ Marine | SDG&E | All | Electric & Gas | Heat pump, IEER 14.0, 240-760 kbtuh, NR | Efficient | 0 | Conventional | HVAC | Com - College | Com | ROB Only | 1 | 1000 sqft2 of floor space | Cap-Tons | 15 | DEER:HVAC_Split-Package_HP | 56.0937 | 0 | -8.342 | SWHC046-02 | 907.8 | 2021 | 0 | 493.87 | 2021 | 0 | -11.62 | SWHC046-02 | Com Central HVAC (Large) - Fuel Sub - Marine ¦ SDG&E ¦ Marine | Com Central HVAC (Large) - Fuel Sub - Marine | 0.12207 | 1 | 0 | CBSA 2014, adjusted to reflect new efficiencies | 2.9085 | 2032 | 1 | SWHC046-02
COM-HVAC-FS-11.74 | Com ¦ Large Packaged Heat Pump (IEER 14.0) - Fuel Sub - Marine ¦ SDG&E ¦ Marine | Com ¦ Large Packaged Heat Pump (IEER 14.0) - Fuel Sub - Marine | SDG&E ¦ Marine | SDG&E | All | Electric & Gas | Heat pump, IEER 14.0, 240-760 kbtuh, NR | Efficient | 0 | Conventional | HVAC | Com - Grocery | Com | ROB Only | 1 | 1000 sqft2 of floor space | Cap-Tons | 15 | DEER:HVAC_Split-Package_HP | 667 | 0 | -73.8 | SWHC046-02 | 907.8 | 2021 | 0 | 493.87 | 2021 | 0 | -11.62 | SWHC046-02 | Com Central HVAC (Large) - Fuel Sub - Marine ¦ SDG&E ¦ Marine | Com Central HVAC (Large) - Fuel Sub - Marine | 0.22528 | 1 | 0 | CBSA 2014, adjusted to reflect new efficiencies | 140.5604 | 2032 | 1 | SWHC046-02
COM-HVAC-FS-11.75 | Com ¦ Large Packaged Heat Pump (IEER 14.0) - Fuel Sub - Marine ¦ SDG&E ¦ Marine | Com ¦ Large Packaged Heat Pump (IEER 14.0) - Fuel Sub - Marine | SDG&E ¦ Marine | SDG&E | All | Electric & Gas | Heat pump, IEER 14.0, 240-760 kbtuh, NR | Efficient | 0 | Conventional | HVAC | Com - Health | Com | ROB Only | 1 | 1000 sqft2 of floor space | Cap-Tons | 15 | DEER:HVAC_Split-Package_HP | 113.3475 | 0 | -14.8577 | SWHC046-02 | 907.8 | 2021 | 0 | 493.87 | 2021 | 0 | -11.62 | SWHC046-02 | Com Central HVAC (Large) - Fuel Sub - Marine ¦ SDG&E ¦ Marine | Com Central HVAC (Large) - Fuel Sub - Marine | 0.17567 | 1 | 0 | CBSA 2014, adjusted to reflect new efficiencies | 33.4048 | 2032 | 1 | SWHC046-02
COM-HVAC-FS-11.76 | Com ¦ Large Packaged Heat Pump (IEER 14.0) - Fuel Sub - Marine ¦ SDG&E ¦ Marine | Com ¦ Large Packaged Heat Pump (IEER 14.0) - Fuel Sub - Marine | SDG&E ¦ Marine | SDG&E | All | Electric & Gas | Heat pump, IEER 14.0, 240-760 kbtuh, NR | Efficient | 0 | Conventional | HVAC | Com - Lodging | Com | ROB Only | 1 | 1000 sqft2 of floor space | Cap-Tons | 15 | DEER:HVAC_Split-Package_HP | 234.2601 | 0 | -30.7179 | SWHC046-02 | 907.8 | 2021 | 0 | 493.87 | 2021 | 0 | -11.62 | SWHC046-02 | Com Central HVAC (Large) - Fuel Sub - Marine ¦ SDG&E ¦ Marine | Com Central HVAC (Large) - Fuel Sub - Marine | 0.098289 | 1 | 0 | CBSA 2014, adjusted to reflect new efficiencies | 221.0745 | 2032 | 1 | SWHC046-02
COM-HVAC-FS-11.77 | Com ¦ Large Packaged Heat Pump (IEER 14.0) - Fuel Sub - Marine ¦ SDG&E ¦ Marine | Com ¦ Large Packaged Heat Pump (IEER 14.0) - Fuel Sub - Marine | SDG&E ¦ Marine | SDG&E | All | Electric & Gas | Heat pump, IEER 14.0, 240-760 kbtuh, NR | Efficient | 0 | Conventional | HVAC | Com - Office (Large) | Com | ROB Only | 1 | 1000 sqft2 of floor space | Cap-Tons | 15 | DEER:HVAC_Split-Package_HP | -2.86 | 0 | -0.523 | SWHC046-02 | 907.8 | 2021 | 0 | 493.87 | 2021 | 0 | -11.62 | SWHC046-02 | Com Central HVAC (Large) - Fuel Sub - Marine ¦ SDG&E ¦ Marine | Com Central HVAC (Large) - Fuel Sub - Marine | 0.12833 | 1 | 0 | CBSA 2014, adjusted to reflect new efficiencies | 1.8545 | 2032 | 1 | SWHC046-02
COM-HVAC-FS-11.78 | Com ¦ Large Packaged Heat Pump (IEER 14.0) - Fuel Sub - Marine ¦ SDG&E ¦ Marine | Com ¦ Large Packaged Heat Pump (IEER 14.0) - Fuel Sub - Marine | SDG&E ¦ Marine | SDG&E | All | Electric & Gas | Heat pump, IEER 14.0, 240-760 kbtuh, NR | Efficient | 0 | Conventional | HVAC | Com - Office (Small) | Com | ROB Only | 1 | 1000 sqft2 of floor space | Cap-Tons | 15 | DEER:HVAC_Split-Package_HP | 30.4 | 0 | -4.48 | SWHC046-02 | 907.8 | 2021 | 0 | 493.87 | 2021 | 0 | -11.62 | SWHC046-02 | Com Central HVAC (Large) - Fuel Sub - Marine ¦ SDG&E ¦ Marine | Com Central HVAC (Large) - Fuel Sub - Marine | 0.15582 | 1 | 0 | CBSA 2014, adjusted to reflect new efficiencies | 3.5944 | 2032 | 1 | SWHC046-02
COM-HVAC-FS-11.79 | Com ¦ Large Packaged Heat Pump (IEER 14.0) - Fuel Sub - Marine ¦ SDG&E ¦ Marine | Com ¦ Large Packaged Heat Pump (IEER 14.0) - Fuel Sub - Marine | SDG&E ¦ Marine | SDG&E | All | Electric & Gas | Heat pump, IEER 14.0, 240-760 kbtuh, NR | Efficient | 0 | Conventional | HVAC | Com - Other | Com | ROB Only | 1 | 1000 sqft2 of floor space | Cap-Tons | 15 | DEER:HVAC_Split-Package_HP | 129 | 0 | -16.7 | SWHC046-02 | 907.8 | 2021 | 0 | 493.87 | 2021 | 0 | -11.62 | SWHC046-02 | Com Central HVAC (Large) - Fuel Sub - Marine ¦ SDG&E ¦ Marine | Com Central HVAC (Large) - Fuel Sub - Marine | 0.21005 | 1 | 0 | CBSA 2014, adjusted to reflect new efficiencies | 34.1713 | 2032 | 1 | SWHC046-02
COM-HVAC-FS-11.81 | Com ¦ Large Packaged Heat Pump (IEER 14.0) - Fuel Sub - Marine ¦ SDG&E ¦ Marine | Com ¦ Large Packaged Heat Pump (IEER 14.0) - Fuel Sub - Marine | SDG&E ¦ Marine | SDG&E | All | Electric & Gas | Heat pump, IEER 14.0, 240-760 kbtuh, NR | Efficient | 0 | Conventional | HVAC | Com - Restaurant | Com | ROB Only | 1 | 1000 sqft2 of floor space | Cap-Tons | 15 | DEER:HVAC_Split-Package_HP | 28.5488 | 0 | -4.423 | SWHC046-02 | 907.8 | 2021 | 0 | 493.87 | 2021 | 0 | -11.62 | SWHC046-02 | Com Central HVAC (Large) - Fuel Sub - Marine ¦ SDG&E ¦ Marine | Com Central HVAC (Large) - Fuel Sub - Marine | 0.22744 | 1 | 0 | CBSA 2014, adjusted to reflect new efficiencies | 0.55113 | 2032 | 1 | SWHC046-02
COM-HVAC-FS-11.82 | Com ¦ Large Packaged Heat Pump (IEER 14.0) - Fuel Sub - Marine ¦ SDG&E ¦ Marine | Com ¦ Large Packaged Heat Pump (IEER 14.0) - Fuel Sub - Marine | SDG&E ¦ Marine | SDG&E | All | Electric & Gas | Heat pump, IEER 14.0, 240-760 kbtuh, NR | Efficient | 0 | Conventional | HVAC | Com - Retail | Com | ROB Only | 1 | 1000 sqft2 of floor space | Cap-Tons | 15 | DEER:HVAC_Split-Package_HP | 50.4967 | 0 | -7.4334 | SWHC046-02 | 907.8 | 2021 | 0 | 493.87 | 2021 | 0 | -11.62 | SWHC046-02 | Com Central HVAC (Large) - Fuel Sub - Marine ¦ SDG&E ¦ Marine | Com Central HVAC (Large) - Fuel Sub - Marine | 0.092203 | 1 | 0 | CBSA 2014, adjusted to reflect new efficiencies | 1110.8714 | 2032 | 1 | SWHC046-02
COM-HVAC-FS-11.83 | Com ¦ Large Packaged Heat Pump (IEER 14.0) - Fuel Sub - Marine ¦ SDG&E ¦ Marine | Com ¦ Large Packaged Heat Pump (IEER 14.0) - Fuel Sub - Marine | SDG&E ¦ Marine | SDG&E | All | Electric & Gas | Heat pump, IEER 14.0, 240-760 kbtuh, NR | Efficient | 0 | Conventional | HVAC | Com - School | Com | ROB Only | 1 | 1000 sqft2 of floor space | Cap-Tons | 15 | DEER:HVAC_Split-Package_HP | 56.7768 | 0 | -8.3368 | SWHC046-02 | 907.8 | 2021 | 0 | 493.87 | 2021 | 0 | -11.62 | SWHC046-02 | Com Central HVAC (Large) - Fuel Sub - Marine ¦ SDG&E ¦ Marine | Com Central HVAC (Large) - Fuel Sub - Marine | 0.15505 | 1 | 0 | CBSA 2014, adjusted to reflect new efficiencies | 3.8624 | 2032 | 1 | SWHC046-02
COM-HVAC-FS-11.84 | Com ¦ Large Packaged Heat Pump (IEER 14.0) - Fuel Sub - Marine ¦ SDG&E ¦ Marine | Com ¦ Large Packaged Heat Pump (IEER 14.0) - Fuel Sub - Marine | SDG&E ¦ Marine | SDG&E | All | Electric & Gas | Heat pump, IEER 14.0, 240-760 kbtuh, NR | Efficient | 0 | Conventional | HVAC | Com - Warehouse | Com | ROB Only | 1 | 1000 sqft2 of floor space | Cap-Tons | 15 | DEER:HVAC_Split-Package_HP | 220 | 0 | -27.6 | SWHC046-02 | 907.8 | 2021 | 0 | 493.87 | 2021 | 0 | -11.62 | SWHC046-02 | Com Central HVAC (Large) - Fuel Sub - Marine ¦ SDG&E ¦ Marine | Com Central HVAC (Large) - Fuel Sub - Marine | 0.028275 | 1 | 0 | CBSA 2014, adjusted to reflect new efficiencies | 194.9963 | 2032 | 1 | SWHC046-02
COM-HVAC-FS-11.85 | Com ¦ Large Packaged Heat Pump (IEER 14.0) - Fuel Sub - Hot-Dry ¦ SDG&E ¦ Hot-Dry | Com ¦ Large Packaged Heat Pump (IEER 14.0) - Fuel Sub - Hot-Dry | SDG&E ¦ Hot-Dry | SDG&E | All | Electric & Gas | Heat pump, IEER 14.0, 240-760 kbtuh, NR | Efficient | 0 | Conventional | HVAC | Com - College | Com | ROB Only | 1 | 1000 sqft2 of floor space | Cap-Tons | 15 | DEER:HVAC_Split-Package_HP | 50.3042 | 0 | -7.1995 | SWHC046-02 | 907.8 | 2021 | 0 | 493.87 | 2021 | 0 | -11.62 | SWHC046-02 | Com Central HVAC (Large) - Fuel Sub - Hot-Dry ¦ SDG&E ¦ Hot-Dry | Com Central HVAC (Large) - Fuel Sub - Hot-Dry | 0.12207 | 1 | 0 | CBSA 2014, adjusted to reflect new efficiencies | 2.4459 | 2032 | 1 | SWHC046-02
COM-HVAC-FS-11.86 | Com ¦ Large Packaged Heat Pump (IEER 14.0) - Fuel Sub - Hot-Dry ¦ SDG&E ¦ Hot-Dry | Com ¦ Large Packaged Heat Pump (IEER 14.0) - Fuel Sub - Hot-Dry | SDG&E ¦ Hot-Dry | SDG&E | All | Electric & Gas | Heat pump, IEER 14.0, 240-760 kbtuh, NR | Efficient | 0 | Conventional | HVAC | Com - Grocery | Com | ROB Only | 1 | 1000 sqft2 of floor space | Cap-Tons | 15 | DEER:HVAC_Split-Package_HP | 676 | 0 | -74 | SWHC046-02 | 907.8 | 2021 | 0 | 493.87 | 2021 | 0 | -11.62 | SWHC046-02 | Com Central HVAC (Large) - Fuel Sub - Hot-Dry ¦ SDG&E ¦ Hot-Dry | Com Central HVAC (Large) - Fuel Sub - Hot-Dry | 0.22528 | 1 | 0 | CBSA 2014, adjusted to reflect new efficiencies | 140.7832 | 2032 | 1 | SWHC046-02
COM-HVAC-FS-11.87 | Com ¦ Large Packaged Heat Pump (IEER 14.0) - Fuel Sub - Hot-Dry ¦ SDG&E ¦ Hot-Dry | Com ¦ Large Packaged Heat Pump (IEER 14.0) - Fuel Sub - Hot-Dry | SDG&E ¦ Hot-Dry | SDG&E | All | Electric & Gas | Heat pump, IEER 14.0, 240-760 kbtuh, NR | Efficient | 0 | Conventional | HVAC | Com - Health | Com | ROB Only | 1 | 1000 sqft2 of floor space | Cap-Tons | 15 | DEER:HVAC_Split-Package_HP | 81.8145 | 0 | -10.1976 | SWHC046-02 | 907.8 | 2021 | 0 | 493.87 | 2021 | 0 | -11.62 | SWHC046-02 | Com Central HVAC (Large) - Fuel Sub - Hot-Dry ¦ SDG&E ¦ Hot-Dry | Com Central HVAC (Large) - Fuel Sub - Hot-Dry | 0.17567 | 1 | 0 | CBSA 2014, adjusted to reflect new efficiencies | 22.8679 | 2032 | 1 | SWHC046-02
COM-HVAC-FS-11.88 | Com ¦ Large Packaged Heat Pump (IEER 14.0) - Fuel Sub - Hot-Dry ¦ SDG&E ¦ Hot-Dry | Com ¦ Large Packaged Heat Pump (IEER 14.0) - Fuel Sub - Hot-Dry | SDG&E ¦ Hot-Dry | SDG&E | All | Electric & Gas | Heat pump, IEER 14.0, 240-760 kbtuh, NR | Efficient | 0 | Conventional | HVAC | Com - Lodging | Com | ROB Only | 1 | 1000 sqft2 of floor space | Cap-Tons | 15 | DEER:HVAC_Split-Package_HP | 194.2367 | 0 | -24.47 | SWHC046-02 | 907.8 | 2021 | 0 | 493.87 | 2021 | 0 | -11.62 | SWHC046-02 | Com Central HVAC (Large) - Fuel Sub - Hot-Dry ¦ SDG&E ¦ Hot-Dry | Com Central HVAC (Large) - Fuel Sub - Hot-Dry | 0.098289 | 1 | 0 | CBSA 2014, adjusted to reflect new efficiencies | 175.6898 | 2032 | 1 | SWHC046-02
COM-HVAC-FS-11.89 | Com ¦ Large Packaged Heat Pump (IEER 14.0) - Fuel Sub - Hot-Dry ¦ SDG&E ¦ Hot-Dry | Com ¦ Large Packaged Heat Pump (IEER 14.0) - Fuel Sub - Hot-Dry | SDG&E ¦ Hot-Dry | SDG&E | All | Electric & Gas | Heat pump, IEER 14.0, 240-760 kbtuh, NR | Efficient | 0 | Conventional | HVAC | Com - Office (Large) | Com | ROB Only | 1 | 1000 sqft2 of floor space | Cap-Tons | 15 | DEER:HVAC_Split-Package_HP | -3.62 | 0 | -0.265 | SWHC046-02 | 907.8 | 2021 | 0 | 493.87 | 2021 | 0 | -11.62 | SWHC046-02 | Com Central HVAC (Large) - Fuel Sub - Hot-Dry ¦ SDG&E ¦ Hot-Dry | Com Central HVAC (Large) - Fuel Sub - Hot-Dry | 0.12833 | 1 | 0 | CBSA 2014, adjusted to reflect new efficiencies | 0.97363 | 2032 | 1 | SWHC046-02
COM-HVAC-FS-11.90 | Com ¦ Large Packaged Heat Pump (IEER 14.0) - Fuel Sub - Hot-Dry ¦ SDG&E ¦ Hot-Dry | Com ¦ Large Packaged Heat Pump (IEER 14.0) - Fuel Sub - Hot-Dry | SDG&E ¦ Hot-Dry | SDG&E | All | Electric & Gas | Heat pump, IEER 14.0, 240-760 kbtuh, NR | Efficient | 0 | Conventional | HVAC | Com - Office (Small) | Com | ROB Only | 1 | 1000 sqft2 of floor space | Cap-Tons | 15 | DEER:HVAC_Split-Package_HP | 24.1 | 0 | -3.47 | SWHC046-02 | 907.8 | 2021 | 0 | 493.87 | 2021 | 0 | -11.62 | SWHC046-02 | Com Central HVAC (Large) - Fuel Sub - Hot-Dry ¦ SDG&E ¦ Hot-Dry | Com Central HVAC (Large) - Fuel Sub - Hot-Dry | 0.15582 | 1 | 0 | CBSA 2014, adjusted to reflect new efficiencies | 2.7696 | 2032 | 1 | SWHC046-02
COM-HVAC-FS-11.91 | Com ¦ Large Packaged Heat Pump (IEER 14.0) - Fuel Sub - Hot-Dry ¦ SDG&E ¦ Hot-Dry | Com ¦ Large Packaged Heat Pump (IEER 14.0) - Fuel Sub - Hot-Dry | SDG&E ¦ Hot-Dry | SDG&E | All | Electric & Gas | Heat pump, IEER 14.0, 240-760 kbtuh, NR | Efficient | 0 | Conventional | HVAC | Com - Other | Com | ROB Only | 1 | 1000 sqft2 of floor space | Cap-Tons | 15 | DEER:HVAC_Split-Package_HP | 118 | 0 | -14.4 | SWHC046-02 | 907.8 | 2021 | 0 | 493.87 | 2021 | 0 | -11.62 | SWHC046-02 | Com Central HVAC (Large) - Fuel Sub - Hot-Dry ¦ SDG&E ¦ Hot-Dry | Com Central HVAC (Large) - Fuel Sub - Hot-Dry | 0.21005 | 1 | 0 | CBSA 2014, adjusted to reflect new efficiencies | 29.0683 | 2032 | 1 | SWHC046-02
COM-HVAC-FS-11.93 | Com ¦ Large Packaged Heat Pump (IEER 14.0) - Fuel Sub - Hot-Dry ¦ SDG&E ¦ Hot-Dry | Com ¦ Large Packaged Heat Pump (IEER 14.0) - Fuel Sub - Hot-Dry | SDG&E ¦ Hot-Dry | SDG&E | All | Electric & Gas | Heat pump, IEER 14.0, 240-760 kbtuh, NR | Efficient | 0 | Conventional | HVAC | Com - Restaurant | Com | ROB Only | 1 | 1000 sqft2 of floor space | Cap-Tons | 15 | DEER:HVAC_Split-Package_HP | 15.2704 | 0 | -2.8423 | SWHC046-02 | 907.8 | 2021 | 0 | 493.87 | 2021 | 0 | -11.62 | SWHC046-02 | Com Central HVAC (Large) - Fuel Sub - Hot-Dry ¦ SDG&E ¦ Hot-Dry | Com Central HVAC (Large) - Fuel Sub - Hot-Dry | 0.22744 | 1 | 0 | CBSA 2014, adjusted to reflect new efficiencies | 0.41687 | 2032 | 1 | SWHC046-02
COM-HVAC-FS-11.94 | Com ¦ Large Packaged Heat Pump (IEER 14.0) - Fuel Sub - Hot-Dry ¦ SDG&E ¦ Hot-Dry | Com ¦ Large Packaged Heat Pump (IEER 14.0) - Fuel Sub - Hot-Dry | SDG&E ¦ Hot-Dry | SDG&E | All | Electric & Gas | Heat pump, IEER 14.0, 240-760 kbtuh, NR | Efficient | 0 | Conventional | HVAC | Com - Retail | Com | ROB Only | 1 | 1000 sqft2 of floor space | Cap-Tons | 15 | DEER:HVAC_Split-Package_HP | 41.6123 | 0 | -6.1456 | SWHC046-02 | 907.8 | 2021 | 0 | 493.87 | 2021 | 0 | -11.62 | SWHC046-02 | Com Central HVAC (Large) - Fuel Sub - Hot-Dry ¦ SDG&E ¦ Hot-Dry | Com Central HVAC (Large) - Fuel Sub - Hot-Dry | 0.092203 | 1 | 0 | CBSA 2014, adjusted to reflect new efficiencies | 918.4321 | 2032 | 1 | SWHC046-02
COM-HVAC-FS-11.95 | Com ¦ Large Packaged Heat Pump (IEER 14.0) - Fuel Sub - Hot-Dry ¦ SDG&E ¦ Hot-Dry | Com ¦ Large Packaged Heat Pump (IEER 14.0) - Fuel Sub - Hot-Dry | SDG&E ¦ Hot-Dry | SDG&E | All | Electric & Gas | Heat pump, IEER 14.0, 240-760 kbtuh, NR | Efficient | 0 | Conventional | HVAC | Com - School | Com | ROB Only | 1 | 1000 sqft2 of floor space | Cap-Tons | 15 | DEER:HVAC_Split-Package_HP | 51.0583 | 0 | -7.2205 | SWHC046-02 | 907.8 | 2021 | 0 | 493.87 | 2021 | 0 | -11.62 | SWHC046-02 | Com Central HVAC (Large) - Fuel Sub - Hot-Dry ¦ SDG&E ¦ Hot-Dry | Com Central HVAC (Large) - Fuel Sub - Hot-Dry | 0.15505 | 1 | 0 | CBSA 2014, adjusted to reflect new efficiencies | 3.2417 | 2032 | 1 | SWHC046-02
COM-HVAC-FS-11.96 | Com ¦ Large Packaged Heat Pump (IEER 14.0) - Fuel Sub - Hot-Dry ¦ SDG&E ¦ Hot-Dry | Com ¦ Large Packaged Heat Pump (IEER 14.0) - Fuel Sub - Hot-Dry | SDG&E ¦ Hot-Dry | SDG&E | All | Electric & Gas | Heat pump, IEER 14.0, 240-760 kbtuh, NR | Efficient | 0 | Conventional | HVAC | Com - Warehouse | Com | ROB Only | 1 | 1000 sqft2 of floor space | Cap-Tons | 15 | DEER:HVAC_Split-Package_HP | 201 | 0 | -25.2 | SWHC046-02 | 907.8 | 2021 | 0 | 493.87 | 2021 | 0 | -11.62 | SWHC046-02 | Com Central HVAC (Large) - Fuel Sub - Hot-Dry ¦ SDG&E ¦ Hot-Dry | Com Central HVAC (Large) - Fuel Sub - Hot-Dry | 0.028275 | 1 | 0 | CBSA 2014, adjusted to reflect new efficiencies | 178.0304 | 2032 | 1 | SWHC046-02
COM-HVAC-FS-20.1 | Com ¦ Small Code HVAC System Integrated Furnace and AC - Marine ¦ PG&E ¦ Marine | Com ¦ Small Code HVAC System Integrated Furnace and AC - Marine | PG&E ¦ Marine | PG&E | All | Electric & Gas | Code AC with gas furnace, <65 kbtuh | Average Existing and Code | 0 | Conventional | HVAC | Com - College | Com | ROB Only | 0 | 1000 sqft2 of floor space | Cap-Tons | 15 | DEER:HVAC_Split-Package_HP | 0 | 0 | 0 | SWHC046-02 | 1093.6667 | 2021 | 0 | 569.55 | 2021 | 0 | 0 | SWHC046-02 | Com Central HVAC (Small) - Fuel Sub - Marine ¦ PG&E ¦ Marine | Com Central HVAC (Small) - Fuel Sub - Marine | 0.020331 | 1 | 1 | CBSA 2014, adjusted to reflect new efficiencies | 0 | 2012 | 1 | SWHC046-02
COM-HVAC-FS-20.2 | Com ¦ Small Code HVAC System Integrated Furnace and AC - Marine ¦ PG&E ¦ Marine | Com ¦ Small Code HVAC System Integrated Furnace and AC - Marine | PG&E ¦ Marine | PG&E | All | Electric & Gas | Code AC with gas furnace, <65 kbtuh | Average Existing and Code | 0 | Conventional | HVAC | Com - Grocery | Com | ROB Only | 0 | 1000 sqft2 of floor space | Cap-Tons | 15 | DEER:HVAC_Split-Package_HP | 0 | 0 | 0 | SWHC046-02 | 1093.6667 | 2021 | 0 | 569.55 | 2021 | 0 | 0 | SWHC046-02 | Com Central HVAC (Small) - Fuel Sub - Marine ¦ PG&E ¦ Marine | Com Central HVAC (Small) - Fuel Sub - Marine | 0.033922 | 1 | 1 | CBSA 2014, adjusted to reflect new efficiencies | 0 | 2012 | 1 | SWHC046-02
COM-HVAC-FS-20.3 | Com ¦ Small Code HVAC System Integrated Furnace and AC - Marine ¦ PG&E ¦ Marine | Com ¦ Small Code HVAC System Integrated Furnace and AC - Marine | PG&E ¦ Marine | PG&E | All | Electric & Gas | Code AC with gas furnace, <65 kbtuh | Average Existing and Code | 0 | Conventional | HVAC | Com - Health | Com | ROB Only | 0 | 1000 sqft2 of floor space | Cap-Tons | 15 | DEER:HVAC_Split-Package_HP | 0 | 0 | 0 | SWHC046-02 | 1093.6667 | 2021 | 0 | 569.55 | 2021 | 0 | 0 | SWHC046-02 | Com Central HVAC (Small) - Fuel Sub - Marine ¦ PG&E ¦ Marine | Com Central HVAC (Small) - Fuel Sub - Marine | 0.030022 | 1 | 1 | CBSA 2014, adjusted to reflect new efficiencies | 0 | 2012 | 1 | SWHC046-02
COM-HVAC-FS-20.4 | Com ¦ Small Code HVAC System Integrated Furnace and AC - Marine ¦ PG&E ¦ Marine | Com ¦ Small Code HVAC System Integrated Furnace and AC - Marine | PG&E ¦ Marine | PG&E | All | Electric & Gas | Code AC with gas furnace, <65 kbtuh | Average Existing and Code | 0 | Conventional | HVAC | Com - Lodging | Com | ROB Only | 0 | 1000 sqft2 of floor space | Cap-Tons | 15 | DEER:HVAC_Split-Package_HP | 0 | 0 | 0 | SWHC046-02 | 1093.6667 | 2021 | 0 | 569.55 | 2021 | 0 | 0 | SWHC046-02 | Com Central HVAC (Small) - Fuel Sub - Marine ¦ PG&E ¦ Marine | Com Central HVAC (Small) - Fuel Sub - Marine | 0.016003 | 1 | 1 | CBSA 2014, adjusted to reflect new efficiencies | 0 | 2012 | 1 | SWHC046-02
COM-HVAC-FS-20.5 | Com ¦ Small Code HVAC System Integrated Furnace and AC - Marine ¦ PG&E ¦ Marine | Com ¦ Small Code HVAC System Integrated Furnace and AC - Marine | PG&E ¦ Marine | PG&E | All | Electric & Gas | Code AC with gas furnace, <65 kbtuh | Average Existing and Code | 0 | Conventional | HVAC | Com - Office (Large) | Com | ROB Only | 0 | 1000 sqft2 of floor space | Cap-Tons | 15 | DEER:HVAC_Split-Package_HP | 0 | 0 | 0 | SWHC046-02 | 1093.6667 | 2021 | 0 | 569.55 | 2021 | 0 | 0 | SWHC046-02 | Com Central HVAC (Small) - Fuel Sub - Marine ¦ PG&E ¦ Marine | Com Central HVAC (Small) - Fuel Sub - Marine | 0.021319 | 1 | 1 | CBSA 2014, adjusted to reflect new efficiencies | 0 | 2012 | 1 | SWHC046-02
COM-HVAC-FS-20.6 | Com ¦ Small Code HVAC System Integrated Furnace and AC - Marine ¦ PG&E ¦ Marine | Com ¦ Small Code HVAC System Integrated Furnace and AC - Marine | PG&E ¦ Marine | PG&E | All | Electric & Gas | Code AC with gas furnace, <65 kbtuh | Average Existing and Code | 0 | Conventional | HVAC | Com - Office (Small) | Com | ROB Only | 0 | 1000 sqft2 of floor space | Cap-Tons | 15 | DEER:HVAC_Split-Package_HP | 0 | 0 | 0 | SWHC046-02 | 1093.6667 | 2021 | 0 | 569.55 | 2021 | 0 | 0 | SWHC046-02 | Com Central HVAC (Small) - Fuel Sub - Marine ¦ PG&E ¦ Marine | Com Central HVAC (Small) - Fuel Sub - Marine | 0.024933 | 1 | 1 | CBSA 2014, adjusted to reflect new efficiencies | 0 | 2012 | 1 | SWHC046-02
COM-HVAC-FS-20.7 | Com ¦ Small Code HVAC System Integrated Furnace and AC - Marine ¦ PG&E ¦ Marine | Com ¦ Small Code HVAC System Integrated Furnace and AC - Marine | PG&E ¦ Marine | PG&E | All | Electric & Gas | Code AC with gas furnace, <65 kbtuh | Average Existing and Code | 0 | Conventional | HVAC | Com - Other | Com | ROB Only | 0 | 1000 sqft2 of floor space | Cap-Tons | 15 | DEER:HVAC_Split-Package_HP | 0 | 0 | 0 | SWHC046-02 | 1093.6667 | 2021 | 0 | 569.55 | 2021 | 0 | 0 | SWHC046-02 | Com Central HVAC (Small) - Fuel Sub - Marine ¦ PG&E ¦ Marine | Com Central HVAC (Small) - Fuel Sub - Marine | 0.0353 | 1 | 1 | CBSA 2014, adjusted to reflect new efficiencies | 0 | 2012 | 1 | SWHC046-02
COM-HVAC-FS-20.9 | Com ¦ Small Code HVAC System Integrated Furnace and AC - Marine ¦ PG&E ¦ Marine | Com ¦ Small Code HVAC System Integrated Furnace and AC - Marine | PG&E ¦ Marine | PG&E | All | Electric & Gas | Code AC with gas furnace, <65 kbtuh | Average Existing and Code | 0 | Conventional | HVAC | Com - Restaurant | Com | ROB Only | 0 | 1000 sqft2 of floor space | Cap-Tons | 15 | DEER:HVAC_Split-Package_HP | 0 | 0 | 0 | SWHC046-02 | 1093.6667 | 2021 | 0 | 569.55 | 2021 | 0 | 0 | SWHC046-02 | Com Central HVAC (Small) - Fuel Sub - Marine ¦ PG&E ¦ Marine | Com Central HVAC (Small) - Fuel Sub - Marine | 0.036027 | 1 | 1 | CBSA 2014, adjusted to reflect new efficiencies | 0 | 2012 | 1 | SWHC046-02
COM-HVAC-FS-20.10 | Com ¦ Small Code HVAC System Integrated Furnace and AC - Marine ¦ PG&E ¦ Marine | Com ¦ Small Code HVAC System Integrated Furnace and AC - Marine | PG&E ¦ Marine | PG&E | All | Electric & Gas | Code AC with gas furnace, <65 kbtuh | Average Existing and Code | 0 | Conventional | HVAC | Com - Retail | Com | ROB Only | 0 | 1000 sqft2 of floor space | Cap-Tons | 15 | DEER:HVAC_Split-Package_HP | 0 | 0 | 0 | SWHC046-02 | 1093.6667 | 2021 | 0 | 569.55 | 2021 | 0 | 0 | SWHC046-02 | Com Central HVAC (Small) - Fuel Sub - Marine ¦ PG&E ¦ Marine | Com Central HVAC (Small) - Fuel Sub - Marine | 0.015015 | 1 | 1 | CBSA 2014, adjusted to reflect new efficiencies | 0 | 2012 | 1 | SWHC046-02
COM-HVAC-FS-20.11 | Com ¦ Small Code HVAC System Integrated Furnace and AC - Marine ¦ PG&E ¦ Marine | Com ¦ Small Code HVAC System Integrated Furnace and AC - Marine | PG&E ¦ Marine | PG&E | All | Electric & Gas | Code AC with gas furnace, <65 kbtuh | Average Existing and Code | 0 | Conventional | HVAC | Com - School | Com | ROB Only | 0 | 1000 sqft2 of floor space | Cap-Tons | 15 | DEER:HVAC_Split-Package_HP | 0 | 0 | 0 | SWHC046-02 | 1093.6667 | 2021 | 0 | 569.55 | 2021 | 0 | 0 | SWHC046-02 | Com Central HVAC (Small) - Fuel Sub - Marine ¦ PG&E ¦ Marine | Com Central HVAC (Small) - Fuel Sub - Marine | 0.0228 | 1 | 1 | CBSA 2014, adjusted to reflect new efficiencies | 0 | 2012 | 1 | SWHC046-02
COM-HVAC-FS-20.12 | Com ¦ Small Code HVAC System Integrated Furnace and AC - Marine ¦ PG&E ¦ Marine | Com ¦ Small Code HVAC System Integrated Furnace and AC - Marine | PG&E ¦ Marine | PG&E | All | Electric & Gas | Code AC with gas furnace, <65 kbtuh | Average Existing and Code | 0 | Conventional | HVAC | Com - Warehouse | Com | ROB Only | 0 | 1000 sqft2 of floor space | Cap-Tons | 15 | DEER:HVAC_Split-Package_HP | 0 | 0 | 0 | SWHC046-02 | 1093.6667 | 2021 | 0 | 569.55 | 2021 | 0 | 0 | SWHC046-02 | Com Central HVAC (Small) - Fuel Sub - Marine ¦ PG&E ¦ Marine | Com Central HVAC (Small) - Fuel Sub - Marine | 0.0046728 | 1 | 1 | CBSA 2014, adjusted to reflect new efficiencies | 0 | 2012 | 1 | SWHC046-02
COM-HVAC-FS-20.13 | Com ¦ Small Code HVAC System Integrated Furnace and AC - Hot-Dry ¦ PG&E ¦ Hot-Dry | Com ¦ Small Code HVAC System Integrated Furnace and AC - Hot-Dry | PG&E ¦ Hot-Dry | PG&E | All | Electric & Gas | Code AC with gas furnace, <65 kbtuh | Average Existing and Code | 0 | Conventional | HVAC | Com - College | Com | ROB Only | 0 | 1000 sqft2 of floor space | Cap-Tons | 15 | DEER:HVAC_Split-Package_HP | 0 | 0 | 0 | SWHC046-02 | 1093.6667 | 2021 | 0 | 569.55 | 2021 | 0 | 0 | SWHC046-02 | Com Central HVAC (Small) - Fuel Sub - Hot-Dry ¦ PG&E ¦ Hot-Dry | Com Central HVAC (Small) - Fuel Sub - Hot-Dry | 0.020331 | 1 | 1 | CBSA 2014, adjusted to reflect new efficiencies | 0 | 2012 | 1 | SWHC046-02
COM-HVAC-FS-20.14 | Com ¦ Small Code HVAC System Integrated Furnace and AC - Hot-Dry ¦ PG&E ¦ Hot-Dry | Com ¦ Small Code HVAC System Integrated Furnace and AC - Hot-Dry | PG&E ¦ Hot-Dry | PG&E | All | Electric & Gas | Code AC with gas furnace, <65 kbtuh | Average Existing and Code | 0 | Conventional | HVAC | Com - Grocery | Com | ROB Only | 0 | 1000 sqft2 of floor space | Cap-Tons | 15 | DEER:HVAC_Split-Package_HP | 0 | 0 | 0 | SWHC046-02 | 1093.6667 | 2021 | 0 | 569.55 | 2021 | 0 | 0 | SWHC046-02 | Com Central HVAC (Small) - Fuel Sub - Hot-Dry ¦ PG&E ¦ Hot-Dry | Com Central HVAC (Small) - Fuel Sub - Hot-Dry | 0.033922 | 1 | 1 | CBSA 2014, adjusted to reflect new efficiencies | 0 | 2012 | 1 | SWHC046-02
COM-HVAC-FS-20.15 | Com ¦ Small Code HVAC System Integrated Furnace and AC - Hot-Dry ¦ PG&E ¦ Hot-Dry | Com ¦ Small Code HVAC System Integrated Furnace and AC - Hot-Dry | PG&E ¦ Hot-Dry | PG&E | All | Electric & Gas | Code AC with gas furnace, <65 kbtuh | Average Existing and Code | 0 | Conventional | HVAC | Com - Health | Com | ROB Only | 0 | 1000 sqft2 of floor space | Cap-Tons | 15 | DEER:HVAC_Split-Package_HP | 0 | 0 | 0 | SWHC046-02 | 1093.6667 | 2021 | 0 | 569.55 | 2021 | 0 | 0 | SWHC046-02 | Com Central HVAC (Small) - Fuel Sub - Hot-Dry ¦ PG&E ¦ Hot-Dry | Com Central HVAC (Small) - Fuel Sub - Hot-Dry | 0.030022 | 1 | 1 | CBSA 2014, adjusted to reflect new efficiencies | 0 | 2012 | 1 | SWHC046-02
COM-HVAC-FS-20.16 | Com ¦ Small Code HVAC System Integrated Furnace and AC - Hot-Dry ¦ PG&E ¦ Hot-Dry | Com ¦ Small Code HVAC System Integrated Furnace and AC - Hot-Dry | PG&E ¦ Hot-Dry | PG&E | All | Electric & Gas | Code AC with gas furnace, <65 kbtuh | Average Existing and Code | 0 | Conventional | HVAC | Com - Lodging | Com | ROB Only | 0 | 1000 sqft2 of floor space | Cap-Tons | 15 | DEER:HVAC_Split-Package_HP | 0 | 0 | 0 | SWHC046-02 | 1093.6667 | 2021 | 0 | 569.55 | 2021 | 0 | 0 | SWHC046-02 | Com Central HVAC (Small) - Fuel Sub - Hot-Dry ¦ PG&E ¦ Hot-Dry | Com Central HVAC (Small) - Fuel Sub - Hot-Dry | 0.016003 | 1 | 1 | CBSA 2014, adjusted to reflect new efficiencies | 0 | 2012 | 1 | SWHC046-02
COM-HVAC-FS-20.17 | Com ¦ Small Code HVAC System Integrated Furnace and AC - Hot-Dry ¦ PG&E ¦ Hot-Dry | Com ¦ Small Code HVAC System Integrated Furnace and AC - Hot-Dry | PG&E ¦ Hot-Dry | PG&E | All | Electric & Gas | Code AC with gas furnace, <65 kbtuh | Average Existing and Code | 0 | Conventional | HVAC | Com - Office (Large) | Com | ROB Only | 0 | 1000 sqft2 of floor space | Cap-Tons | 15 | DEER:HVAC_Split-Package_HP | 0 | 0 | 0 | SWHC046-02 | 1093.6667 | 2021 | 0 | 569.55 | 2021 | 0 | 0 | SWHC046-02 | Com Central HVAC (Small) - Fuel Sub - Hot-Dry ¦ PG&E ¦ Hot-Dry | Com Central HVAC (Small) - Fuel Sub - Hot-Dry | 0.021319 | 1 | 1 | CBSA 2014, adjusted to reflect new efficiencies | 0 | 2012 | 1 | SWHC046-02
COM-HVAC-FS-20.18 | Com ¦ Small Code HVAC System Integrated Furnace and AC - Hot-Dry ¦ PG&E ¦ Hot-Dry | Com ¦ Small Code HVAC System Integrated Furnace and AC - Hot-Dry | PG&E ¦ Hot-Dry | PG&E | All | Electric & Gas | Code AC with gas furnace, <65 kbtuh | Average Existing and Code | 0 | Conventional | HVAC | Com - Office (Small) | Com | ROB Only | 0 | 1000 sqft2 of floor space | Cap-Tons | 15 | DEER:HVAC_Split-Package_HP | 0 | 0 | 0 | SWHC046-02 | 1093.6667 | 2021 | 0 | 569.55 | 2021 | 0 | 0 | SWHC046-02 | Com Central HVAC (Small) - Fuel Sub - Hot-Dry ¦ PG&E ¦ Hot-Dry | Com Central HVAC (Small) - Fuel Sub - Hot-Dry | 0.024933 | 1 | 1 | CBSA 2014, adjusted to reflect new efficiencies | 0 | 2012 | 1 | SWHC046-02
COM-HVAC-FS-20.19 | Com ¦ Small Code HVAC System Integrated Furnace and AC - Hot-Dry ¦ PG&E ¦ Hot-Dry | Com ¦ Small Code HVAC System Integrated Furnace and AC - Hot-Dry | PG&E ¦ Hot-Dry | PG&E | All | Electric & Gas | Code AC with gas furnace, <65 kbtuh | Average Existing and Code | 0 | Conventional | HVAC | Com - Other | Com | ROB Only | 0 | 1000 sqft2 of floor space | Cap-Tons | 15 | DEER:HVAC_Split-Package_HP | 0 | 0 | 0 | SWHC046-02 | 1093.6667 | 2021 | 0 | 569.55 | 2021 | 0 | 0 | SWHC046-02 | Com Central HVAC (Small) - Fuel Sub - Hot-Dry ¦ PG&E ¦ Hot-Dry | Com Central HVAC (Small) - Fuel Sub - Hot-Dry | 0.0353 | 1 | 1 | CBSA 2014, adjusted to reflect new efficiencies | 0 | 2012 | 1 | SWHC046-02
COM-HVAC-FS-20.21 | Com ¦ Small Code HVAC System Integrated Furnace and AC - Hot-Dry ¦ PG&E ¦ Hot-Dry | Com ¦ Small Code HVAC System Integrated Furnace and AC - Hot-Dry | PG&E ¦ Hot-Dry | PG&E | All | Electric & Gas | Code AC with gas furnace, <65 kbtuh | Average Existing and Code | 0 | Conventional | HVAC | Com - Restaurant | Com | ROB Only | 0 | 1000 sqft2 of floor space | Cap-Tons | 15 | DEER:HVAC_Split-Package_HP | 0 | 0 | 0 | SWHC046-02 | 1093.6667 | 2021 | 0 | 569.55 | 2021 | 0 | 0 | SWHC046-02 | Com Central HVAC (Small) - Fuel Sub - Hot-Dry ¦ PG&E ¦ Hot-Dry | Com Central HVAC (Small) - Fuel Sub - Hot-Dry | 0.036027 | 1 | 1 | CBSA 2014, adjusted to reflect new efficiencies | 0 | 2012 | 1 | SWHC046-02
COM-HVAC-FS-20.22 | Com ¦ Small Code HVAC System Integrated Furnace and AC - Hot-Dry ¦ PG&E ¦ Hot-Dry | Com ¦ Small Code HVAC System Integrated Furnace and AC - Hot-Dry | PG&E ¦ Hot-Dry | PG&E | All | Electric & Gas | Code AC with gas furnace, <65 kbtuh | Average Existing and Code | 0 | Conventional | HVAC | Com - Retail | Com | ROB Only | 0 | 1000 sqft2 of floor space | Cap-Tons | 15 | DEER:HVAC_Split-Package_HP | 0 | 0 | 0 | SWHC046-02 | 1093.6667 | 2021 | 0 | 569.55 | 2021 | 0 | 0 | SWHC046-02 | Com Central HVAC (Small) - Fuel Sub - Hot-Dry ¦ PG&E ¦ Hot-Dry | Com Central HVAC (Small) - Fuel Sub - Hot-Dry | 0.015015 | 1 | 1 | CBSA 2014, adjusted to reflect new efficiencies | 0 | 2012 | 1 | SWHC046-02
COM-HVAC-FS-20.23 | Com ¦ Small Code HVAC System Integrated Furnace and AC - Hot-Dry ¦ PG&E ¦ Hot-Dry | Com ¦ Small Code HVAC System Integrated Furnace and AC - Hot-Dry | PG&E ¦ Hot-Dry | PG&E | All | Electric & Gas | Code AC with gas furnace, <65 kbtuh | Average Existing and Code | 0 | Conventional | HVAC | Com - School | Com | ROB Only | 0 | 1000 sqft2 of floor space | Cap-Tons | 15 | DEER:HVAC_Split-Package_HP | 0 | 0 | 0 | SWHC046-02 | 1093.6667 | 2021 | 0 | 569.55 | 2021 | 0 | 0 | SWHC046-02 | Com Central HVAC (Small) - Fuel Sub - Hot-Dry ¦ PG&E ¦ Hot-Dry | Com Central HVAC (Small) - Fuel Sub - Hot-Dry | 0.0228 | 1 | 1 | CBSA 2014, adjusted to reflect new efficiencies | 0 | 2012 | 1 | SWHC046-02
COM-HVAC-FS-20.24 | Com ¦ Small Code HVAC System Integrated Furnace and AC - Hot-Dry ¦ PG&E ¦ Hot-Dry | Com ¦ Small Code HVAC System Integrated Furnace and AC - Hot-Dry | PG&E ¦ Hot-Dry | PG&E | All | Electric & Gas | Code AC with gas furnace, <65 kbtuh | Average Existing and Code | 0 | Conventional | HVAC | Com - Warehouse | Com | ROB Only | 0 | 1000 sqft2 of floor space | Cap-Tons | 15 | DEER:HVAC_Split-Package_HP | 0 | 0 | 0 | SWHC046-02 | 1093.6667 | 2021 | 0 | 569.55 | 2021 | 0 | 0 | SWHC046-02 | Com Central HVAC (Small) - Fuel Sub - Hot-Dry ¦ PG&E ¦ Hot-Dry | Com Central HVAC (Small) - Fuel Sub - Hot-Dry | 0.0046728 | 1 | 1 | CBSA 2014, adjusted to reflect new efficiencies | 0 | 2012 | 1 | SWHC046-02
COM-HVAC-FS-20.25 | Com ¦ Small Code HVAC System Integrated Furnace and AC - Cold ¦ PG&E ¦ Cold | Com ¦ Small Code HVAC System Integrated Furnace and AC - Cold | PG&E ¦ Cold | PG&E | All | Electric & Gas | Code AC with gas furnace, <65 kbtuh | Average Existing and Code | 0 | Conventional | HVAC | Com - College | Com | ROB Only | 0 | 1000 sqft2 of floor space | Cap-Tons | 15 | DEER:HVAC_Split-Package_HP | 0 | 0 | 0 | SWHC046-02 | 1093.6667 | 2021 | 0 | 569.55 | 2021 | 0 | 0 | SWHC046-02 | Com Central HVAC (Small) - Fuel Sub - Cold ¦ PG&E ¦ Cold | Com Central HVAC (Small) - Fuel Sub - Cold | 0.020331 | 1 | 1 | CBSA 2014, adjusted to reflect new efficiencies | 0 | 2012 | 1 | SWHC046-02
COM-HVAC-FS-20.26 | Com ¦ Small Code HVAC System Integrated Furnace and AC - Cold ¦ PG&E ¦ Cold | Com ¦ Small Code HVAC System Integrated Furnace and AC - Cold | PG&E ¦ Cold | PG&E | All | Electric & Gas | Code AC with gas furnace, <65 kbtuh | Average Existing and Code | 0 | Conventional | HVAC | Com - Grocery | Com | ROB Only | 0 | 1000 sqft2 of floor space | Cap-Tons | 15 | DEER:HVAC_Split-Package_HP | 0 | 0 | 0 | SWHC046-02 | 1093.6667 | 2021 | 0 | 569.55 | 2021 | 0 | 0 | SWHC046-02 | Com Central HVAC (Small) - Fuel Sub - Cold ¦ PG&E ¦ Cold | Com Central HVAC (Small) - Fuel Sub - Cold | 0.033922 | 1 | 1 | CBSA 2014, adjusted to reflect new efficiencies | 0 | 2012 | 1 | SWHC046-02
COM-HVAC-FS-20.27 | Com ¦ Small Code HVAC System Integrated Furnace and AC - Cold ¦ PG&E ¦ Cold | Com ¦ Small Code HVAC System Integrated Furnace and AC - Cold | PG&E ¦ Cold | PG&E | All | Electric & Gas | Code AC with gas furnace, <65 kbtuh | Average Existing and Code | 0 | Conventional | HVAC | Com - Health | Com | ROB Only | 0 | 1000 sqft2 of floor space | Cap-Tons | 15 | DEER:HVAC_Split-Package_HP | 0 | 0 | 0 | SWHC046-02 | 1093.6667 | 2021 | 0 | 569.55 | 2021 | 0 | 0 | SWHC046-02 | Com Central HVAC (Small) - Fuel Sub - Cold ¦ PG&E ¦ Cold | Com Central HVAC (Small) - Fuel Sub - Cold | 0.030022 | 1 | 1 | CBSA 2014, adjusted to reflect new efficiencies | 0 | 2012 | 1 | SWHC046-02
COM-HVAC-FS-20.28 | Com ¦ Small Code HVAC System Integrated Furnace and AC - Cold ¦ PG&E ¦ Cold | Com ¦ Small Code HVAC System Integrated Furnace and AC - Cold | PG&E ¦ Cold | PG&E | All | Electric & Gas | Code AC with gas furnace, <65 kbtuh | Average Existing and Code | 0 | Conventional | HVAC | Com - Lodging | Com | ROB Only | 0 | 1000 sqft2 of floor space | Cap-Tons | 15 | DEER:HVAC_Split-Package_HP | 0 | 0 | 0 | SWHC046-02 | 1093.6667 | 2021 | 0 | 569.55 | 2021 | 0 | 0 | SWHC046-02 | Com Central HVAC (Small) - Fuel Sub - Cold ¦ PG&E ¦ Cold | Com Central HVAC (Small) - Fuel Sub - Cold | 0.016003 | 1 | 1 | CBSA 2014, adjusted to reflect new efficiencies | 0 | 2012 | 1 | SWHC046-02
COM-HVAC-FS-20.29 | Com ¦ Small Code HVAC System Integrated Furnace and AC - Cold ¦ PG&E ¦ Cold | Com ¦ Small Code HVAC System Integrated Furnace and AC - Cold | PG&E ¦ Cold | PG&E | All | Electric & Gas | Code AC with gas furnace, <65 kbtuh | Average Existing and Code | 0 | Conventional | HVAC | Com - Office (Large) | Com | ROB Only | 0 | 1000 sqft2 of floor space | Cap-Tons | 15 | DEER:HVAC_Split-Package_HP | 0 | 0 | 0 | SWHC046-02 | 1093.6667 | 2021 | 0 | 569.55 | 2021 | 0 | 0 | SWHC046-02 | Com Central HVAC (Small) - Fuel Sub - Cold ¦ PG&E ¦ Cold | Com Central HVAC (Small) - Fuel Sub - Cold | 0.021319 | 1 | 1 | CBSA 2014, adjusted to reflect new efficiencies | 0 | 2012 | 1 | SWHC046-02
COM-HVAC-FS-20.30 | Com ¦ Small Code HVAC System Integrated Furnace and AC - Cold ¦ PG&E ¦ Cold | Com ¦ Small Code HVAC System Integrated Furnace and AC - Cold | PG&E ¦ Cold | PG&E | All | Electric & Gas | Code AC with gas furnace, <65 kbtuh | Average Existing and Code | 0 | Conventional | HVAC | Com - Office (Small) | Com | ROB Only | 0 | 1000 sqft2 of floor space | Cap-Tons | 15 | DEER:HVAC_Split-Package_HP | 0 | 0 | 0 | SWHC046-02 | 1093.6667 | 2021 | 0 | 569.55 | 2021 | 0 | 0 | SWHC046-02 | Com Central HVAC (Small) - Fuel Sub - Cold ¦ PG&E ¦ Cold | Com Central HVAC (Small) - Fuel Sub - Cold | 0.024933 | 1 | 1 | CBSA 2014, adjusted to reflect new efficiencies | 0 | 2012 | 1 | SWHC046-02
COM-HVAC-FS-20.31 | Com ¦ Small Code HVAC System Integrated Furnace and AC - Cold ¦ PG&E ¦ Cold | Com ¦ Small Code HVAC System Integrated Furnace and AC - Cold | PG&E ¦ Cold | PG&E | All | Electric & Gas | Code AC with gas furnace, <65 kbtuh | Average Existing and Code | 0 | Conventional | HVAC | Com - Other | Com | ROB Only | 0 | 1000 sqft2 of floor space | Cap-Tons | 15 | DEER:HVAC_Split-Package_HP | 0 | 0 | 0 | SWHC046-02 | 1093.6667 | 2021 | 0 | 569.55 | 2021 | 0 | 0 | SWHC046-02 | Com Central HVAC (Small) - Fuel Sub - Cold ¦ PG&E ¦ Cold | Com Central HVAC (Small) - Fuel Sub - Cold | 0.0353 | 1 | 1 | CBSA 2014, adjusted to reflect new efficiencies | 0 | 2012 | 1 | SWHC046-02
COM-HVAC-FS-20.33 | Com ¦ Small Code HVAC System Integrated Furnace and AC - Cold ¦ PG&E ¦ Cold | Com ¦ Small Code HVAC System Integrated Furnace and AC - Cold | PG&E ¦ Cold | PG&E | All | Electric & Gas | Code AC with gas furnace, <65 kbtuh | Average Existing and Code | 0 | Conventional | HVAC | Com - Restaurant | Com | ROB Only | 0 | 1000 sqft2 of floor space | Cap-Tons | 15 | DEER:HVAC_Split-Package_HP | 0 | 0 | 0 | SWHC046-02 | 1093.6667 | 2021 | 0 | 569.55 | 2021 | 0 | 0 | SWHC046-02 | Com Central HVAC (Small) - Fuel Sub - Cold ¦ PG&E ¦ Cold | Com Central HVAC (Small) - Fuel Sub - Cold | 0.036027 | 1 | 1 | CBSA 2014, adjusted to reflect new efficiencies | 0 | 2012 | 1 | SWHC046-02
COM-HVAC-FS-20.34 | Com ¦ Small Code HVAC System Integrated Furnace and AC - Cold ¦ PG&E ¦ Cold | Com ¦ Small Code HVAC System Integrated Furnace and AC - Cold | PG&E ¦ Cold | PG&E | All | Electric & Gas | Code AC with gas furnace, <65 kbtuh | Average Existing and Code | 0 | Conventional | HVAC | Com - Retail | Com | ROB Only | 0 | 1000 sqft2 of floor space | Cap-Tons | 15 | DEER:HVAC_Split-Package_HP | 0 | 0 | 0 | SWHC046-02 | 1093.6667 | 2021 | 0 | 569.55 | 2021 | 0 | 0 | SWHC046-02 | Com Central HVAC (Small) - Fuel Sub - Cold ¦ PG&E ¦ Cold | Com Central HVAC (Small) - Fuel Sub - Cold | 0.015015 | 1 | 1 | CBSA 2014, adjusted to reflect new efficiencies | 0 | 2012 | 1 | SWHC046-02
COM-HVAC-FS-20.35 | Com ¦ Small Code HVAC System Integrated Furnace and AC - Cold ¦ PG&E ¦ Cold | Com ¦ Small Code HVAC System Integrated Furnace and AC - Cold | PG&E ¦ Cold | PG&E | All | Electric & Gas | Code AC with gas furnace, <65 kbtuh | Average Existing and Code | 0 | Conventional | HVAC | Com - School | Com | ROB Only | 0 | 1000 sqft2 of floor space | Cap-Tons | 15 | DEER:HVAC_Split-Package_HP | 0 | 0 | 0 | SWHC046-02 | 1093.6667 | 2021 | 0 | 569.55 | 2021 | 0 | 0 | SWHC046-02 | Com Central HVAC (Small) - Fuel Sub - Cold ¦ PG&E ¦ Cold | Com Central HVAC (Small) - Fuel Sub - Cold | 0.0228 | 1 | 1 | CBSA 2014, adjusted to reflect new efficiencies | 0 | 2012 | 1 | SWHC046-02
COM-HVAC-FS-20.36 | Com ¦ Small Code HVAC System Integrated Furnace and AC - Cold ¦ PG&E ¦ Cold | Com ¦ Small Code HVAC System Integrated Furnace and AC - Cold | PG&E ¦ Cold | PG&E | All | Electric & Gas | Code AC with gas furnace, <65 kbtuh | Average Existing and Code | 0 | Conventional | HVAC | Com - Warehouse | Com | ROB Only | 0 | 1000 sqft2 of floor space | Cap-Tons | 15 | DEER:HVAC_Split-Package_HP | 0 | 0 | 0 | SWHC046-02 | 1093.6667 | 2021 | 0 | 569.55 | 2021 | 0 | 0 | SWHC046-02 | Com Central HVAC (Small) - Fuel Sub - Cold ¦ PG&E ¦ Cold | Com Central HVAC (Small) - Fuel Sub - Cold | 0.0046728 | 1 | 1 | CBSA 2014, adjusted to reflect new efficiencies | 0 | 2012 | 1 | SWHC046-02
COM-HVAC-FS-20.37 | Com ¦ Small Code HVAC System Integrated Furnace and AC - Marine ¦ SCG ¦ Marine | Com ¦ Small Code HVAC System Integrated Furnace and AC - Marine | SCG ¦ Marine | SCG | All | Electric & Gas | Code AC with gas furnace, <65 kbtuh | Average Existing and Code | 0 | Conventional | HVAC | Com - College | Com | ROB Only | 0 | 1000 sqft2 of floor space | Cap-Tons | 15 | DEER:HVAC_Split-Package_HP | 0 | 0 | 0 | SWHC046-02 | 1093.6667 | 2021 | 0 | 569.55 | 2021 | 0 | 0 | SWHC046-02 | Com Central HVAC (Small) - Fuel Sub - Marine ¦ SCG ¦ Marine | Com Central HVAC (Small) - Fuel Sub - Marine | 0.022689 | 1 | 1 | CBSA 2014, adjusted to reflect new efficiencies | 0 | 2012 | 1 | SWHC046-02
COM-HVAC-FS-20.38 | Com ¦ Small Code HVAC System Integrated Furnace and AC - Marine ¦ SCG ¦ Marine | Com ¦ Small Code HVAC System Integrated Furnace and AC - Marine | SCG ¦ Marine | SCG | All | Electric & Gas | Code AC with gas furnace, <65 kbtuh | Average Existing and Code | 0 | Conventional | HVAC | Com - Grocery | Com | ROB Only | 0 | 1000 sqft2 of floor space | Cap-Tons | 15 | DEER:HVAC_Split-Package_HP | 0 | 0 | 0 | SWHC046-02 | 1093.6667 | 2021 | 0 | 569.55 | 2021 | 0 | 0 | SWHC046-02 | Com Central HVAC (Small) - Fuel Sub - Marine ¦ SCG ¦ Marine | Com Central HVAC (Small) - Fuel Sub - Marine | 0.040359 | 1 | 1 | CBSA 2014, adjusted to reflect new efficiencies | 0 | 2012 | 1 | SWHC046-02
COM-HVAC-FS-20.39 | Com ¦ Small Code HVAC System Integrated Furnace and AC - Marine ¦ SCG ¦ Marine | Com ¦ Small Code HVAC System Integrated Furnace and AC - Marine | SCG ¦ Marine | SCG | All | Electric & Gas | Code AC with gas furnace, <65 kbtuh | Average Existing and Code | 0 | Conventional | HVAC | Com - Health | Com | ROB Only | 0 | 1000 sqft2 of floor space | Cap-Tons | 15 | DEER:HVAC_Split-Package_HP | 0 | 0 | 0 | SWHC046-02 | 1093.6667 | 2021 | 0 | 569.55 | 2021 | 0 | 0 | SWHC046-02 | Com Central HVAC (Small) - Fuel Sub - Marine ¦ SCG ¦ Marine | Com Central HVAC (Small) - Fuel Sub - Marine | 0.032178 | 1 | 1 | CBSA 2014, adjusted to reflect new efficiencies | 0 | 2012 | 1 | SWHC046-02
COM-HVAC-FS-20.40 | Com ¦ Small Code HVAC System Integrated Furnace and AC - Marine ¦ SCG ¦ Marine | Com ¦ Small Code HVAC System Integrated Furnace and AC - Marine | SCG ¦ Marine | SCG | All | Electric & Gas | Code AC with gas furnace, <65 kbtuh | Average Existing and Code | 0 | Conventional | HVAC | Com - Lodging | Com | ROB Only | 0 | 1000 sqft2 of floor space | Cap-Tons | 15 | DEER:HVAC_Split-Package_HP | 0 | 0 | 0 | SWHC046-02 | 1093.6667 | 2021 | 0 | 569.55 | 2021 | 0 | 0 | SWHC046-02 | Com Central HVAC (Small) - Fuel Sub - Marine ¦ SCG ¦ Marine | Com Central HVAC (Small) - Fuel Sub - Marine | 0.018069 | 1 | 1 | CBSA 2014, adjusted to reflect new efficiencies | 0 | 2012 | 1 | SWHC046-02
COM-HVAC-FS-20.41 | Com ¦ Small Code HVAC System Integrated Furnace and AC - Marine ¦ SCG ¦ Marine | Com ¦ Small Code HVAC System Integrated Furnace and AC - Marine | SCG ¦ Marine | SCG | All | Electric & Gas | Code AC with gas furnace, <65 kbtuh | Average Existing and Code | 0 | Conventional | HVAC | Com - Office (Large) | Com | ROB Only | 0 | 1000 sqft2 of floor space | Cap-Tons | 15 | DEER:HVAC_Split-Package_HP | 0 | 0 | 0 | SWHC046-02 | 1093.6667 | 2021 | 0 | 569.55 | 2021 | 0 | 0 | SWHC046-02 | Com Central HVAC (Small) - Fuel Sub - Marine ¦ SCG ¦ Marine | Com Central HVAC (Small) - Fuel Sub - Marine | 0.023953 | 1 | 1 | CBSA 2014, adjusted to reflect new efficiencies | 0 | 2012 | 1 | SWHC046-02
COM-HVAC-FS-20.42 | Com ¦ Small Code HVAC System Integrated Furnace and AC - Marine ¦ SCG ¦ Marine | Com ¦ Small Code HVAC System Integrated Furnace and AC - Marine | SCG ¦ Marine | SCG | All | Electric & Gas | Code AC with gas furnace, <65 kbtuh | Average Existing and Code | 0 | Conventional | HVAC | Com - Office (Small) | Com | ROB Only | 0 | 1000 sqft2 of floor space | Cap-Tons | 15 | DEER:HVAC_Split-Package_HP | 0 | 0 | 0 | SWHC046-02 | 1093.6667 | 2021 | 0 | 569.55 | 2021 | 0 | 0 | SWHC046-02 | Com Central HVAC (Small) - Fuel Sub - Marine ¦ SCG ¦ Marine | Com Central HVAC (Small) - Fuel Sub - Marine | 0.027176 | 1 | 1 | CBSA 2014, adjusted to reflect new efficiencies | 0 | 2012 | 1 | SWHC046-02
COM-HVAC-FS-20.43 | Com ¦ Small Code HVAC System Integrated Furnace and AC - Marine ¦ SCG ¦ Marine | Com ¦ Small Code HVAC System Integrated Furnace and AC - Marine | SCG ¦ Marine | SCG | All | Electric & Gas | Code AC with gas furnace, <65 kbtuh | Average Existing and Code | 0 | Conventional | HVAC | Com - Other | Com | ROB Only | 0 | 1000 sqft2 of floor space | Cap-Tons | 15 | DEER:HVAC_Split-Package_HP | 0 | 0 | 0 | SWHC046-02 | 1093.6667 | 2021 | 0 | 569.55 | 2021 | 0 | 0 | SWHC046-02 | Com Central HVAC (Small) - Fuel Sub - Marine ¦ SCG ¦ Marine | Com Central HVAC (Small) - Fuel Sub - Marine | 0.038925 | 1 | 1 | CBSA 2014, adjusted to reflect new efficiencies | 0 | 2012 | 1 | SWHC046-02
COM-HVAC-FS-20.45 | Com ¦ Small Code HVAC System Integrated Furnace and AC - Marine ¦ SCG ¦ Marine | Com ¦ Small Code HVAC System Integrated Furnace and AC - Marine | SCG ¦ Marine | SCG | All | Electric & Gas | Code AC with gas furnace, <65 kbtuh | Average Existing and Code | 0 | Conventional | HVAC | Com - Restaurant | Com | ROB Only | 0 | 1000 sqft2 of floor space | Cap-Tons | 15 | DEER:HVAC_Split-Package_HP | 0 | 0 | 0 | SWHC046-02 | 1093.6667 | 2021 | 0 | 569.55 | 2021 | 0 | 0 | SWHC046-02 | Com Central HVAC (Small) - Fuel Sub - Marine ¦ SCG ¦ Marine | Com Central HVAC (Small) - Fuel Sub - Marine | 0.039657 | 1 | 1 | CBSA 2014, adjusted to reflect new efficiencies | 0 | 2012 | 1 | SWHC046-02
COM-HVAC-FS-20.46 | Com ¦ Small Code HVAC System Integrated Furnace and AC - Marine ¦ SCG ¦ Marine | Com ¦ Small Code HVAC System Integrated Furnace and AC - Marine | SCG ¦ Marine | SCG | All | Electric & Gas | Code AC with gas furnace, <65 kbtuh | Average Existing and Code | 0 | Conventional | HVAC | Com - Retail | Com | ROB Only | 0 | 1000 sqft2 of floor space | Cap-Tons | 15 | DEER:HVAC_Split-Package_HP | 0 | 0 | 0 | SWHC046-02 | 1093.6667 | 2021 | 0 | 569.55 | 2021 | 0 | 0 | SWHC046-02 | Com Central HVAC (Small) - Fuel Sub - Marine ¦ SCG ¦ Marine | Com Central HVAC (Small) - Fuel Sub - Marine | 0.016778 | 1 | 1 | CBSA 2014, adjusted to reflect new efficiencies | 0 | 2012 | 1 | SWHC046-02
COM-HVAC-FS-20.47 | Com ¦ Small Code HVAC System Integrated Furnace and AC - Marine ¦ SCG ¦ Marine | Com ¦ Small Code HVAC System Integrated Furnace and AC - Marine | SCG ¦ Marine | SCG | All | Electric & Gas | Code AC with gas furnace, <65 kbtuh | Average Existing and Code | 0 | Conventional | HVAC | Com - School | Com | ROB Only | 0 | 1000 sqft2 of floor space | Cap-Tons | 15 | DEER:HVAC_Split-Package_HP | 0 | 0 | 0 | SWHC046-02 | 1093.6667 | 2021 | 0 | 569.55 | 2021 | 0 | 0 | SWHC046-02 | Com Central HVAC (Small) - Fuel Sub - Marine ¦ SCG ¦ Marine | Com Central HVAC (Small) - Fuel Sub - Marine | 0.027322 | 1 | 1 | CBSA 2014, adjusted to reflect new efficiencies | 0 | 2012 | 1 | SWHC046-02
COM-HVAC-FS-20.48 | Com ¦ Small Code HVAC System Integrated Furnace and AC - Marine ¦ SCG ¦ Marine | Com ¦ Small Code HVAC System Integrated Furnace and AC - Marine | SCG ¦ Marine | SCG | All | Electric & Gas | Code AC with gas furnace, <65 kbtuh | Average Existing and Code | 0 | Conventional | HVAC | Com - Warehouse | Com | ROB Only | 0 | 1000 sqft2 of floor space | Cap-Tons | 15 | DEER:HVAC_Split-Package_HP | 0 | 0 | 0 | SWHC046-02 | 1093.6667 | 2021 | 0 | 569.55 | 2021 | 0 | 0 | SWHC046-02 | Com Central HVAC (Small) - Fuel Sub - Marine ¦ SCG ¦ Marine | Com Central HVAC (Small) - Fuel Sub - Marine | 0.0051386 | 1 | 1 | CBSA 2014, adjusted to reflect new efficiencies | 0 | 2012 | 1 | SWHC046-02
COM-HVAC-FS-20.49 | Com ¦ Small Code HVAC System Integrated Furnace and AC - Hot-Dry ¦ SCG ¦ Hot-Dry | Com ¦ Small Code HVAC System Integrated Furnace and AC - Hot-Dry | SCG ¦ Hot-Dry | SCG | All | Electric & Gas | Code AC with gas furnace, <65 kbtuh | Average Existing and Code | 0 | Conventional | HVAC | Com - College | Com | ROB Only | 0 | 1000 sqft2 of floor space | Cap-Tons | 15 | DEER:HVAC_Split-Package_HP | 0 | 0 | 0 | SWHC046-02 | 1093.6667 | 2021 | 0 | 569.55 | 2021 | 0 | 0 | SWHC046-02 | Com Central HVAC (Small) - Fuel Sub - Hot-Dry ¦ SCG ¦ Hot-Dry | Com Central HVAC (Small) - Fuel Sub - Hot-Dry | 0.022689 | 1 | 1 | CBSA 2014, adjusted to reflect new efficiencies | 0 | 2012 | 1 | SWHC046-02
COM-HVAC-FS-20.50 | Com ¦ Small Code HVAC System Integrated Furnace and AC - Hot-Dry ¦ SCG ¦ Hot-Dry | Com ¦ Small Code HVAC System Integrated Furnace and AC - Hot-Dry | SCG ¦ Hot-Dry | SCG | All | Electric & Gas | Code AC with gas furnace, <65 kbtuh | Average Existing and Code | 0 | Conventional | HVAC | Com - Grocery | Com | ROB Only | 0 | 1000 sqft2 of floor space | Cap-Tons | 15 | DEER:HVAC_Split-Package_HP | 0 | 0 | 0 | SWHC046-02 | 1093.6667 | 2021 | 0 | 569.55 | 2021 | 0 | 0 | SWHC046-02 | Com Central HVAC (Small) - Fuel Sub - Hot-Dry ¦ SCG ¦ Hot-Dry | Com Central HVAC (Small) - Fuel Sub - Hot-Dry | 0.040359 | 1 | 1 | CBSA 2014, adjusted to reflect new efficiencies | 0 | 2012 | 1 | SWHC046-02
COM-HVAC-FS-20.51 | Com ¦ Small Code HVAC System Integrated Furnace and AC - Hot-Dry ¦ SCG ¦ Hot-Dry | Com ¦ Small Code HVAC System Integrated Furnace and AC - Hot-Dry | SCG ¦ Hot-Dry | SCG | All | Electric & Gas | Code AC with gas furnace, <65 kbtuh | Average Existing and Code | 0 | Conventional | HVAC | Com - Health | Com | ROB Only | 0 | 1000 sqft2 of floor space | Cap-Tons | 15 | DEER:HVAC_Split-Package_HP | 0 | 0 | 0 | SWHC046-02 | 1093.6667 | 2021 | 0 | 569.55 | 2021 | 0 | 0 | SWHC046-02 | Com Central HVAC (Small) - Fuel Sub - Hot-Dry ¦ SCG ¦ Hot-Dry | Com Central HVAC (Small) - Fuel Sub - Hot-Dry | 0.032178 | 1 | 1 | CBSA 2014, adjusted to reflect new efficiencies | 0 | 2012 | 1 | SWHC046-02
COM-HVAC-FS-20.52 | Com ¦ Small Code HVAC System Integrated Furnace and AC - Hot-Dry ¦ SCG ¦ Hot-Dry | Com ¦ Small Code HVAC System Integrated Furnace and AC - Hot-Dry | SCG ¦ Hot-Dry | SCG | All | Electric & Gas | Code AC with gas furnace, <65 kbtuh | Average Existing and Code | 0 | Conventional | HVAC | Com - Lodging | Com | ROB Only | 0 | 1000 sqft2 of floor space | Cap-Tons | 15 | DEER:HVAC_Split-Package_HP | 0 | 0 | 0 | SWHC046-02 | 1093.6667 | 2021 | 0 | 569.55 | 2021 | 0 | 0 | SWHC046-02 | Com Central HVAC (Small) - Fuel Sub - Hot-Dry ¦ SCG ¦ Hot-Dry | Com Central HVAC (Small) - Fuel Sub - Hot-Dry | 0.018069 | 1 | 1 | CBSA 2014, adjusted to reflect new efficiencies | 0 | 2012 | 1 | SWHC046-02
COM-HVAC-FS-20.53 | Com ¦ Small Code HVAC System Integrated Furnace and AC - Hot-Dry ¦ SCG ¦ Hot-Dry | Com ¦ Small Code HVAC System Integrated Furnace and AC - Hot-Dry | SCG ¦ Hot-Dry | SCG | All | Electric & Gas | Code AC with gas furnace, <65 kbtuh | Average Existing and Code | 0 | Conventional | HVAC | Com - Office (Large) | Com | ROB Only | 0 | 1000 sqft2 of floor space | Cap-Tons | 15 | DEER:HVAC_Split-Package_HP | 0 | 0 | 0 | SWHC046-02 | 1093.6667 | 2021 | 0 | 569.55 | 2021 | 0 | 0 | SWHC046-02 | Com Central HVAC (Small) - Fuel Sub - Hot-Dry ¦ SCG ¦ Hot-Dry | Com Central HVAC (Small) - Fuel Sub - Hot-Dry | 0.023953 | 1 | 1 | CBSA 2014, adjusted to reflect new efficiencies | 0 | 2012 | 1 | SWHC046-02
COM-HVAC-FS-20.54 | Com ¦ Small Code HVAC System Integrated Furnace and AC - Hot-Dry ¦ SCG ¦ Hot-Dry | Com ¦ Small Code HVAC System Integrated Furnace and AC - Hot-Dry | SCG ¦ Hot-Dry | SCG | All | Electric & Gas | Code AC with gas furnace, <65 kbtuh | Average Existing and Code | 0 | Conventional | HVAC | Com - Office (Small) | Com | ROB Only | 0 | 1000 sqft2 of floor space | Cap-Tons | 15 | DEER:HVAC_Split-Package_HP | 0 | 0 | 0 | SWHC046-02 | 1093.6667 | 2021 | 0 | 569.55 | 2021 | 0 | 0 | SWHC046-02 | Com Central HVAC (Small) - Fuel Sub - Hot-Dry ¦ SCG ¦ Hot-Dry | Com Central HVAC (Small) - Fuel Sub - Hot-Dry | 0.027176 | 1 | 1 | CBSA 2014, adjusted to reflect new efficiencies | 0 | 2012 | 1 | SWHC046-02
COM-HVAC-FS-20.55 | Com ¦ Small Code HVAC System Integrated Furnace and AC - Hot-Dry ¦ SCG ¦ Hot-Dry | Com ¦ Small Code HVAC System Integrated Furnace and AC - Hot-Dry | SCG ¦ Hot-Dry | SCG | All | Electric & Gas | Code AC with gas furnace, <65 kbtuh | Average Existing and Code | 0 | Conventional | HVAC | Com - Other | Com | ROB Only | 0 | 1000 sqft2 of floor space | Cap-Tons | 15 | DEER:HVAC_Split-Package_HP | 0 | 0 | 0 | SWHC046-02 | 1093.6667 | 2021 | 0 | 569.55 | 2021 | 0 | 0 | SWHC046-02 | Com Central HVAC (Small) - Fuel Sub - Hot-Dry ¦ SCG ¦ Hot-Dry | Com Central HVAC (Small) - Fuel Sub - Hot-Dry | 0.038925 | 1 | 1 | CBSA 2014, adjusted to reflect new efficiencies | 0 | 2012 | 1 | SWHC046-02
COM-HVAC-FS-20.57 | Com ¦ Small Code HVAC System Integrated Furnace and AC - Hot-Dry ¦ SCG ¦ Hot-Dry | Com ¦ Small Code HVAC System Integrated Furnace and AC - Hot-Dry | SCG ¦ Hot-Dry | SCG | All | Electric & Gas | Code AC with gas furnace, <65 kbtuh | Average Existing and Code | 0 | Conventional | HVAC | Com - Restaurant | Com | ROB Only | 0 | 1000 sqft2 of floor space | Cap-Tons | 15 | DEER:HVAC_Split-Package_HP | 0 | 0 | 0 | SWHC046-02 | 1093.6667 | 2021 | 0 | 569.55 | 2021 | 0 | 0 | SWHC046-02 | Com Central HVAC (Small) - Fuel Sub - Hot-Dry ¦ SCG ¦ Hot-Dry | Com Central HVAC (Small) - Fuel Sub - Hot-Dry | 0.039657 | 1 | 1 | CBSA 2014, adjusted to reflect new efficiencies | 0 | 2012 | 1 | SWHC046-02
COM-HVAC-FS-20.58 | Com ¦ Small Code HVAC System Integrated Furnace and AC - Hot-Dry ¦ SCG ¦ Hot-Dry | Com ¦ Small Code HVAC System Integrated Furnace and AC - Hot-Dry | SCG ¦ Hot-Dry | SCG | All | Electric & Gas | Code AC with gas furnace, <65 kbtuh | Average Existing and Code | 0 | Conventional | HVAC | Com - Retail | Com | ROB Only | 0 | 1000 sqft2 of floor space | Cap-Tons | 15 | DEER:HVAC_Split-Package_HP | 0 | 0 | 0 | SWHC046-02 | 1093.6667 | 2021 | 0 | 569.55 | 2021 | 0 | 0 | SWHC046-02 | Com Central HVAC (Small) - Fuel Sub - Hot-Dry ¦ SCG ¦ Hot-Dry | Com Central HVAC (Small) - Fuel Sub - Hot-Dry | 0.016778 | 1 | 1 | CBSA 2014, adjusted to reflect new efficiencies | 0 | 2012 | 1 | SWHC046-02
COM-HVAC-FS-20.59 | Com ¦ Small Code HVAC System Integrated Furnace and AC - Hot-Dry ¦ SCG ¦ Hot-Dry | Com ¦ Small Code HVAC System Integrated Furnace and AC - Hot-Dry | SCG ¦ Hot-Dry | SCG | All | Electric & Gas | Code AC with gas furnace, <65 kbtuh | Average Existing and Code | 0 | Conventional | HVAC | Com - School | Com | ROB Only | 0 | 1000 sqft2 of floor space | Cap-Tons | 15 | DEER:HVAC_Split-Package_HP | 0 | 0 | 0 | SWHC046-02 | 1093.6667 | 2021 | 0 | 569.55 | 2021 | 0 | 0 | SWHC046-02 | Com Central HVAC (Small) - Fuel Sub - Hot-Dry ¦ SCG ¦ Hot-Dry | Com Central HVAC (Small) - Fuel Sub - Hot-Dry | 0.027322 | 1 | 1 | CBSA 2014, adjusted to reflect new efficiencies | 0 | 2012 | 1 | SWHC046-02
COM-HVAC-FS-20.60 | Com ¦ Small Code HVAC System Integrated Furnace and AC - Hot-Dry ¦ SCG ¦ Hot-Dry | Com ¦ Small Code HVAC System Integrated Furnace and AC - Hot-Dry | SCG ¦ Hot-Dry | SCG | All | Electric & Gas | Code AC with gas furnace, <65 kbtuh | Average Existing and Code | 0 | Conventional | HVAC | Com - Warehouse | Com | ROB Only | 0 | 1000 sqft2 of floor space | Cap-Tons | 15 | DEER:HVAC_Split-Package_HP | 0 | 0 | 0 | SWHC046-02 | 1093.6667 | 2021 | 0 | 569.55 | 2021 | 0 | 0 | SWHC046-02 | Com Central HVAC (Small) - Fuel Sub - Hot-Dry ¦ SCG ¦ Hot-Dry | Com Central HVAC (Small) - Fuel Sub - Hot-Dry | 0.0051386 | 1 | 1 | CBSA 2014, adjusted to reflect new efficiencies | 0 | 2012 | 1 | SWHC046-02
COM-HVAC-FS-20.61 | Com ¦ Small Code HVAC System Integrated Furnace and AC - Cold ¦ SCG ¦ Cold | Com ¦ Small Code HVAC System Integrated Furnace and AC - Cold | SCG ¦ Cold | SCG | All | Electric & Gas | Code AC with gas furnace, <65 kbtuh | Average Existing and Code | 0 | Conventional | HVAC | Com - College | Com | ROB Only | 0 | 1000 sqft2 of floor space | Cap-Tons | 15 | DEER:HVAC_Split-Package_HP | 0 | 0 | 0 | SWHC046-02 | 1093.6667 | 2021 | 0 | 569.55 | 2021 | 0 | 0 | SWHC046-02 | Com Central HVAC (Small) - Fuel Sub - Cold ¦ SCG ¦ Cold | Com Central HVAC (Small) - Fuel Sub - Cold | 0.022689 | 1 | 1 | CBSA 2014, adjusted to reflect new efficiencies | 0 | 2012 | 1 | SWHC046-02
COM-HVAC-FS-20.62 | Com ¦ Small Code HVAC System Integrated Furnace and AC - Cold ¦ SCG ¦ Cold | Com ¦ Small Code HVAC System Integrated Furnace and AC - Cold | SCG ¦ Cold | SCG | All | Electric & Gas | Code AC with gas furnace, <65 kbtuh | Average Existing and Code | 0 | Conventional | HVAC | Com - Grocery | Com | ROB Only | 0 | 1000 sqft2 of floor space | Cap-Tons | 15 | DEER:HVAC_Split-Package_HP | 0 | 0 | 0 | SWHC046-02 | 1093.6667 | 2021 | 0 | 569.55 | 2021 | 0 | 0 | SWHC046-02 | Com Central HVAC (Small) - Fuel Sub - Cold ¦ SCG ¦ Cold | Com Central HVAC (Small) - Fuel Sub - Cold | 0.040359 | 1 | 1 | CBSA 2014, adjusted to reflect new efficiencies | 0 | 2012 | 1 | SWHC046-02
COM-HVAC-FS-20.63 | Com ¦ Small Code HVAC System Integrated Furnace and AC - Cold ¦ SCG ¦ Cold | Com ¦ Small Code HVAC System Integrated Furnace and AC - Cold | SCG ¦ Cold | SCG | All | Electric & Gas | Code AC with gas furnace, <65 kbtuh | Average Existing and Code | 0 | Conventional | HVAC | Com - Health | Com | ROB Only | 0 | 1000 sqft2 of floor space | Cap-Tons | 15 | DEER:HVAC_Split-Package_HP | 0 | 0 | 0 | SWHC046-02 | 1093.6667 | 2021 | 0 | 569.55 | 2021 | 0 | 0 | SWHC046-02 | Com Central HVAC (Small) - Fuel Sub - Cold ¦ SCG ¦ Cold | Com Central HVAC (Small) - Fuel Sub - Cold | 0.032178 | 1 | 1 | CBSA 2014, adjusted to reflect new efficiencies | 0 | 2012 | 1 | SWHC046-02
COM-HVAC-FS-20.64 | Com ¦ Small Code HVAC System Integrated Furnace and AC - Cold ¦ SCG ¦ Cold | Com ¦ Small Code HVAC System Integrated Furnace and AC - Cold | SCG ¦ Cold | SCG | All | Electric & Gas | Code AC with gas furnace, <65 kbtuh | Average Existing and Code | 0 | Conventional | HVAC | Com - Lodging | Com | ROB Only | 0 | 1000 sqft2 of floor space | Cap-Tons | 15 | DEER:HVAC_Split-Package_HP | 0 | 0 | 0 | SWHC046-02 | 1093.6667 | 2021 | 0 | 569.55 | 2021 | 0 | 0 | SWHC046-02 | Com Central HVAC (Small) - Fuel Sub - Cold ¦ SCG ¦ Cold | Com Central HVAC (Small) - Fuel Sub - Cold | 0.018069 | 1 | 1 | CBSA 2014, adjusted to reflect new efficiencies | 0 | 2012 | 1 | SWHC046-02
COM-HVAC-FS-20.65 | Com ¦ Small Code HVAC System Integrated Furnace and AC - Cold ¦ SCG ¦ Cold | Com ¦ Small Code HVAC System Integrated Furnace and AC - Cold | SCG ¦ Cold | SCG | All | Electric & Gas | Code AC with gas furnace, <65 kbtuh | Average Existing and Code | 0 | Conventional | HVAC | Com - Office (Large) | Com | ROB Only | 0 | 1000 sqft2 of floor space | Cap-Tons | 15 | DEER:HVAC_Split-Package_HP | 0 | 0 | 0 | SWHC046-02 | 1093.6667 | 2021 | 0 | 569.55 | 2021 | 0 | 0 | SWHC046-02 | Com Central HVAC (Small) - Fuel Sub - Cold ¦ SCG ¦ Cold | Com Central HVAC (Small) - Fuel Sub - Cold | 0.023953 | 1 | 1 | CBSA 2014, adjusted to reflect new efficiencies | 0 | 2012 | 1 | SWHC046-02
COM-HVAC-FS-20.66 | Com ¦ Small Code HVAC System Integrated Furnace and AC - Cold ¦ SCG ¦ Cold | Com ¦ Small Code HVAC System Integrated Furnace and AC - Cold | SCG ¦ Cold | SCG | All | Electric & Gas | Code AC with gas furnace, <65 kbtuh | Average Existing and Code | 0 | Conventional | HVAC | Com - Office (Small) | Com | ROB Only | 0 | 1000 sqft2 of floor space | Cap-Tons | 15 | DEER:HVAC_Split-Package_HP | 0 | 0 | 0 | SWHC046-02 | 1093.6667 | 2021 | 0 | 569.55 | 2021 | 0 | 0 | SWHC046-02 | Com Central HVAC (Small) - Fuel Sub - Cold ¦ SCG ¦ Cold | Com Central HVAC (Small) - Fuel Sub - Cold | 0.027176 | 1 | 1 | CBSA 2014, adjusted to reflect new efficiencies | 0 | 2012 | 1 | SWHC046-02
COM-HVAC-FS-20.67 | Com ¦ Small Code HVAC System Integrated Furnace and AC - Cold ¦ SCG ¦ Cold | Com ¦ Small Code HVAC System Integrated Furnace and AC - Cold | SCG ¦ Cold | SCG | All | Electric & Gas | Code AC with gas furnace, <65 kbtuh | Average Existing and Code | 0 | Conventional | HVAC | Com - Other | Com | ROB Only | 0 | 1000 sqft2 of floor space | Cap-Tons | 15 | DEER:HVAC_Split-Package_HP | 0 | 0 | 0 | SWHC046-02 | 1093.6667 | 2021 | 0 | 569.55 | 2021 | 0 | 0 | SWHC046-02 | Com Central HVAC (Small) - Fuel Sub - Cold ¦ SCG ¦ Cold | Com Central HVAC (Small) - Fuel Sub - Cold | 0.038925 | 1 | 1 | CBSA 2014, adjusted to reflect new efficiencies | 0 | 2012 | 1 | SWHC046-02
COM-HVAC-FS-20.69 | Com ¦ Small Code HVAC System Integrated Furnace and AC - Cold ¦ SCG ¦ Cold | Com ¦ Small Code HVAC System Integrated Furnace and AC - Cold | SCG ¦ Cold | SCG | All | Electric & Gas | Code AC with gas furnace, <65 kbtuh | Average Existing and Code | 0 | Conventional | HVAC | Com - Restaurant | Com | ROB Only | 0 | 1000 sqft2 of floor space | Cap-Tons | 15 | DEER:HVAC_Split-Package_HP | 0 | 0 | 0 | SWHC046-02 | 1093.6667 | 2021 | 0 | 569.55 | 2021 | 0 | 0 | SWHC046-02 | Com Central HVAC (Small) - Fuel Sub - Cold ¦ SCG ¦ Cold | Com Central HVAC (Small) - Fuel Sub - Cold | 0.039657 | 1 | 1 | CBSA 2014, adjusted to reflect new efficiencies | 0 | 2012 | 1 | SWHC046-02
COM-HVAC-FS-20.70 | Com ¦ Small Code HVAC System Integrated Furnace and AC - Cold ¦ SCG ¦ Cold | Com ¦ Small Code HVAC System Integrated Furnace and AC - Cold | SCG ¦ Cold | SCG | All | Electric & Gas | Code AC with gas furnace, <65 kbtuh | Average Existing and Code | 0 | Conventional | HVAC | Com - Retail | Com | ROB Only | 0 | 1000 sqft2 of floor space | Cap-Tons | 15 | DEER:HVAC_Split-Package_HP | 0 | 0 | 0 | SWHC046-02 | 1093.6667 | 2021 | 0 | 569.55 | 2021 | 0 | 0 | SWHC046-02 | Com Central HVAC (Small) - Fuel Sub - Cold ¦ SCG ¦ Cold | Com Central HVAC (Small) - Fuel Sub - Cold | 0.016778 | 1 | 1 | CBSA 2014, adjusted to reflect new efficiencies | 0 | 2012 | 1 | SWHC046-02
COM-HVAC-FS-20.71 | Com ¦ Small Code HVAC System Integrated Furnace and AC - Cold ¦ SCG ¦ Cold | Com ¦ Small Code HVAC System Integrated Furnace and AC - Cold | SCG ¦ Cold | SCG | All | Electric & Gas | Code AC with gas furnace, <65 kbtuh | Average Existing and Code | 0 | Conventional | HVAC | Com - School | Com | ROB Only | 0 | 1000 sqft2 of floor space | Cap-Tons | 15 | DEER:HVAC_Split-Package_HP | 0 | 0 | 0 | SWHC046-02 | 1093.6667 | 2021 | 0 | 569.55 | 2021 | 0 | 0 | SWHC046-02 | Com Central HVAC (Small) - Fuel Sub - Cold ¦ SCG ¦ Cold | Com Central HVAC (Small) - Fuel Sub - Cold | 0.027322 | 1 | 1 | CBSA 2014, adjusted to reflect new efficiencies | 0 | 2012 | 1 | SWHC046-02
COM-HVAC-FS-20.72 | Com ¦ Small Code HVAC System Integrated Furnace and AC - Cold ¦ SCG ¦ Cold | Com ¦ Small Code HVAC System Integrated Furnace and AC - Cold | SCG ¦ Cold | SCG | All | Electric & Gas | Code AC with gas furnace, <65 kbtuh | Average Existing and Code | 0 | Conventional | HVAC | Com - Warehouse | Com | ROB Only | 0 | 1000 sqft2 of floor space | Cap-Tons | 15 | DEER:HVAC_Split-Package_HP | 0 | 0 | 0 | SWHC046-02 | 1093.6667 | 2021 | 0 | 569.55 | 2021 | 0 | 0 | SWHC046-02 | Com Central HVAC (Small) - Fuel Sub - Cold ¦ SCG ¦ Cold | Com Central HVAC (Small) - Fuel Sub - Cold | 0.0051386 | 1 | 1 | CBSA 2014, adjusted to reflect new efficiencies | 0 | 2012 | 1 | SWHC046-02
COM-HVAC-FS-20.73 | Com ¦ Small Code HVAC System Integrated Furnace and AC - Marine ¦ SDG&E ¦ Marine | Com ¦ Small Code HVAC System Integrated Furnace and AC - Marine | SDG&E ¦ Marine | SDG&E | All | Electric & Gas | Code AC with gas furnace, <65 kbtuh | Average Existing and Code | 0 | Conventional | HVAC | Com - College | Com | ROB Only | 0 | 1000 sqft2 of floor space | Cap-Tons | 15 | DEER:HVAC_Split-Package_HP | 0 | 0 | 0 | SWHC046-02 | 1093.6667 | 2021 | 0 | 569.55 | 2021 | 0 | 0 | SWHC046-02 | Com Central HVAC (Small) - Fuel Sub - Marine ¦ SDG&E ¦ Marine | Com Central HVAC (Small) - Fuel Sub - Marine | 0.022234 | 1 | 1 | CBSA 2014, adjusted to reflect new efficiencies | 0 | 2012 | 1 | SWHC046-02
COM-HVAC-FS-20.74 | Com ¦ Small Code HVAC System Integrated Furnace and AC - Marine ¦ SDG&E ¦ Marine | Com ¦ Small Code HVAC System Integrated Furnace and AC - Marine | SDG&E ¦ Marine | SDG&E | All | Electric & Gas | Code AC with gas furnace, <65 kbtuh | Average Existing and Code | 0 | Conventional | HVAC | Com - Grocery | Com | ROB Only | 0 | 1000 sqft2 of floor space | Cap-Tons | 15 | DEER:HVAC_Split-Package_HP | 0 | 0 | 0 | SWHC046-02 | 1093.6667 | 2021 | 0 | 569.55 | 2021 | 0 | 0 | SWHC046-02 | Com Central HVAC (Small) - Fuel Sub - Marine ¦ SDG&E ¦ Marine | Com Central HVAC (Small) - Fuel Sub - Marine | 0.041033 | 1 | 1 | CBSA 2014, adjusted to reflect new efficiencies | 0 | 2012 | 1 | SWHC046-02
COM-HVAC-FS-20.75 | Com ¦ Small Code HVAC System Integrated Furnace and AC - Marine ¦ SDG&E ¦ Marine | Com ¦ Small Code HVAC System Integrated Furnace and AC - Marine | SDG&E ¦ Marine | SDG&E | All | Electric & Gas | Code AC with gas furnace, <65 kbtuh | Average Existing and Code | 0 | Conventional | HVAC | Com - Health | Com | ROB Only | 0 | 1000 sqft2 of floor space | Cap-Tons | 15 | DEER:HVAC_Split-Package_HP | 0 | 0 | 0 | SWHC046-02 | 1093.6667 | 2021 | 0 | 569.55 | 2021 | 0 | 0 | SWHC046-02 | Com Central HVAC (Small) - Fuel Sub - Marine ¦ SDG&E ¦ Marine | Com Central HVAC (Small) - Fuel Sub - Marine | 0.031998 | 1 | 1 | CBSA 2014, adjusted to reflect new efficiencies | 0 | 2012 | 1 | SWHC046-02
COM-HVAC-FS-20.76 | Com ¦ Small Code HVAC System Integrated Furnace and AC - Marine ¦ SDG&E ¦ Marine | Com ¦ Small Code HVAC System Integrated Furnace and AC - Marine | SDG&E ¦ Marine | SDG&E | All | Electric & Gas | Code AC with gas furnace, <65 kbtuh | Average Existing and Code | 0 | Conventional | HVAC | Com - Lodging | Com | ROB Only | 0 | 1000 sqft2 of floor space | Cap-Tons | 15 | DEER:HVAC_Split-Package_HP | 0 | 0 | 0 | SWHC046-02 | 1093.6667 | 2021 | 0 | 569.55 | 2021 | 0 | 0 | SWHC046-02 | Com Central HVAC (Small) - Fuel Sub - Marine ¦ SDG&E ¦ Marine | Com Central HVAC (Small) - Fuel Sub - Marine | 0.017903 | 1 | 1 | CBSA 2014, adjusted to reflect new efficiencies | 0 | 2012 | 1 | SWHC046-02
COM-HVAC-FS-20.77 | Com ¦ Small Code HVAC System Integrated Furnace and AC - Marine ¦ SDG&E ¦ Marine | Com ¦ Small Code HVAC System Integrated Furnace and AC - Marine | SDG&E ¦ Marine | SDG&E | All | Electric & Gas | Code AC with gas furnace, <65 kbtuh | Average Existing and Code | 0 | Conventional | HVAC | Com - Office (Large) | Com | ROB Only | 0 | 1000 sqft2 of floor space | Cap-Tons | 15 | DEER:HVAC_Split-Package_HP | 0 | 0 | 0 | SWHC046-02 | 1093.6667 | 2021 | 0 | 569.55 | 2021 | 0 | 0 | SWHC046-02 | Com Central HVAC (Small) - Fuel Sub - Marine ¦ SDG&E ¦ Marine | Com Central HVAC (Small) - Fuel Sub - Marine | 0.023374 | 1 | 1 | CBSA 2014, adjusted to reflect new efficiencies | 0 | 2012 | 1 | SWHC046-02
COM-HVAC-FS-20.78 | Com ¦ Small Code HVAC System Integrated Furnace and AC - Marine ¦ SDG&E ¦ Marine | Com ¦ Small Code HVAC System Integrated Furnace and AC - Marine | SDG&E ¦ Marine | SDG&E | All | Electric & Gas | Code AC with gas furnace, <65 kbtuh | Average Existing and Code | 0 | Conventional | HVAC | Com - Office (Small) | Com | ROB Only | 0 | 1000 sqft2 of floor space | Cap-Tons | 15 | DEER:HVAC_Split-Package_HP | 0 | 0 | 0 | SWHC046-02 | 1093.6667 | 2021 | 0 | 569.55 | 2021 | 0 | 0 | SWHC046-02 | Com Central HVAC (Small) - Fuel Sub - Marine ¦ SDG&E ¦ Marine | Com Central HVAC (Small) - Fuel Sub - Marine | 0.028381 | 1 | 1 | CBSA 2014, adjusted to reflect new efficiencies | 0 | 2012 | 1 | SWHC046-02
COM-HVAC-FS-20.79 | Com ¦ Small Code HVAC System Integrated Furnace and AC - Marine ¦ SDG&E ¦ Marine | Com ¦ Small Code HVAC System Integrated Furnace and AC - Marine | SDG&E ¦ Marine | SDG&E | All | Electric & Gas | Code AC with gas furnace, <65 kbtuh | Average Existing and Code | 0 | Conventional | HVAC | Com - Other | Com | ROB Only | 0 | 1000 sqft2 of floor space | Cap-Tons | 15 | DEER:HVAC_Split-Package_HP | 0 | 0 | 0 | SWHC046-02 | 1093.6667 | 2021 | 0 | 569.55 | 2021 | 0 | 0 | SWHC046-02 | Com Central HVAC (Small) - Fuel Sub - Marine ¦ SDG&E ¦ Marine | Com Central HVAC (Small) - Fuel Sub - Marine | 0.03826 | 1 | 1 | CBSA 2014, adjusted to reflect new efficiencies | 0 | 2012 | 1 | SWHC046-02
COM-HVAC-FS-20.81 | Com ¦ Small Code HVAC System Integrated Furnace and AC - Marine ¦ SDG&E ¦ Marine | Com ¦ Small Code HVAC System Integrated Furnace and AC - Marine | SDG&E ¦ Marine | SDG&E | All | Electric & Gas | Code AC with gas furnace, <65 kbtuh | Average Existing and Code | 0 | Conventional | HVAC | Com - Restaurant | Com | ROB Only | 0 | 1000 sqft2 of floor space | Cap-Tons | 15 | DEER:HVAC_Split-Package_HP | 0 | 0 | 0 | SWHC046-02 | 1093.6667 | 2021 | 0 | 569.55 | 2021 | 0 | 0 | SWHC046-02 | Com Central HVAC (Small) - Fuel Sub - Marine ¦ SDG&E ¦ Marine | Com Central HVAC (Small) - Fuel Sub - Marine | 0.041427 | 1 | 1 | CBSA 2014, adjusted to reflect new efficiencies | 0 | 2012 | 1 | SWHC046-02
COM-HVAC-FS-20.82 | Com ¦ Small Code HVAC System Integrated Furnace and AC - Marine ¦ SDG&E ¦ Marine | Com ¦ Small Code HVAC System Integrated Furnace and AC - Marine | SDG&E ¦ Marine | SDG&E | All | Electric & Gas | Code AC with gas furnace, <65 kbtuh | Average Existing and Code | 0 | Conventional | HVAC | Com - Retail | Com | ROB Only | 0 | 1000 sqft2 of floor space | Cap-Tons | 15 | DEER:HVAC_Split-Package_HP | 0 | 0 | 0 | SWHC046-02 | 1093.6667 | 2021 | 0 | 569.55 | 2021 | 0 | 0 | SWHC046-02 | Com Central HVAC (Small) - Fuel Sub - Marine ¦ SDG&E ¦ Marine | Com Central HVAC (Small) - Fuel Sub - Marine | 0.016794 | 1 | 1 | CBSA 2014, adjusted to reflect new efficiencies | 0 | 2012 | 1 | SWHC046-02
COM-HVAC-FS-20.83 | Com ¦ Small Code HVAC System Integrated Furnace and AC - Marine ¦ SDG&E ¦ Marine | Com ¦ Small Code HVAC System Integrated Furnace and AC - Marine | SDG&E ¦ Marine | SDG&E | All | Electric & Gas | Code AC with gas furnace, <65 kbtuh | Average Existing and Code | 0 | Conventional | HVAC | Com - School | Com | ROB Only | 0 | 1000 sqft2 of floor space | Cap-Tons | 15 | DEER:HVAC_Split-Package_HP | 0 | 0 | 0 | SWHC046-02 | 1093.6667 | 2021 | 0 | 569.55 | 2021 | 0 | 0 | SWHC046-02 | Com Central HVAC (Small) - Fuel Sub - Marine ¦ SDG&E ¦ Marine | Com Central HVAC (Small) - Fuel Sub - Marine | 0.028241 | 1 | 1 | CBSA 2014, adjusted to reflect new efficiencies | 0 | 2012 | 1 | SWHC046-02
COM-HVAC-FS-20.84 | Com ¦ Small Code HVAC System Integrated Furnace and AC - Marine ¦ SDG&E ¦ Marine | Com ¦ Small Code HVAC System Integrated Furnace and AC - Marine | SDG&E ¦ Marine | SDG&E | All | Electric & Gas | Code AC with gas furnace, <65 kbtuh | Average Existing and Code | 0 | Conventional | HVAC | Com - Warehouse | Com | ROB Only | 0 | 1000 sqft2 of floor space | Cap-Tons | 15 | DEER:HVAC_Split-Package_HP | 0 | 0 | 0 | SWHC046-02 | 1093.6667 | 2021 | 0 | 569.55 | 2021 | 0 | 0 | SWHC046-02 | Com Central HVAC (Small) - Fuel Sub - Marine ¦ SDG&E ¦ Marine | Com Central HVAC (Small) - Fuel Sub - Marine | 0.0051502 | 1 | 1 | CBSA 2014, adjusted to reflect new efficiencies | 0 | 2012 | 1 | SWHC046-02
COM-HVAC-FS-20.85 | Com ¦ Small Code HVAC System Integrated Furnace and AC - Hot-Dry ¦ SDG&E ¦ Hot-Dry | Com ¦ Small Code HVAC System Integrated Furnace and AC - Hot-Dry | SDG&E ¦ Hot-Dry | SDG&E | All | Electric & Gas | Code AC with gas furnace, <65 kbtuh | Average Existing and Code | 0 | Conventional | HVAC | Com - College | Com | ROB Only | 0 | 1000 sqft2 of floor space | Cap-Tons | 15 | DEER:HVAC_Split-Package_HP | 0 | 0 | 0 | SWHC046-02 | 1093.6667 | 2021 | 0 | 569.55 | 2021 | 0 | 0 | SWHC046-02 | Com Central HVAC (Small) - Fuel Sub - Hot-Dry ¦ SDG&E ¦ Hot-Dry | Com Central HVAC (Small) - Fuel Sub - Hot-Dry | 0.022234 | 1 | 1 | CBSA 2014, adjusted to reflect new efficiencies | 0 | 2012 | 1 | SWHC046-02
COM-HVAC-FS-20.86 | Com ¦ Small Code HVAC System Integrated Furnace and AC - Hot-Dry ¦ SDG&E ¦ Hot-Dry | Com ¦ Small Code HVAC System Integrated Furnace and AC - Hot-Dry | SDG&E ¦ Hot-Dry | SDG&E | All | Electric & Gas | Code AC with gas furnace, <65 kbtuh | Average Existing and Code | 0 | Conventional | HVAC | Com - Grocery | Com | ROB Only | 0 | 1000 sqft2 of floor space | Cap-Tons | 15 | DEER:HVAC_Split-Package_HP | 0 | 0 | 0 | SWHC046-02 | 1093.6667 | 2021 | 0 | 569.55 | 2021 | 0 | 0 | SWHC046-02 | Com Central HVAC (Small) - Fuel Sub - Hot-Dry ¦ SDG&E ¦ Hot-Dry | Com Central HVAC (Small) - Fuel Sub - Hot-Dry | 0.041033 | 1 | 1 | CBSA 2014, adjusted to reflect new efficiencies | 0 | 2012 | 1 | SWHC046-02
COM-HVAC-FS-20.87 | Com ¦ Small Code HVAC System Integrated Furnace and AC - Hot-Dry ¦ SDG&E ¦ Hot-Dry | Com ¦ Small Code HVAC System Integrated Furnace and AC - Hot-Dry | SDG&E ¦ Hot-Dry | SDG&E | All | Electric & Gas | Code AC with gas furnace, <65 kbtuh | Average Existing and Code | 0 | Conventional | HVAC | Com - Health | Com | ROB Only | 0 | 1000 sqft2 of floor space | Cap-Tons | 15 | DEER:HVAC_Split-Package_HP | 0 | 0 | 0 | SWHC046-02 | 1093.6667 | 2021 | 0 | 569.55 | 2021 | 0 | 0 | SWHC046-02 | Com Central HVAC (Small) - Fuel Sub - Hot-Dry ¦ SDG&E ¦ Hot-Dry | Com Central HVAC (Small) - Fuel Sub - Hot-Dry | 0.031998 | 1 | 1 | CBSA 2014, adjusted to reflect new efficiencies | 0 | 2012 | 1 | SWHC046-02
COM-HVAC-FS-20.88 | Com ¦ Small Code HVAC System Integrated Furnace and AC - Hot-Dry ¦ SDG&E ¦ Hot-Dry | Com ¦ Small Code HVAC System Integrated Furnace and AC - Hot-Dry | SDG&E ¦ Hot-Dry | SDG&E | All | Electric & Gas | Code AC with gas furnace, <65 kbtuh | Average Existing and Code | 0 | Conventional | HVAC | Com - Lodging | Com | ROB Only | 0 | 1000 sqft2 of floor space | Cap-Tons | 15 | DEER:HVAC_Split-Package_HP | 0 | 0 | 0 | SWHC046-02 | 1093.6667 | 2021 | 0 | 569.55 | 2021 | 0 | 0 | SWHC046-02 | Com Central HVAC (Small) - Fuel Sub - Hot-Dry ¦ SDG&E ¦ Hot-Dry | Com Central HVAC (Small) - Fuel Sub - Hot-Dry | 0.017903 | 1 | 1 | CBSA 2014, adjusted to reflect new efficiencies | 0 | 2012 | 1 | SWHC046-02
COM-HVAC-FS-20.89 | Com ¦ Small Code HVAC System Integrated Furnace and AC - Hot-Dry ¦ SDG&E ¦ Hot-Dry | Com ¦ Small Code HVAC System Integrated Furnace and AC - Hot-Dry | SDG&E ¦ Hot-Dry | SDG&E | All | Electric & Gas | Code AC with gas furnace, <65 kbtuh | Average Existing and Code | 0 | Conventional | HVAC | Com - Office (Large) | Com | ROB Only | 0 | 1000 sqft2 of floor space | Cap-Tons | 15 | DEER:HVAC_Split-Package_HP | 0 | 0 | 0 | SWHC046-02 | 1093.6667 | 2021 | 0 | 569.55 | 2021 | 0 | 0 | SWHC046-02 | Com Central HVAC (Small) - Fuel Sub - Hot-Dry ¦ SDG&E ¦ Hot-Dry | Com Central HVAC (Small) - Fuel Sub - Hot-Dry | 0.023374 | 1 | 1 | CBSA 2014, adjusted to reflect new efficiencies | 0 | 2012 | 1 | SWHC046-02
COM-HVAC-FS-20.90 | Com ¦ Small Code HVAC System Integrated Furnace and AC - Hot-Dry ¦ SDG&E ¦ Hot-Dry | Com ¦ Small Code HVAC System Integrated Furnace and AC - Hot-Dry | SDG&E ¦ Hot-Dry | SDG&E | All | Electric & Gas | Code AC with gas furnace, <65 kbtuh | Average Existing and Code | 0 | Conventional | HVAC | Com - Office (Small) | Com | ROB Only | 0 | 1000 sqft2 of floor space | Cap-Tons | 15 | DEER:HVAC_Split-Package_HP | 0 | 0 | 0 | SWHC046-02 | 1093.6667 | 2021 | 0 | 569.55 | 2021 | 0 | 0 | SWHC046-02 | Com Central HVAC (Small) - Fuel Sub - Hot-Dry ¦ SDG&E ¦ Hot-Dry | Com Central HVAC (Small) - Fuel Sub - Hot-Dry | 0.028381 | 1 | 1 | CBSA 2014, adjusted to reflect new efficiencies | 0 | 2012 | 1 | SWHC046-02
COM-HVAC-FS-20.91 | Com ¦ Small Code HVAC System Integrated Furnace and AC - Hot-Dry ¦ SDG&E ¦ Hot-Dry | Com ¦ Small Code HVAC System Integrated Furnace and AC - Hot-Dry | SDG&E ¦ Hot-Dry | SDG&E | All | Electric & Gas | Code AC with gas furnace, <65 kbtuh | Average Existing and Code | 0 | Conventional | HVAC | Com - Other | Com | ROB Only | 0 | 1000 sqft2 of floor space | Cap-Tons | 15 | DEER:HVAC_Split-Package_HP | 0 | 0 | 0 | SWHC046-02 | 1093.6667 | 2021 | 0 | 569.55 | 2021 | 0 | 0 | SWHC046-02 | Com Central HVAC (Small) - Fuel Sub - Hot-Dry ¦ SDG&E ¦ Hot-Dry | Com Central HVAC (Small) - Fuel Sub - Hot-Dry | 0.03826 | 1 | 1 | CBSA 2014, adjusted to reflect new efficiencies | 0 | 2012 | 1 | SWHC046-02
COM-HVAC-FS-20.93 | Com ¦ Small Code HVAC System Integrated Furnace and AC - Hot-Dry ¦ SDG&E ¦ Hot-Dry | Com ¦ Small Code HVAC System Integrated Furnace and AC - Hot-Dry | SDG&E ¦ Hot-Dry | SDG&E | All | Electric & Gas | Code AC with gas furnace, <65 kbtuh | Average Existing and Code | 0 | Conventional | HVAC | Com - Restaurant | Com | ROB Only | 0 | 1000 sqft2 of floor space | Cap-Tons | 15 | DEER:HVAC_Split-Package_HP | 0 | 0 | 0 | SWHC046-02 | 1093.6667 | 2021 | 0 | 569.55 | 2021 | 0 | 0 | SWHC046-02 | Com Central HVAC (Small) - Fuel Sub - Hot-Dry ¦ SDG&E ¦ Hot-Dry | Com Central HVAC (Small) - Fuel Sub - Hot-Dry | 0.041427 | 1 | 1 | CBSA 2014, adjusted to reflect new efficiencies | 0 | 2012 | 1 | SWHC046-02
COM-HVAC-FS-20.94 | Com ¦ Small Code HVAC System Integrated Furnace and AC - Hot-Dry ¦ SDG&E ¦ Hot-Dry | Com ¦ Small Code HVAC System Integrated Furnace and AC - Hot-Dry | SDG&E ¦ Hot-Dry | SDG&E | All | Electric & Gas | Code AC with gas furnace, <65 kbtuh | Average Existing and Code | 0 | Conventional | HVAC | Com - Retail | Com | ROB Only | 0 | 1000 sqft2 of floor space | Cap-Tons | 15 | DEER:HVAC_Split-Package_HP | 0 | 0 | 0 | SWHC046-02 | 1093.6667 | 2021 | 0 | 569.55 | 2021 | 0 | 0 | SWHC046-02 | Com Central HVAC (Small) - Fuel Sub - Hot-Dry ¦ SDG&E ¦ Hot-Dry | Com Central HVAC (Small) - Fuel Sub - Hot-Dry | 0.016794 | 1 | 1 | CBSA 2014, adjusted to reflect new efficiencies | 0 | 2012 | 1 | SWHC046-02
COM-HVAC-FS-20.95 | Com ¦ Small Code HVAC System Integrated Furnace and AC - Hot-Dry ¦ SDG&E ¦ Hot-Dry | Com ¦ Small Code HVAC System Integrated Furnace and AC - Hot-Dry | SDG&E ¦ Hot-Dry | SDG&E | All | Electric & Gas | Code AC with gas furnace, <65 kbtuh | Average Existing and Code | 0 | Conventional | HVAC | Com - School | Com | ROB Only | 0 | 1000 sqft2 of floor space | Cap-Tons | 15 | DEER:HVAC_Split-Package_HP | 0 | 0 | 0 | SWHC046-02 | 1093.6667 | 2021 | 0 | 569.55 | 2021 | 0 | 0 | SWHC046-02 | Com Central HVAC (Small) - Fuel Sub - Hot-Dry ¦ SDG&E ¦ Hot-Dry | Com Central HVAC (Small) - Fuel Sub - Hot-Dry | 0.028241 | 1 | 1 | CBSA 2014, adjusted to reflect new efficiencies | 0 | 2012 | 1 | SWHC046-02
COM-HVAC-FS-20.96 | Com ¦ Small Code HVAC System Integrated Furnace and AC - Hot-Dry ¦ SDG&E ¦ Hot-Dry | Com ¦ Small Code HVAC System Integrated Furnace and AC - Hot-Dry | SDG&E ¦ Hot-Dry | SDG&E | All | Electric & Gas | Code AC with gas furnace, <65 kbtuh | Average Existing and Code | 0 | Conventional | HVAC | Com - Warehouse | Com | ROB Only | 0 | 1000 sqft2 of floor space | Cap-Tons | 15 | DEER:HVAC_Split-Package_HP | 0 | 0 | 0 | SWHC046-02 | 1093.6667 | 2021 | 0 | 569.55 | 2021 | 0 | 0 | SWHC046-02 | Com Central HVAC (Small) - Fuel Sub - Hot-Dry ¦ SDG&E ¦ Hot-Dry | Com Central HVAC (Small) - Fuel Sub - Hot-Dry | 0.0051502 | 1 | 1 | CBSA 2014, adjusted to reflect new efficiencies | 0 | 2012 | 1 | SWHC046-02
COM-HVAC-FS-020.1 | Com ¦ Small Packaged Heat Pump (SEER 14) - Fuel Sub Future Baseline - Marine ¦ PG&E ¦ Marine | Com ¦ Small Packaged Heat Pump (SEER 14) - Fuel Sub Future Baseline - Marine | PG&E ¦ Marine | PG&E | All | Electric & Gas | SEER14 Heat Pump, <65 kbtuh, NR | Efficient | 2030 | Conventional | HVAC | Com - College | Com | ROB Only | 1 | 1000 sqft2 of floor space | Cap-Tons | 15 | DEER:HVAC_Split-Package_HP | 188.9157 | 0.0233 | -35.6808 | SWHC046-02 | 1067.8867 | 2021 | 0 | 679.11 | 2021 | 0 | -11.62 | SWHC046-02 | Com Central HVAC (Small) - Fuel Sub - Marine ¦ PG&E ¦ Marine | Com Central HVAC (Small) - Fuel Sub - Marine | 0.020331 | 1 | 0 | CBSA 2014, adjusted to reflect new efficiencies | 14.1744 | 2012 | 1 | SWHC046-02
COM-HVAC-FS-020.2 | Com ¦ Small Packaged Heat Pump (SEER 14) - Fuel Sub Future Baseline - Marine ¦ PG&E ¦ Marine | Com ¦ Small Packaged Heat Pump (SEER 14) - Fuel Sub Future Baseline - Marine | PG&E ¦ Marine | PG&E | All | Electric & Gas | SEER14 Heat Pump, <65 kbtuh, NR | Efficient | 2030 | Conventional | HVAC | Com - Grocery | Com | ROB Only | 1 | 1000 sqft2 of floor space | Cap-Tons | 15 | DEER:HVAC_Split-Package_HP | 838.6667 | 0.0233 | -181 | SWHC046-02 | 1067.8867 | 2021 | 0 | 679.11 | 2021 | 0 | -11.62 | SWHC046-02 | Com Central HVAC (Small) - Fuel Sub - Marine ¦ PG&E ¦ Marine | Com Central HVAC (Small) - Fuel Sub - Marine | 0.033922 | 1 | 0 | CBSA 2014, adjusted to reflect new efficiencies | 362.2617 | 2012 | 1 | SWHC046-02
COM-HVAC-FS-020.3 | Com ¦ Small Packaged Heat Pump (SEER 14) - Fuel Sub Future Baseline - Marine ¦ PG&E ¦ Marine | Com ¦ Small Packaged Heat Pump (SEER 14) - Fuel Sub Future Baseline - Marine | PG&E ¦ Marine | PG&E | All | Electric & Gas | SEER14 Heat Pump, <65 kbtuh, NR | Efficient | 2030 | Conventional | HVAC | Com - Health | Com | ROB Only | 1 | 1000 sqft2 of floor space | Cap-Tons | 15 | DEER:HVAC_Split-Package_HP | 138.9706 | 0.0233 | -51.2293 | SWHC046-02 | 1067.8867 | 2021 | 0 | 679.11 | 2021 | 0 | -11.62 | SWHC046-02 | Com Central HVAC (Small) - Fuel Sub - Marine ¦ PG&E ¦ Marine | Com Central HVAC (Small) - Fuel Sub - Marine | 0.030022 | 1 | 0 | CBSA 2014, adjusted to reflect new efficiencies | 118.9124 | 2012 | 1 | SWHC046-02
COM-HVAC-FS-020.4 | Com ¦ Small Packaged Heat Pump (SEER 14) - Fuel Sub Future Baseline - Marine ¦ PG&E ¦ Marine | Com ¦ Small Packaged Heat Pump (SEER 14) - Fuel Sub Future Baseline - Marine | PG&E ¦ Marine | PG&E | All | Electric & Gas | SEER14 Heat Pump, <65 kbtuh, NR | Efficient | 2030 | Conventional | HVAC | Com - Lodging | Com | ROB Only | 1 | 1000 sqft2 of floor space | Cap-Tons | 15 | DEER:HVAC_Split-Package_HP | 463.9871 | 0.0233 | -101.4521 | SWHC046-02 | 1067.8867 | 2021 | 0 | 679.11 | 2021 | 0 | -11.62 | SWHC046-02 | Com Central HVAC (Small) - Fuel Sub - Marine ¦ PG&E ¦ Marine | Com Central HVAC (Small) - Fuel Sub - Marine | 0.016003 | 1 | 0 | CBSA 2014, adjusted to reflect new efficiencies | 747.165 | 2012 | 1 | SWHC046-02
COM-HVAC-FS-020.5 | Com ¦ Small Packaged Heat Pump (SEER 14) - Fuel Sub Future Baseline - Marine ¦ PG&E ¦ Marine | Com ¦ Small Packaged Heat Pump (SEER 14) - Fuel Sub Future Baseline - Marine | PG&E ¦ Marine | PG&E | All | Electric & Gas | SEER14 Heat Pump, <65 kbtuh, NR | Efficient | 2030 | Conventional | HVAC | Com - Office (Large) | Com | ROB Only | 1 | 1000 sqft2 of floor space | Cap-Tons | 15 | DEER:HVAC_Split-Package_HP | 33.8333 | 0.0233 | -4.64 | SWHC046-02 | 1067.8867 | 2021 | 0 | 679.11 | 2021 | 0 | -11.62 | SWHC046-02 | Com Central HVAC (Small) - Fuel Sub - Marine ¦ PG&E ¦ Marine | Com Central HVAC (Small) - Fuel Sub - Marine | 0.021319 | 1 | 0 | CBSA 2014, adjusted to reflect new efficiencies | 15.5255 | 2012 | 1 | SWHC046-02
COM-HVAC-FS-020.6 | Com ¦ Small Packaged Heat Pump (SEER 14) - Fuel Sub Future Baseline - Marine ¦ PG&E ¦ Marine | Com ¦ Small Packaged Heat Pump (SEER 14) - Fuel Sub Future Baseline - Marine | PG&E ¦ Marine | PG&E | All | Electric & Gas | SEER14 Heat Pump, <65 kbtuh, NR | Efficient | 2030 | Conventional | HVAC | Com - Office (Small) | Com | ROB Only | 1 | 1000 sqft2 of floor space | Cap-Tons | 15 | DEER:HVAC_Split-Package_HP | 114.0667 | 0.0233 | -17.4 | SWHC046-02 | 1067.8867 | 2021 | 0 | 679.11 | 2021 | 0 | -11.62 | SWHC046-02 | Com Central HVAC (Small) - Fuel Sub - Marine ¦ PG&E ¦ Marine | Com Central HVAC (Small) - Fuel Sub - Marine | 0.024933 | 1 | 0 | CBSA 2014, adjusted to reflect new efficiencies | 14.0645 | 2012 | 1 | SWHC046-02
COM-HVAC-FS-020.7 | Com ¦ Small Packaged Heat Pump (SEER 14) - Fuel Sub Future Baseline - Marine ¦ PG&E ¦ Marine | Com ¦ Small Packaged Heat Pump (SEER 14) - Fuel Sub Future Baseline - Marine | PG&E ¦ Marine | PG&E | All | Electric & Gas | SEER14 Heat Pump, <65 kbtuh, NR | Efficient | 2030 | Conventional | HVAC | Com - Other | Com | ROB Only | 1 | 1000 sqft2 of floor space | Cap-Tons | 15 | DEER:HVAC_Split-Package_HP | 337.6667 | 0.0233 | -66.4 | SWHC046-02 | 1067.8867 | 2021 | 0 | 679.11 | 2021 | 0 | -11.62 | SWHC046-02 | Com Central HVAC (Small) - Fuel Sub - Marine ¦ PG&E ¦ Marine | Com Central HVAC (Small) - Fuel Sub - Marine | 0.0353 | 1 | 0 | CBSA 2014, adjusted to reflect new efficiencies | 146.1417 | 2012 | 1 | SWHC046-02
COM-HVAC-FS-020.9 | Com ¦ Small Packaged Heat Pump (SEER 14) - Fuel Sub Future Baseline - Marine ¦ PG&E ¦ Marine | Com ¦ Small Packaged Heat Pump (SEER 14) - Fuel Sub Future Baseline - Marine | PG&E ¦ Marine | PG&E | All | Electric & Gas | SEER14 Heat Pump, <65 kbtuh, NR | Efficient | 2030 | Conventional | HVAC | Com - Restaurant | Com | ROB Only | 1 | 1000 sqft2 of floor space | Cap-Tons | 15 | DEER:HVAC_Split-Package_HP | 190.3592 | 0.0233 | -40.052 | SWHC046-02 | 1067.8867 | 2021 | 0 | 679.11 | 2021 | 0 | -11.62 | SWHC046-02 | Com Central HVAC (Small) - Fuel Sub - Marine ¦ PG&E ¦ Marine | Com Central HVAC (Small) - Fuel Sub - Marine | 0.036027 | 1 | 0 | CBSA 2014, adjusted to reflect new efficiencies | 6.3801 | 2012 | 1 | SWHC046-02
COM-HVAC-FS-020.10 | Com ¦ Small Packaged Heat Pump (SEER 14) - Fuel Sub Future Baseline - Marine ¦ PG&E ¦ Marine | Com ¦ Small Packaged Heat Pump (SEER 14) - Fuel Sub Future Baseline - Marine | PG&E ¦ Marine | PG&E | All | Electric & Gas | SEER14 Heat Pump, <65 kbtuh, NR | Efficient | 2030 | Conventional | HVAC | Com - Retail | Com | ROB Only | 1 | 1000 sqft2 of floor space | Cap-Tons | 15 | DEER:HVAC_Split-Package_HP | 158.248 | 0.0233 | -34.4464 | SWHC046-02 | 1067.8867 | 2021 | 0 | 679.11 | 2021 | 0 | -11.62 | SWHC046-02 | Com Central HVAC (Small) - Fuel Sub - Marine ¦ PG&E ¦ Marine | Com Central HVAC (Small) - Fuel Sub - Marine | 0.015015 | 1 | 0 | CBSA 2014, adjusted to reflect new efficiencies | 5155.0494 | 2012 | 1 | SWHC046-02
COM-HVAC-FS-020.11 | Com ¦ Small Packaged Heat Pump (SEER 14) - Fuel Sub Future Baseline - Marine ¦ PG&E ¦ Marine | Com ¦ Small Packaged Heat Pump (SEER 14) - Fuel Sub Future Baseline - Marine | PG&E ¦ Marine | PG&E | All | Electric & Gas | SEER14 Heat Pump, <65 kbtuh, NR | Efficient | 2030 | Conventional | HVAC | Com - School | Com | ROB Only | 1 | 1000 sqft2 of floor space | Cap-Tons | 15 | DEER:HVAC_Split-Package_HP | 226.731 | 0.0233 | -34.7586 | SWHC046-02 | 1067.8867 | 2021 | 0 | 679.11 | 2021 | 0 | -11.62 | SWHC046-02 | Com Central HVAC (Small) - Fuel Sub - Marine ¦ PG&E ¦ Marine | Com Central HVAC (Small) - Fuel Sub - Marine | 0.0228 | 1 | 0 | CBSA 2014, adjusted to reflect new efficiencies | 16.6523 | 2012 | 1 | SWHC046-02
COM-HVAC-FS-020.12 | Com ¦ Small Packaged Heat Pump (SEER 14) - Fuel Sub Future Baseline - Marine ¦ PG&E ¦ Marine | Com ¦ Small Packaged Heat Pump (SEER 14) - Fuel Sub Future Baseline - Marine | PG&E ¦ Marine | PG&E | All | Electric & Gas | SEER14 Heat Pump, <65 kbtuh, NR | Efficient | 2030 | Conventional | HVAC | Com - Warehouse | Com | ROB Only | 1 | 1000 sqft2 of floor space | Cap-Tons | 15 | DEER:HVAC_Split-Package_HP | 428 | 0.0233 | -71.4 | SWHC046-02 | 1067.8867 | 2021 | 0 | 679.11 | 2021 | 0 | -11.62 | SWHC046-02 | Com Central HVAC (Small) - Fuel Sub - Marine ¦ PG&E ¦ Marine | Com Central HVAC (Small) - Fuel Sub - Marine | 0.0046728 | 1 | 0 | CBSA 2014, adjusted to reflect new efficiencies | 514.9415 | 2012 | 1 | SWHC046-02
COM-HVAC-FS-020.13 | Com ¦ Small Packaged Heat Pump (SEER 14) - Fuel Sub Future Baseline - Hot-Dry ¦ PG&E ¦ Hot-Dry | Com ¦ Small Packaged Heat Pump (SEER 14) - Fuel Sub Future Baseline - Hot-Dry | PG&E ¦ Hot-Dry | PG&E | All | Electric & Gas | SEER14 Heat Pump, <65 kbtuh, NR | Efficient | 2030 | Conventional | HVAC | Com - College | Com | ROB Only | 1 | 1000 sqft2 of floor space | Cap-Tons | 15 | DEER:HVAC_Split-Package_HP | 214.1738 | 0.03505 | -36.4895 | SWHC046-02 | 1067.8867 | 2021 | 0 | 679.11 | 2021 | 0 | -11.62 | SWHC046-02 | Com Central HVAC (Small) - Fuel Sub - Hot-Dry ¦ PG&E ¦ Hot-Dry | Com Central HVAC (Small) - Fuel Sub - Hot-Dry | 0.020331 | 1 | 0 | CBSA 2014, adjusted to reflect new efficiencies | 13.7826 | 2012 | 1 | SWHC046-02
COM-HVAC-FS-020.14 | Com ¦ Small Packaged Heat Pump (SEER 14) - Fuel Sub Future Baseline - Hot-Dry ¦ PG&E ¦ Hot-Dry | Com ¦ Small Packaged Heat Pump (SEER 14) - Fuel Sub Future Baseline - Hot-Dry | PG&E ¦ Hot-Dry | PG&E | All | Electric & Gas | SEER14 Heat Pump, <65 kbtuh, NR | Efficient | 2030 | Conventional | HVAC | Com - Grocery | Com | ROB Only | 1 | 1000 sqft2 of floor space | Cap-Tons | 15 | DEER:HVAC_Split-Package_HP | 517.5 | 0.03505 | -107 | SWHC046-02 | 1067.8867 | 2021 | 0 | 679.11 | 2021 | 0 | -11.62 | SWHC046-02 | Com Central HVAC (Small) - Fuel Sub - Hot-Dry ¦ PG&E ¦ Hot-Dry | Com Central HVAC (Small) - Fuel Sub - Hot-Dry | 0.033922 | 1 | 0 | CBSA 2014, adjusted to reflect new efficiencies | 213.6773 | 2012 | 1 | SWHC046-02
COM-HVAC-FS-020.15 | Com ¦ Small Packaged Heat Pump (SEER 14) - Fuel Sub Future Baseline - Hot-Dry ¦ PG&E ¦ Hot-Dry | Com ¦ Small Packaged Heat Pump (SEER 14) - Fuel Sub Future Baseline - Hot-Dry | PG&E ¦ Hot-Dry | PG&E | All | Electric & Gas | SEER14 Heat Pump, <65 kbtuh, NR | Efficient | 2030 | Conventional | HVAC | Com - Health | Com | ROB Only | 1 | 1000 sqft2 of floor space | Cap-Tons | 15 | DEER:HVAC_Split-Package_HP | 198.0342 | 0.03505 | -56.9423 | SWHC046-02 | 1067.8867 | 2021 | 0 | 679.11 | 2021 | 0 | -11.62 | SWHC046-02 | Com Central HVAC (Small) - Fuel Sub - Hot-Dry ¦ PG&E ¦ Hot-Dry | Com Central HVAC (Small) - Fuel Sub - Hot-Dry | 0.030022 | 1 | 0 | CBSA 2014, adjusted to reflect new efficiencies | 131.5274 | 2012 | 1 | SWHC046-02
COM-HVAC-FS-020.16 | Com ¦ Small Packaged Heat Pump (SEER 14) - Fuel Sub Future Baseline - Hot-Dry ¦ PG&E ¦ Hot-Dry | Com ¦ Small Packaged Heat Pump (SEER 14) - Fuel Sub Future Baseline - Hot-Dry | PG&E ¦ Hot-Dry | PG&E | All | Electric & Gas | SEER14 Heat Pump, <65 kbtuh, NR | Efficient | 2030 | Conventional | HVAC | Com - Lodging | Com | ROB Only | 1 | 1000 sqft2 of floor space | Cap-Tons | 15 | DEER:HVAC_Split-Package_HP | 461.0409 | 0.03505 | -94.0446 | SWHC046-02 | 1067.8867 | 2021 | 0 | 679.11 | 2021 | 0 | -11.62 | SWHC046-02 | Com Central HVAC (Small) - Fuel Sub - Hot-Dry ¦ PG&E ¦ Hot-Dry | Com Central HVAC (Small) - Fuel Sub - Hot-Dry | 0.016003 | 1 | 0 | CBSA 2014, adjusted to reflect new efficiencies | 690.9105 | 2012 | 1 | SWHC046-02
COM-HVAC-FS-020.17 | Com ¦ Small Packaged Heat Pump (SEER 14) - Fuel Sub Future Baseline - Hot-Dry ¦ PG&E ¦ Hot-Dry | Com ¦ Small Packaged Heat Pump (SEER 14) - Fuel Sub Future Baseline - Hot-Dry | PG&E ¦ Hot-Dry | PG&E | All | Electric & Gas | SEER14 Heat Pump, <65 kbtuh, NR | Efficient | 2030 | Conventional | HVAC | Com - Office (Large) | Com | ROB Only | 1 | 1000 sqft2 of floor space | Cap-Tons | 15 | DEER:HVAC_Split-Package_HP | 55.4333 | 0.03505 | -6.14 | SWHC046-02 | 1067.8867 | 2021 | 0 | 679.11 | 2021 | 0 | -11.62 | SWHC046-02 | Com Central HVAC (Small) - Fuel Sub - Hot-Dry ¦ PG&E ¦ Hot-Dry | Com Central HVAC (Small) - Fuel Sub - Hot-Dry | 0.021319 | 1 | 0 | CBSA 2014, adjusted to reflect new efficiencies | 20.3774 | 2012 | 1 | SWHC046-02
COM-HVAC-FS-020.18 | Com ¦ Small Packaged Heat Pump (SEER 14) - Fuel Sub Future Baseline - Hot-Dry ¦ PG&E ¦ Hot-Dry | Com ¦ Small Packaged Heat Pump (SEER 14) - Fuel Sub Future Baseline - Hot-Dry | PG&E ¦ Hot-Dry | PG&E | All | Electric & Gas | SEER14 Heat Pump, <65 kbtuh, NR | Efficient | 2030 | Conventional | HVAC | Com - Office (Small) | Com | ROB Only | 1 | 1000 sqft2 of floor space | Cap-Tons | 15 | DEER:HVAC_Split-Package_HP | 128.2667 | 0.03505 | -17.2 | SWHC046-02 | 1067.8867 | 2021 | 0 | 679.11 | 2021 | 0 | -11.62 | SWHC046-02 | Com Central HVAC (Small) - Fuel Sub - Hot-Dry ¦ PG&E ¦ Hot-Dry | Com Central HVAC (Small) - Fuel Sub - Hot-Dry | 0.024933 | 1 | 0 | CBSA 2014, adjusted to reflect new efficiencies | 13.4992 | 2012 | 1 | SWHC046-02
COM-HVAC-FS-020.19 | Com ¦ Small Packaged Heat Pump (SEER 14) - Fuel Sub Future Baseline - Hot-Dry ¦ PG&E ¦ Hot-Dry | Com ¦ Small Packaged Heat Pump (SEER 14) - Fuel Sub Future Baseline - Hot-Dry | PG&E ¦ Hot-Dry | PG&E | All | Electric & Gas | SEER14 Heat Pump, <65 kbtuh, NR | Efficient | 2030 | Conventional | HVAC | Com - Other | Com | ROB Only | 1 | 1000 sqft2 of floor space | Cap-Tons | 15 | DEER:HVAC_Split-Package_HP | 354.1667 | 0.03505 | -65.5 | SWHC046-02 | 1067.8867 | 2021 | 0 | 679.11 | 2021 | 0 | -11.62 | SWHC046-02 | Com Central HVAC (Small) - Fuel Sub - Hot-Dry ¦ PG&E ¦ Hot-Dry | Com Central HVAC (Small) - Fuel Sub - Hot-Dry | 0.0353 | 1 | 0 | CBSA 2014, adjusted to reflect new efficiencies | 142.925 | 2012 | 1 | SWHC046-02
COM-HVAC-FS-020.21 | Com ¦ Small Packaged Heat Pump (SEER 14) - Fuel Sub Future Baseline - Hot-Dry ¦ PG&E ¦ Hot-Dry | Com ¦ Small Packaged Heat Pump (SEER 14) - Fuel Sub Future Baseline - Hot-Dry | PG&E ¦ Hot-Dry | PG&E | All | Electric & Gas | SEER14 Heat Pump, <65 kbtuh, NR | Efficient | 2030 | Conventional | HVAC | Com - Restaurant | Com | ROB Only | 1 | 1000 sqft2 of floor space | Cap-Tons | 15 | DEER:HVAC_Split-Package_HP | 222.0588 | 0.03505 | -43.4766 | SWHC046-02 | 1067.8867 | 2021 | 0 | 679.11 | 2021 | 0 | -11.62 | SWHC046-02 | Com Central HVAC (Small) - Fuel Sub - Hot-Dry ¦ PG&E ¦ Hot-Dry | Com Central HVAC (Small) - Fuel Sub - Hot-Dry | 0.036027 | 1 | 0 | CBSA 2014, adjusted to reflect new efficiencies | 6.6112 | 2012 | 1 | SWHC046-02
COM-HVAC-FS-020.22 | Com ¦ Small Packaged Heat Pump (SEER 14) - Fuel Sub Future Baseline - Hot-Dry ¦ PG&E ¦ Hot-Dry | Com ¦ Small Packaged Heat Pump (SEER 14) - Fuel Sub Future Baseline - Hot-Dry | PG&E ¦ Hot-Dry | PG&E | All | Electric & Gas | SEER14 Heat Pump, <65 kbtuh, NR | Efficient | 2030 | Conventional | HVAC | Com - Retail | Com | ROB Only | 1 | 1000 sqft2 of floor space | Cap-Tons | 15 | DEER:HVAC_Split-Package_HP | 144.0798 | 0.03505 | -30.8132 | SWHC046-02 | 1067.8867 | 2021 | 0 | 679.11 | 2021 | 0 | -11.62 | SWHC046-02 | Com Central HVAC (Small) - Fuel Sub - Hot-Dry ¦ PG&E ¦ Hot-Dry | Com Central HVAC (Small) - Fuel Sub - Hot-Dry | 0.015015 | 1 | 0 | CBSA 2014, adjusted to reflect new efficiencies | 4611.0853 | 2012 | 1 | SWHC046-02
COM-HVAC-FS-020.23 | Com ¦ Small Packaged Heat Pump (SEER 14) - Fuel Sub Future Baseline - Hot-Dry ¦ PG&E ¦ Hot-Dry | Com ¦ Small Packaged Heat Pump (SEER 14) - Fuel Sub Future Baseline - Hot-Dry | PG&E ¦ Hot-Dry | PG&E | All | Electric & Gas | SEER14 Heat Pump, <65 kbtuh, NR | Efficient | 2030 | Conventional | HVAC | Com - School | Com | ROB Only | 1 | 1000 sqft2 of floor space | Cap-Tons | 15 | DEER:HVAC_Split-Package_HP | 268.261 | 0.03505 | -36.8542 | SWHC046-02 | 1067.8867 | 2021 | 0 | 679.11 | 2021 | 0 | -11.62 | SWHC046-02 | Com Central HVAC (Small) - Fuel Sub - Hot-Dry ¦ PG&E ¦ Hot-Dry | Com Central HVAC (Small) - Fuel Sub - Hot-Dry | 0.0228 | 1 | 0 | CBSA 2014, adjusted to reflect new efficiencies | 16.1259 | 2012 | 1 | SWHC046-02
COM-HVAC-FS-020.24 | Com ¦ Small Packaged Heat Pump (SEER 14) - Fuel Sub Future Baseline - Hot-Dry ¦ PG&E ¦ Hot-Dry | Com ¦ Small Packaged Heat Pump (SEER 14) - Fuel Sub Future Baseline - Hot-Dry | PG&E ¦ Hot-Dry | PG&E | All | Electric & Gas | SEER14 Heat Pump, <65 kbtuh, NR | Efficient | 2030 | Conventional | HVAC | Com - Warehouse | Com | ROB Only | 1 | 1000 sqft2 of floor space | Cap-Tons | 15 | DEER:HVAC_Split-Package_HP | 493.8333 | 0.03505 | -79.6 | SWHC046-02 | 1067.8867 | 2021 | 0 | 679.11 | 2021 | 0 | -11.62 | SWHC046-02 | Com Central HVAC (Small) - Fuel Sub - Hot-Dry ¦ PG&E ¦ Hot-Dry | Com Central HVAC (Small) - Fuel Sub - Hot-Dry | 0.0046728 | 1 | 0 | CBSA 2014, adjusted to reflect new efficiencies | 572.8399 | 2012 | 1 | SWHC046-02
COM-HVAC-FS-020.25 | Com ¦ Small Packaged Heat Pump (SEER 14) - Fuel Sub Future Baseline - Cold ¦ PG&E ¦ Cold | Com ¦ Small Packaged Heat Pump (SEER 14) - Fuel Sub Future Baseline - Cold | PG&E ¦ Cold | PG&E | All | Electric & Gas | SEER14 Heat Pump, <65 kbtuh, NR | Efficient | 2030 | Conventional | HVAC | Com - College | Com | ROB Only | 1 | 1000 sqft2 of floor space | Cap-Tons | 15 | DEER:HVAC_Split-Package_HP | 698.7372 | 0.0204 | -92.6694 | SWHC046-02 | 1067.8867 | 2021 | 0 | 679.11 | 2021 | 0 | -11.62 | SWHC046-02 | Com Central HVAC (Small) - Fuel Sub - Cold ¦ PG&E ¦ Cold | Com Central HVAC (Small) - Fuel Sub - Cold | 0.020331 | 1 | 0 | CBSA 2014, adjusted to reflect new efficiencies | 29.7404 | 2012 | 1 | SWHC046-02
COM-HVAC-FS-020.26 | Com ¦ Small Packaged Heat Pump (SEER 14) - Fuel Sub Future Baseline - Cold ¦ PG&E ¦ Cold | Com ¦ Small Packaged Heat Pump (SEER 14) - Fuel Sub Future Baseline - Cold | PG&E ¦ Cold | PG&E | All | Electric & Gas | SEER14 Heat Pump, <65 kbtuh, NR | Efficient | 2030 | Conventional | HVAC | Com - Grocery | Com | ROB Only | 1 | 1000 sqft2 of floor space | Cap-Tons | 15 | DEER:HVAC_Split-Package_HP | 2124.5 | 0.0204 | -331.3333 | SWHC046-02 | 1067.8867 | 2021 | 0 | 679.11 | 2021 | 0 | -11.62 | SWHC046-02 | Com Central HVAC (Small) - Fuel Sub - Cold ¦ PG&E ¦ Cold | Com Central HVAC (Small) - Fuel Sub - Cold | 0.033922 | 1 | 0 | CBSA 2014, adjusted to reflect new efficiencies | 650.1904 | 2012 | 1 | SWHC046-02
COM-HVAC-FS-020.27 | Com ¦ Small Packaged Heat Pump (SEER 14) - Fuel Sub Future Baseline - Cold ¦ PG&E ¦ Cold | Com ¦ Small Packaged Heat Pump (SEER 14) - Fuel Sub Future Baseline - Cold | PG&E ¦ Cold | PG&E | All | Electric & Gas | SEER14 Heat Pump, <65 kbtuh, NR | Efficient | 2030 | Conventional | HVAC | Com - Health | Com | ROB Only | 1 | 1000 sqft2 of floor space | Cap-Tons | 15 | DEER:HVAC_Split-Package_HP | 754.4939 | 0.0204 | -128.9494 | SWHC046-02 | 1067.8867 | 2021 | 0 | 679.11 | 2021 | 0 | -11.62 | SWHC046-02 | Com Central HVAC (Small) - Fuel Sub - Cold ¦ PG&E ¦ Cold | Com Central HVAC (Small) - Fuel Sub - Cold | 0.030022 | 1 | 0 | CBSA 2014, adjusted to reflect new efficiencies | 293.3161 | 2012 | 1 | SWHC046-02
COM-HVAC-FS-020.28 | Com ¦ Small Packaged Heat Pump (SEER 14) - Fuel Sub Future Baseline - Cold ¦ PG&E ¦ Cold | Com ¦ Small Packaged Heat Pump (SEER 14) - Fuel Sub Future Baseline - Cold | PG&E ¦ Cold | PG&E | All | Electric & Gas | SEER14 Heat Pump, <65 kbtuh, NR | Efficient | 2030 | Conventional | HVAC | Com - Lodging | Com | ROB Only | 1 | 1000 sqft2 of floor space | Cap-Tons | 15 | DEER:HVAC_Split-Package_HP | 1498.8552 | 0.0204 | -210.3596 | SWHC046-02 | 1067.8867 | 2021 | 0 | 679.11 | 2021 | 0 | -11.62 | SWHC046-02 | Com Central HVAC (Small) - Fuel Sub - Cold ¦ PG&E ¦ Cold | Com Central HVAC (Small) - Fuel Sub - Cold | 0.016003 | 1 | 0 | CBSA 2014, adjusted to reflect new efficiencies | 1519.7325 | 2012 | 1 | SWHC046-02
COM-HVAC-FS-020.29 | Com ¦ Small Packaged Heat Pump (SEER 14) - Fuel Sub Future Baseline - Cold ¦ PG&E ¦ Cold | Com ¦ Small Packaged Heat Pump (SEER 14) - Fuel Sub Future Baseline - Cold | PG&E ¦ Cold | PG&E | All | Electric & Gas | SEER14 Heat Pump, <65 kbtuh, NR | Efficient | 2030 | Conventional | HVAC | Com - Office (Large) | Com | ROB Only | 1 | 1000 sqft2 of floor space | Cap-Tons | 15 | DEER:HVAC_Split-Package_HP | 204.6 | 0.0204 | -24.3999 | SWHC046-02 | 1067.8867 | 2021 | 0 | 679.11 | 2021 | 0 | -11.62 | SWHC046-02 | Com Central HVAC (Small) - Fuel Sub - Cold ¦ PG&E ¦ Cold | Com Central HVAC (Small) - Fuel Sub - Cold | 0.021319 | 1 | 0 | CBSA 2014, adjusted to reflect new efficiencies | 81.2241 | 2012 | 1 | SWHC046-02
COM-HVAC-FS-020.30 | Com ¦ Small Packaged Heat Pump (SEER 14) - Fuel Sub Future Baseline - Cold ¦ PG&E ¦ Cold | Com ¦ Small Packaged Heat Pump (SEER 14) - Fuel Sub Future Baseline - Cold | PG&E ¦ Cold | PG&E | All | Electric & Gas | SEER14 Heat Pump, <65 kbtuh, NR | Efficient | 2030 | Conventional | HVAC | Com - Office (Small) | Com | ROB Only | 1 | 1000 sqft2 of floor space | Cap-Tons | 15 | DEER:HVAC_Split-Package_HP | 411.1667 | 0.0204 | -49.3999 | SWHC046-02 | 1067.8867 | 2021 | 0 | 679.11 | 2021 | 0 | -11.62 | SWHC046-02 | Com Central HVAC (Small) - Fuel Sub - Cold ¦ PG&E ¦ Cold | Com Central HVAC (Small) - Fuel Sub - Cold | 0.024933 | 1 | 0 | CBSA 2014, adjusted to reflect new efficiencies | 37.6576 | 2012 | 1 | SWHC046-02
COM-HVAC-FS-020.31 | Com ¦ Small Packaged Heat Pump (SEER 14) - Fuel Sub Future Baseline - Cold ¦ PG&E ¦ Cold | Com ¦ Small Packaged Heat Pump (SEER 14) - Fuel Sub Future Baseline - Cold | PG&E ¦ Cold | PG&E | All | Electric & Gas | SEER14 Heat Pump, <65 kbtuh, NR | Efficient | 2030 | Conventional | HVAC | Com - Other | Com | ROB Only | 1 | 1000 sqft2 of floor space | Cap-Tons | 15 | DEER:HVAC_Split-Package_HP | 1173.1667 | 0.0204 | -171.9999 | SWHC046-02 | 1067.8867 | 2021 | 0 | 679.11 | 2021 | 0 | -11.62 | SWHC046-02 | Com Central HVAC (Small) - Fuel Sub - Cold ¦ PG&E ¦ Cold | Com Central HVAC (Small) - Fuel Sub - Cold | 0.0353 | 1 | 0 | CBSA 2014, adjusted to reflect new efficiencies | 361.0582 | 2012 | 1 | SWHC046-02
COM-HVAC-FS-020.33 | Com ¦ Small Packaged Heat Pump (SEER 14) - Fuel Sub Future Baseline - Cold ¦ PG&E ¦ Cold | Com ¦ Small Packaged Heat Pump (SEER 14) - Fuel Sub Future Baseline - Cold | PG&E ¦ Cold | PG&E | All | Electric & Gas | SEER14 Heat Pump, <65 kbtuh, NR | Efficient | 2030 | Conventional | HVAC | Com - Restaurant | Com | ROB Only | 1 | 1000 sqft2 of floor space | Cap-Tons | 15 | DEER:HVAC_Split-Package_HP | 931.7693 | 0.0204 | -140.5021 | SWHC046-02 | 1067.8867 | 2021 | 0 | 679.11 | 2021 | 0 | -11.62 | SWHC046-02 | Com Central HVAC (Small) - Fuel Sub - Cold ¦ PG&E ¦ Cold | Com Central HVAC (Small) - Fuel Sub - Cold | 0.036027 | 1 | 0 | CBSA 2014, adjusted to reflect new efficiencies | 17.0002 | 2012 | 1 | SWHC046-02
COM-HVAC-FS-020.34 | Com ¦ Small Packaged Heat Pump (SEER 14) - Fuel Sub Future Baseline - Cold ¦ PG&E ¦ Cold | Com ¦ Small Packaged Heat Pump (SEER 14) - Fuel Sub Future Baseline - Cold | PG&E ¦ Cold | PG&E | All | Electric & Gas | SEER14 Heat Pump, <65 kbtuh, NR | Efficient | 2030 | Conventional | HVAC | Com - Retail | Com | ROB Only | 1 | 1000 sqft2 of floor space | Cap-Tons | 15 | DEER:HVAC_Split-Package_HP | 818.7235 | 0.0204 | -114.1882 | SWHC046-02 | 1067.8867 | 2021 | 0 | 679.11 | 2021 | 0 | -11.62 | SWHC046-02 | Com Central HVAC (Small) - Fuel Sub - Cold ¦ PG&E ¦ Cold | Com Central HVAC (Small) - Fuel Sub - Cold | 0.015015 | 1 | 0 | CBSA 2014, adjusted to reflect new efficiencies | 17060.4034 | 2012 | 1 | SWHC046-02
COM-HVAC-FS-020.35 | Com ¦ Small Packaged Heat Pump (SEER 14) - Fuel Sub Future Baseline - Cold ¦ PG&E ¦ Cold | Com ¦ Small Packaged Heat Pump (SEER 14) - Fuel Sub Future Baseline - Cold | PG&E ¦ Cold | PG&E | All | Electric & Gas | SEER14 Heat Pump, <65 kbtuh, NR | Efficient | 2030 | Conventional | HVAC | Com - School | Com | ROB Only | 1 | 1000 sqft2 of floor space | Cap-Tons | 15 | DEER:HVAC_Split-Package_HP | 766.6056 | 0.0204 | -96.1489 | SWHC046-02 | 1067.8867 | 2021 | 0 | 679.11 | 2021 | 0 | -11.62 | SWHC046-02 | Com Central HVAC (Small) - Fuel Sub - Cold ¦ PG&E ¦ Cold | Com Central HVAC (Small) - Fuel Sub - Cold | 0.0228 | 1 | 0 | CBSA 2014, adjusted to reflect new efficiencies | 38.4048 | 2012 | 1 | SWHC046-02
COM-HVAC-FS-020.36 | Com ¦ Small Packaged Heat Pump (SEER 14) - Fuel Sub Future Baseline - Cold ¦ PG&E ¦ Cold | Com ¦ Small Packaged Heat Pump (SEER 14) - Fuel Sub Future Baseline - Cold | PG&E ¦ Cold | PG&E | All | Electric & Gas | SEER14 Heat Pump, <65 kbtuh, NR | Efficient | 2030 | Conventional | HVAC | Com - Warehouse | Com | ROB Only | 1 | 1000 sqft2 of floor space | Cap-Tons | 15 | DEER:HVAC_Split-Package_HP | 1183.8333 | 0.0204 | -151.9999 | SWHC046-02 | 1067.8867 | 2021 | 0 | 679.11 | 2021 | 0 | -11.62 | SWHC046-02 | Com Central HVAC (Small) - Fuel Sub - Cold ¦ PG&E ¦ Cold | Com Central HVAC (Small) - Fuel Sub - Cold | 0.0046728 | 1 | 0 | CBSA 2014, adjusted to reflect new efficiencies | 1075.9564 | 2012 | 1 | SWHC046-02
COM-HVAC-FS-020.37 | Com ¦ Small Packaged Heat Pump (SEER 14) - Fuel Sub Future Baseline - Marine ¦ SCG ¦ Marine | Com ¦ Small Packaged Heat Pump (SEER 14) - Fuel Sub Future Baseline - Marine | SCG ¦ Marine | SCG | All | Electric & Gas | SEER14 Heat Pump, <65 kbtuh, NR | Efficient | 2030 | Conventional | HVAC | Com - College | Com | ROB Only | 1 | 1000 sqft2 of floor space | Cap-Tons | 15 | DEER:HVAC_Split-Package_HP | 72.0134 | 0.029 | -12.4101 | SWHC046-02 | 1067.8867 | 2021 | 0 | 679.11 | 2021 | 0 | -11.62 | SWHC046-02 | Com Central HVAC (Small) - Fuel Sub - Marine ¦ SCG ¦ Marine | Com Central HVAC (Small) - Fuel Sub - Marine | 0.022689 | 1 | 0 | CBSA 2014, adjusted to reflect new efficiencies | 4.7156 | 2012 | 1 | SWHC046-02
COM-HVAC-FS-020.38 | Com ¦ Small Packaged Heat Pump (SEER 14) - Fuel Sub Future Baseline - Marine ¦ SCG ¦ Marine | Com ¦ Small Packaged Heat Pump (SEER 14) - Fuel Sub Future Baseline - Marine | SCG ¦ Marine | SCG | All | Electric & Gas | SEER14 Heat Pump, <65 kbtuh, NR | Efficient | 2030 | Conventional | HVAC | Com - Grocery | Com | ROB Only | 1 | 1000 sqft2 of floor space | Cap-Tons | 15 | DEER:HVAC_Split-Package_HP | 312.2467 | 0.029 | -80.6 | SWHC046-02 | 1067.8867 | 2021 | 0 | 679.11 | 2021 | 0 | -11.62 | SWHC046-02 | Com Central HVAC (Small) - Fuel Sub - Marine ¦ SCG ¦ Marine | Com Central HVAC (Small) - Fuel Sub - Marine | 0.040359 | 1 | 0 | CBSA 2014, adjusted to reflect new efficiencies | 162.6625 | 2012 | 1 | SWHC046-02
COM-HVAC-FS-020.39 | Com ¦ Small Packaged Heat Pump (SEER 14) - Fuel Sub Future Baseline - Marine ¦ SCG ¦ Marine | Com ¦ Small Packaged Heat Pump (SEER 14) - Fuel Sub Future Baseline - Marine | SCG ¦ Marine | SCG | All | Electric & Gas | SEER14 Heat Pump, <65 kbtuh, NR | Efficient | 2030 | Conventional | HVAC | Com - Health | Com | ROB Only | 1 | 1000 sqft2 of floor space | Cap-Tons | 15 | DEER:HVAC_Split-Package_HP | -7.1513 | 0.029 | -22.4856 | SWHC046-02 | 1067.8867 | 2021 | 0 | 679.11 | 2021 | 0 | -11.62 | SWHC046-02 | Com Central HVAC (Small) - Fuel Sub - Marine ¦ SCG ¦ Marine | Com Central HVAC (Small) - Fuel Sub - Marine | 0.032178 | 1 | 0 | CBSA 2014, adjusted to reflect new efficiencies | 53.203 | 2012 | 1 | SWHC046-02
COM-HVAC-FS-020.40 | Com ¦ Small Packaged Heat Pump (SEER 14) - Fuel Sub Future Baseline - Marine ¦ SCG ¦ Marine | Com ¦ Small Packaged Heat Pump (SEER 14) - Fuel Sub Future Baseline - Marine | SCG ¦ Marine | SCG | All | Electric & Gas | SEER14 Heat Pump, <65 kbtuh, NR | Efficient | 2030 | Conventional | HVAC | Com - Lodging | Com | ROB Only | 1 | 1000 sqft2 of floor space | Cap-Tons | 15 | DEER:HVAC_Split-Package_HP | 139.454 | 0.029 | -41.9013 | SWHC046-02 | 1067.8867 | 2021 | 0 | 679.11 | 2021 | 0 | -11.62 | SWHC046-02 | Com Central HVAC (Small) - Fuel Sub - Marine ¦ SCG ¦ Marine | Com Central HVAC (Small) - Fuel Sub - Marine | 0.018069 | 1 | 0 | CBSA 2014, adjusted to reflect new efficiencies | 311.4584 | 2012 | 1 | SWHC046-02
COM-HVAC-FS-020.41 | Com ¦ Small Packaged Heat Pump (SEER 14) - Fuel Sub Future Baseline - Marine ¦ SCG ¦ Marine | Com ¦ Small Packaged Heat Pump (SEER 14) - Fuel Sub Future Baseline - Marine | SCG ¦ Marine | SCG | All | Electric & Gas | SEER14 Heat Pump, <65 kbtuh, NR | Efficient | 2030 | Conventional | HVAC | Com - Office (Large) | Com | ROB Only | 1 | 1000 sqft2 of floor space | Cap-Tons | 15 | DEER:HVAC_Split-Package_HP | 23.1667 | 0.029 | -0.94805 | SWHC046-02 | 1067.8867 | 2021 | 0 | 679.11 | 2021 | 0 | -11.62 | SWHC046-02 | Com Central HVAC (Small) - Fuel Sub - Marine ¦ SCG ¦ Marine | Com Central HVAC (Small) - Fuel Sub - Marine | 0.023953 | 1 | 0 | CBSA 2014, adjusted to reflect new efficiencies | 2.9176 | 2012 | 1 | SWHC046-02
COM-HVAC-FS-020.42 | Com ¦ Small Packaged Heat Pump (SEER 14) - Fuel Sub Future Baseline - Marine ¦ SCG ¦ Marine | Com ¦ Small Packaged Heat Pump (SEER 14) - Fuel Sub Future Baseline - Marine | SCG ¦ Marine | SCG | All | Electric & Gas | SEER14 Heat Pump, <65 kbtuh, NR | Efficient | 2030 | Conventional | HVAC | Com - Office (Small) | Com | ROB Only | 1 | 1000 sqft2 of floor space | Cap-Tons | 15 | DEER:HVAC_Split-Package_HP | 52.1667 | 0.029 | -5.55 | SWHC046-02 | 1067.8867 | 2021 | 0 | 679.11 | 2021 | 0 | -11.62 | SWHC046-02 | Com Central HVAC (Small) - Fuel Sub - Marine ¦ SCG ¦ Marine | Com Central HVAC (Small) - Fuel Sub - Marine | 0.027176 | 1 | 0 | CBSA 2014, adjusted to reflect new efficiencies | 4.0754 | 2012 | 1 | SWHC046-02
COM-HVAC-FS-020.43 | Com ¦ Small Packaged Heat Pump (SEER 14) - Fuel Sub Future Baseline - Marine ¦ SCG ¦ Marine | Com ¦ Small Packaged Heat Pump (SEER 14) - Fuel Sub Future Baseline - Marine | SCG ¦ Marine | SCG | All | Electric & Gas | SEER14 Heat Pump, <65 kbtuh, NR | Efficient | 2030 | Conventional | HVAC | Com - Other | Com | ROB Only | 1 | 1000 sqft2 of floor space | Cap-Tons | 15 | DEER:HVAC_Split-Package_HP | 129.7 | 0.029 | -25 | SWHC046-02 | 1067.8867 | 2021 | 0 | 679.11 | 2021 | 0 | -11.62 | SWHC046-02 | Com Central HVAC (Small) - Fuel Sub - Marine ¦ SCG ¦ Marine | Com Central HVAC (Small) - Fuel Sub - Marine | 0.038925 | 1 | 0 | CBSA 2014, adjusted to reflect new efficiencies | 54.8728 | 2012 | 1 | SWHC046-02
COM-HVAC-FS-020.45 | Com ¦ Small Packaged Heat Pump (SEER 14) - Fuel Sub Future Baseline - Marine ¦ SCG ¦ Marine | Com ¦ Small Packaged Heat Pump (SEER 14) - Fuel Sub Future Baseline - Marine | SCG ¦ Marine | SCG | All | Electric & Gas | SEER14 Heat Pump, <65 kbtuh, NR | Efficient | 2030 | Conventional | HVAC | Com - Restaurant | Com | ROB Only | 1 | 1000 sqft2 of floor space | Cap-Tons | 15 | DEER:HVAC_Split-Package_HP | 64.0357 | 0.029 | -11.7208 | SWHC046-02 | 1067.8867 | 2021 | 0 | 679.11 | 2021 | 0 | -11.62 | SWHC046-02 | Com Central HVAC (Small) - Fuel Sub - Marine ¦ SCG ¦ Marine | Com Central HVAC (Small) - Fuel Sub - Marine | 0.039657 | 1 | 0 | CBSA 2014, adjusted to reflect new efficiencies | 1.6973 | 2012 | 1 | SWHC046-02
COM-HVAC-FS-020.46 | Com ¦ Small Packaged Heat Pump (SEER 14) - Fuel Sub Future Baseline - Marine ¦ SCG ¦ Marine | Com ¦ Small Packaged Heat Pump (SEER 14) - Fuel Sub Future Baseline - Marine | SCG ¦ Marine | SCG | All | Electric & Gas | SEER14 Heat Pump, <65 kbtuh, NR | Efficient | 2030 | Conventional | HVAC | Com - Retail | Com | ROB Only | 1 | 1000 sqft2 of floor space | Cap-Tons | 15 | DEER:HVAC_Split-Package_HP | 39.7038 | 0.029 | -11.8404 | SWHC046-02 | 1067.8867 | 2021 | 0 | 679.11 | 2021 | 0 | -11.62 | SWHC046-02 | Com Central HVAC (Small) - Fuel Sub - Marine ¦ SCG ¦ Marine | Com Central HVAC (Small) - Fuel Sub - Marine | 0.016778 | 1 | 0 | CBSA 2014, adjusted to reflect new efficiencies | 1773.375 | 2012 | 1 | SWHC046-02
COM-HVAC-FS-020.47 | Com ¦ Small Packaged Heat Pump (SEER 14) - Fuel Sub Future Baseline - Marine ¦ SCG ¦ Marine | Com ¦ Small Packaged Heat Pump (SEER 14) - Fuel Sub Future Baseline - Marine | SCG ¦ Marine | SCG | All | Electric & Gas | SEER14 Heat Pump, <65 kbtuh, NR | Efficient | 2030 | Conventional | HVAC | Com - School | Com | ROB Only | 1 | 1000 sqft2 of floor space | Cap-Tons | 15 | DEER:HVAC_Split-Package_HP | 115.1959 | 0.029 | -12.164 | SWHC046-02 | 1067.8867 | 2021 | 0 | 679.11 | 2021 | 0 | -11.62 | SWHC046-02 | Com Central HVAC (Small) - Fuel Sub - Marine ¦ SCG ¦ Marine | Com Central HVAC (Small) - Fuel Sub - Marine | 0.027322 | 1 | 0 | CBSA 2014, adjusted to reflect new efficiencies | 3.8583 | 2012 | 1 | SWHC046-02
COM-HVAC-FS-020.48 | Com ¦ Small Packaged Heat Pump (SEER 14) - Fuel Sub Future Baseline - Marine ¦ SCG ¦ Marine | Com ¦ Small Packaged Heat Pump (SEER 14) - Fuel Sub Future Baseline - Marine | SCG ¦ Marine | SCG | All | Electric & Gas | SEER14 Heat Pump, <65 kbtuh, NR | Efficient | 2030 | Conventional | HVAC | Com - Warehouse | Com | ROB Only | 1 | 1000 sqft2 of floor space | Cap-Tons | 15 | DEER:HVAC_Split-Package_HP | 207.6333 | 0.029 | -34.2 | SWHC046-02 | 1067.8867 | 2021 | 0 | 679.11 | 2021 | 0 | -11.62 | SWHC046-02 | Com Central HVAC (Small) - Fuel Sub - Marine ¦ SCG ¦ Marine | Com Central HVAC (Small) - Fuel Sub - Marine | 0.0051386 | 1 | 0 | CBSA 2014, adjusted to reflect new efficiencies | 246.4577 | 2012 | 1 | SWHC046-02
COM-HVAC-FS-020.49 | Com ¦ Small Packaged Heat Pump (SEER 14) - Fuel Sub Future Baseline - Hot-Dry ¦ SCG ¦ Hot-Dry | Com ¦ Small Packaged Heat Pump (SEER 14) - Fuel Sub Future Baseline - Hot-Dry | SCG ¦ Hot-Dry | SCG | All | Electric & Gas | SEER14 Heat Pump, <65 kbtuh, NR | Efficient | 2030 | Conventional | HVAC | Com - College | Com | ROB Only | 1 | 1000 sqft2 of floor space | Cap-Tons | 15 | DEER:HVAC_Split-Package_HP | 70.3424 | 0.0319 | -13.1859 | SWHC046-02 | 1067.8867 | 2021 | 0 | 679.11 | 2021 | 0 | -11.62 | SWHC046-02 | Com Central HVAC (Small) - Fuel Sub - Hot-Dry ¦ SCG ¦ Hot-Dry | Com Central HVAC (Small) - Fuel Sub - Hot-Dry | 0.022689 | 1 | 0 | CBSA 2014, adjusted to reflect new efficiencies | 5.2202 | 2012 | 1 | SWHC046-02
COM-HVAC-FS-020.50 | Com ¦ Small Packaged Heat Pump (SEER 14) - Fuel Sub Future Baseline - Hot-Dry ¦ SCG ¦ Hot-Dry | Com ¦ Small Packaged Heat Pump (SEER 14) - Fuel Sub Future Baseline - Hot-Dry | SCG ¦ Hot-Dry | SCG | All | Electric & Gas | SEER14 Heat Pump, <65 kbtuh, NR | Efficient | 2030 | Conventional | HVAC | Com - Grocery | Com | ROB Only | 1 | 1000 sqft2 of floor space | Cap-Tons | 15 | DEER:HVAC_Split-Package_HP | 278.4 | 0.0319 | -84.8334 | SWHC046-02 | 1067.8867 | 2021 | 0 | 679.11 | 2021 | 0 | -11.62 | SWHC046-02 | Com Central HVAC (Small) - Fuel Sub - Hot-Dry ¦ SCG ¦ Hot-Dry | Com Central HVAC (Small) - Fuel Sub - Hot-Dry | 0.040359 | 1 | 0 | CBSA 2014, adjusted to reflect new efficiencies | 172.3106 | 2012 | 1 | SWHC046-02
COM-HVAC-FS-020.51 | Com ¦ Small Packaged Heat Pump (SEER 14) - Fuel Sub Future Baseline - Hot-Dry ¦ SCG ¦ Hot-Dry | Com ¦ Small Packaged Heat Pump (SEER 14) - Fuel Sub Future Baseline - Hot-Dry | SCG ¦ Hot-Dry | SCG | All | Electric & Gas | SEER14 Heat Pump, <65 kbtuh, NR | Efficient | 2030 | Conventional | HVAC | Com - Health | Com | ROB Only | 1 | 1000 sqft2 of floor space | Cap-Tons | 15 | DEER:HVAC_Split-Package_HP | 9.3199 | 0.0319 | -25.623 | SWHC046-02 | 1067.8867 | 2021 | 0 | 679.11 | 2021 | 0 | -11.62 | SWHC046-02 | Com Central HVAC (Small) - Fuel Sub - Hot-Dry ¦ SCG ¦ Hot-Dry | Com Central HVAC (Small) - Fuel Sub - Hot-Dry | 0.032178 | 1 | 0 | CBSA 2014, adjusted to reflect new efficiencies | 60.3675 | 2012 | 1 | SWHC046-02
COM-HVAC-FS-020.52 | Com ¦ Small Packaged Heat Pump (SEER 14) - Fuel Sub Future Baseline - Hot-Dry ¦ SCG ¦ Hot-Dry | Com ¦ Small Packaged Heat Pump (SEER 14) - Fuel Sub Future Baseline - Hot-Dry | SCG ¦ Hot-Dry | SCG | All | Electric & Gas | SEER14 Heat Pump, <65 kbtuh, NR | Efficient | 2030 | Conventional | HVAC | Com - Lodging | Com | ROB Only | 1 | 1000 sqft2 of floor space | Cap-Tons | 15 | DEER:HVAC_Split-Package_HP | 133.1903 | 0.0319 | -40.2705 | SWHC046-02 | 1067.8867 | 2021 | 0 | 679.11 | 2021 | 0 | -11.62 | SWHC046-02 | Com Central HVAC (Small) - Fuel Sub - Hot-Dry ¦ SCG ¦ Hot-Dry | Com Central HVAC (Small) - Fuel Sub - Hot-Dry | 0.018069 | 1 | 0 | CBSA 2014, adjusted to reflect new efficiencies | 299.3823 | 2012 | 1 | SWHC046-02
COM-HVAC-FS-020.53 | Com ¦ Small Packaged Heat Pump (SEER 14) - Fuel Sub Future Baseline - Hot-Dry ¦ SCG ¦ Hot-Dry | Com ¦ Small Packaged Heat Pump (SEER 14) - Fuel Sub Future Baseline - Hot-Dry | SCG ¦ Hot-Dry | SCG | All | Electric & Gas | SEER14 Heat Pump, <65 kbtuh, NR | Efficient | 2030 | Conventional | HVAC | Com - Office (Large) | Com | ROB Only | 1 | 1000 sqft2 of floor space | Cap-Tons | 15 | DEER:HVAC_Split-Package_HP | 22.5 | 0.0319 | -1.48 | SWHC046-02 | 1067.8867 | 2021 | 0 | 679.11 | 2021 | 0 | -11.62 | SWHC046-02 | Com Central HVAC (Small) - Fuel Sub - Hot-Dry ¦ SCG ¦ Hot-Dry | Com Central HVAC (Small) - Fuel Sub - Hot-Dry | 0.023953 | 1 | 0 | CBSA 2014, adjusted to reflect new efficiencies | 4.7689 | 2012 | 1 | SWHC046-02
COM-HVAC-FS-020.54 | Com ¦ Small Packaged Heat Pump (SEER 14) - Fuel Sub Future Baseline - Hot-Dry ¦ SCG ¦ Hot-Dry | Com ¦ Small Packaged Heat Pump (SEER 14) - Fuel Sub Future Baseline - Hot-Dry | SCG ¦ Hot-Dry | SCG | All | Electric & Gas | SEER14 Heat Pump, <65 kbtuh, NR | Efficient | 2030 | Conventional | HVAC | Com - Office (Small) | Com | ROB Only | 1 | 1000 sqft2 of floor space | Cap-Tons | 15 | DEER:HVAC_Split-Package_HP | 52.2333 | 0.0319 | -6.68 | SWHC046-02 | 1067.8867 | 2021 | 0 | 679.11 | 2021 | 0 | -11.62 | SWHC046-02 | Com Central HVAC (Small) - Fuel Sub - Hot-Dry ¦ SCG ¦ Hot-Dry | Com Central HVAC (Small) - Fuel Sub - Hot-Dry | 0.027176 | 1 | 0 | CBSA 2014, adjusted to reflect new efficiencies | 5.1798 | 2012 | 1 | SWHC046-02
COM-HVAC-FS-020.55 | Com ¦ Small Packaged Heat Pump (SEER 14) - Fuel Sub Future Baseline - Hot-Dry ¦ SCG ¦ Hot-Dry | Com ¦ Small Packaged Heat Pump (SEER 14) - Fuel Sub Future Baseline - Hot-Dry | SCG ¦ Hot-Dry | SCG | All | Electric & Gas | SEER14 Heat Pump, <65 kbtuh, NR | Efficient | 2030 | Conventional | HVAC | Com - Other | Com | ROB Only | 1 | 1000 sqft2 of floor space | Cap-Tons | 15 | DEER:HVAC_Split-Package_HP | 120.6667 | 0.0319 | -24.5 | SWHC046-02 | 1067.8867 | 2021 | 0 | 679.11 | 2021 | 0 | -11.62 | SWHC046-02 | Com Central HVAC (Small) - Fuel Sub - Hot-Dry ¦ SCG ¦ Hot-Dry | Com Central HVAC (Small) - Fuel Sub - Hot-Dry | 0.038925 | 1 | 0 | CBSA 2014, adjusted to reflect new efficiencies | 54.1529 | 2012 | 1 | SWHC046-02
COM-HVAC-FS-020.57 | Com ¦ Small Packaged Heat Pump (SEER 14) - Fuel Sub Future Baseline - Hot-Dry ¦ SCG ¦ Hot-Dry | Com ¦ Small Packaged Heat Pump (SEER 14) - Fuel Sub Future Baseline - Hot-Dry | SCG ¦ Hot-Dry | SCG | All | Electric & Gas | SEER14 Heat Pump, <65 kbtuh, NR | Efficient | 2030 | Conventional | HVAC | Com - Restaurant | Com | ROB Only | 1 | 1000 sqft2 of floor space | Cap-Tons | 15 | DEER:HVAC_Split-Package_HP | 52.8779 | 0.0319 | -12.6233 | SWHC046-02 | 1067.8867 | 2021 | 0 | 679.11 | 2021 | 0 | -11.62 | SWHC046-02 | Com Central HVAC (Small) - Fuel Sub - Hot-Dry ¦ SCG ¦ Hot-Dry | Com Central HVAC (Small) - Fuel Sub - Hot-Dry | 0.039657 | 1 | 0 | CBSA 2014, adjusted to reflect new efficiencies | 2.1559 | 2012 | 1 | SWHC046-02
COM-HVAC-FS-020.58 | Com ¦ Small Packaged Heat Pump (SEER 14) - Fuel Sub Future Baseline - Hot-Dry ¦ SCG ¦ Hot-Dry | Com ¦ Small Packaged Heat Pump (SEER 14) - Fuel Sub Future Baseline - Hot-Dry | SCG ¦ Hot-Dry | SCG | All | Electric & Gas | SEER14 Heat Pump, <65 kbtuh, NR | Efficient | 2030 | Conventional | HVAC | Com - Retail | Com | ROB Only | 1 | 1000 sqft2 of floor space | Cap-Tons | 15 | DEER:HVAC_Split-Package_HP | 19.0699 | 0.0319 | -10.1828 | SWHC046-02 | 1067.8867 | 2021 | 0 | 679.11 | 2021 | 0 | -11.62 | SWHC046-02 | Com Central HVAC (Small) - Fuel Sub - Hot-Dry ¦ SCG ¦ Hot-Dry | Com Central HVAC (Small) - Fuel Sub - Hot-Dry | 0.016778 | 1 | 0 | CBSA 2014, adjusted to reflect new efficiencies | 1526.5615 | 2012 | 1 | SWHC046-02
COM-HVAC-FS-020.59 | Com ¦ Small Packaged Heat Pump (SEER 14) - Fuel Sub Future Baseline - Hot-Dry ¦ SCG ¦ Hot-Dry | Com ¦ Small Packaged Heat Pump (SEER 14) - Fuel Sub Future Baseline - Hot-Dry | SCG ¦ Hot-Dry | SCG | All | Electric & Gas | SEER14 Heat Pump, <65 kbtuh, NR | Efficient | 2030 | Conventional | HVAC | Com - School | Com | ROB Only | 1 | 1000 sqft2 of floor space | Cap-Tons | 15 | DEER:HVAC_Split-Package_HP | 109.9654 | 0.0319 | -12.0108 | SWHC046-02 | 1067.8867 | 2021 | 0 | 679.11 | 2021 | 0 | -11.62 | SWHC046-02 | Com Central HVAC (Small) - Fuel Sub - Hot-Dry ¦ SCG ¦ Hot-Dry | Com Central HVAC (Small) - Fuel Sub - Hot-Dry | 0.027322 | 1 | 0 | CBSA 2014, adjusted to reflect new efficiencies | 4.0173 | 2012 | 1 | SWHC046-02
COM-HVAC-FS-020.60 | Com ¦ Small Packaged Heat Pump (SEER 14) - Fuel Sub Future Baseline - Hot-Dry ¦ SCG ¦ Hot-Dry | Com ¦ Small Packaged Heat Pump (SEER 14) - Fuel Sub Future Baseline - Hot-Dry | SCG ¦ Hot-Dry | SCG | All | Electric & Gas | SEER14 Heat Pump, <65 kbtuh, NR | Efficient | 2030 | Conventional | HVAC | Com - Warehouse | Com | ROB Only | 1 | 1000 sqft2 of floor space | Cap-Tons | 15 | DEER:HVAC_Split-Package_HP | 175.4 | 0.0319 | -33.6 | SWHC046-02 | 1067.8867 | 2021 | 0 | 679.11 | 2021 | 0 | -11.62 | SWHC046-02 | Com Central HVAC (Small) - Fuel Sub - Hot-Dry ¦ SCG ¦ Hot-Dry | Com Central HVAC (Small) - Fuel Sub - Hot-Dry | 0.0051386 | 1 | 0 | CBSA 2014, adjusted to reflect new efficiencies | 244.2598 | 2012 | 1 | SWHC046-02
COM-HVAC-FS-020.61 | Com ¦ Small Packaged Heat Pump (SEER 14) - Fuel Sub Future Baseline - Cold ¦ SCG ¦ Cold | Com ¦ Small Packaged Heat Pump (SEER 14) - Fuel Sub Future Baseline - Cold | SCG ¦ Cold | SCG | All | Electric & Gas | SEER14 Heat Pump, <65 kbtuh, NR | Efficient | 2030 | Conventional | HVAC | Com - College | Com | ROB Only | 1 | 1000 sqft2 of floor space | Cap-Tons | 15 | DEER:HVAC_Split-Package_HP | 698.7372 | 0.0204 | -92.6694 | SWHC046-02 | 1067.8867 | 2021 | 0 | 679.11 | 2021 | 0 | -11.62 | SWHC046-02 | Com Central HVAC (Small) - Fuel Sub - Cold ¦ SCG ¦ Cold | Com Central HVAC (Small) - Fuel Sub - Cold | 0.022689 | 1 | 0 | CBSA 2014, adjusted to reflect new efficiencies | 29.7404 | 2012 | 1 | SWHC046-02
COM-HVAC-FS-020.62 | Com ¦ Small Packaged Heat Pump (SEER 14) - Fuel Sub Future Baseline - Cold ¦ SCG ¦ Cold | Com ¦ Small Packaged Heat Pump (SEER 14) - Fuel Sub Future Baseline - Cold | SCG ¦ Cold | SCG | All | Electric & Gas | SEER14 Heat Pump, <65 kbtuh, NR | Efficient | 2030 | Conventional | HVAC | Com - Grocery | Com | ROB Only | 1 | 1000 sqft2 of floor space | Cap-Tons | 15 | DEER:HVAC_Split-Package_HP | 2124.5 | 0.0204 | -331.3333 | SWHC046-02 | 1067.8867 | 2021 | 0 | 679.11 | 2021 | 0 | -11.62 | SWHC046-02 | Com Central HVAC (Small) - Fuel Sub - Cold ¦ SCG ¦ Cold | Com Central HVAC (Small) - Fuel Sub - Cold | 0.040359 | 1 | 0 | CBSA 2014, adjusted to reflect new efficiencies | 650.1904 | 2012 | 1 | SWHC046-02
COM-HVAC-FS-020.63 | Com ¦ Small Packaged Heat Pump (SEER 14) - Fuel Sub Future Baseline - Cold ¦ SCG ¦ Cold | Com ¦ Small Packaged Heat Pump (SEER 14) - Fuel Sub Future Baseline - Cold | SCG ¦ Cold | SCG | All | Electric & Gas | SEER14 Heat Pump, <65 kbtuh, NR | Efficient | 2030 | Conventional | HVAC | Com - Health | Com | ROB Only | 1 | 1000 sqft2 of floor space | Cap-Tons | 15 | DEER:HVAC_Split-Package_HP | 754.4939 | 0.0204 | -128.9494 | SWHC046-02 | 1067.8867 | 2021 | 0 | 679.11 | 2021 | 0 | -11.62 | SWHC046-02 | Com Central HVAC (Small) - Fuel Sub - Cold ¦ SCG ¦ Cold | Com Central HVAC (Small) - Fuel Sub - Cold | 0.032178 | 1 | 0 | CBSA 2014, adjusted to reflect new efficiencies | 293.3161 | 2012 | 1 | SWHC046-02
COM-HVAC-FS-020.64 | Com ¦ Small Packaged Heat Pump (SEER 14) - Fuel Sub Future Baseline - Cold ¦ SCG ¦ Cold | Com ¦ Small Packaged Heat Pump (SEER 14) - Fuel Sub Future Baseline - Cold | SCG ¦ Cold | SCG | All | Electric & Gas | SEER14 Heat Pump, <65 kbtuh, NR | Efficient | 2030 | Conventional | HVAC | Com - Lodging | Com | ROB Only | 1 | 1000 sqft2 of floor space | Cap-Tons | 15 | DEER:HVAC_Split-Package_HP | 1498.8552 | 0.0204 | -210.3596 | SWHC046-02 | 1067.8867 | 2021 | 0 | 679.11 | 2021 | 0 | -11.62 | SWHC046-02 | Com Central HVAC (Small) - Fuel Sub - Cold ¦ SCG ¦ Cold | Com Central HVAC (Small) - Fuel Sub - Cold | 0.018069 | 1 | 0 | CBSA 2014, adjusted to reflect new efficiencies | 1519.7325 | 2012 | 1 | SWHC046-02
COM-HVAC-FS-020.65 | Com ¦ Small Packaged Heat Pump (SEER 14) - Fuel Sub Future Baseline - Cold ¦ SCG ¦ Cold | Com ¦ Small Packaged Heat Pump (SEER 14) - Fuel Sub Future Baseline - Cold | SCG ¦ Cold | SCG | All | Electric & Gas | SEER14 Heat Pump, <65 kbtuh, NR | Efficient | 2030 | Conventional | HVAC | Com - Office (Large) | Com | ROB Only | 1 | 1000 sqft2 of floor space | Cap-Tons | 15 | DEER:HVAC_Split-Package_HP | 204.6 | 0.0204 | -24.3999 | SWHC046-02 | 1067.8867 | 2021 | 0 | 679.11 | 2021 | 0 | -11.62 | SWHC046-02 | Com Central HVAC (Small) - Fuel Sub - Cold ¦ SCG ¦ Cold | Com Central HVAC (Small) - Fuel Sub - Cold | 0.023953 | 1 | 0 | CBSA 2014, adjusted to reflect new efficiencies | 81.2241 | 2012 | 1 | SWHC046-02
COM-HVAC-FS-020.66 | Com ¦ Small Packaged Heat Pump (SEER 14) - Fuel Sub Future Baseline - Cold ¦ SCG ¦ Cold | Com ¦ Small Packaged Heat Pump (SEER 14) - Fuel Sub Future Baseline - Cold | SCG ¦ Cold | SCG | All | Electric & Gas | SEER14 Heat Pump, <65 kbtuh, NR | Efficient | 2030 | Conventional | HVAC | Com - Office (Small) | Com | ROB Only | 1 | 1000 sqft2 of floor space | Cap-Tons | 15 | DEER:HVAC_Split-Package_HP | 411.1667 | 0.0204 | -49.3999 | SWHC046-02 | 1067.8867 | 2021 | 0 | 679.11 | 2021 | 0 | -11.62 | SWHC046-02 | Com Central HVAC (Small) - Fuel Sub - Cold ¦ SCG ¦ Cold | Com Central HVAC (Small) - Fuel Sub - Cold | 0.027176 | 1 | 0 | CBSA 2014, adjusted to reflect new efficiencies | 37.6576 | 2012 | 1 | SWHC046-02
COM-HVAC-FS-020.67 | Com ¦ Small Packaged Heat Pump (SEER 14) - Fuel Sub Future Baseline - Cold ¦ SCG ¦ Cold | Com ¦ Small Packaged Heat Pump (SEER 14) - Fuel Sub Future Baseline - Cold | SCG ¦ Cold | SCG | All | Electric & Gas | SEER14 Heat Pump, <65 kbtuh, NR | Efficient | 2030 | Conventional | HVAC | Com - Other | Com | ROB Only | 1 | 1000 sqft2 of floor space | Cap-Tons | 15 | DEER:HVAC_Split-Package_HP | 1173.1667 | 0.0204 | -171.9999 | SWHC046-02 | 1067.8867 | 2021 | 0 | 679.11 | 2021 | 0 | -11.62 | SWHC046-02 | Com Central HVAC (Small) - Fuel Sub - Cold ¦ SCG ¦ Cold | Com Central HVAC (Small) - Fuel Sub - Cold | 0.038925 | 1 | 0 | CBSA 2014, adjusted to reflect new efficiencies | 361.0582 | 2012 | 1 | SWHC046-02
COM-HVAC-FS-020.69 | Com ¦ Small Packaged Heat Pump (SEER 14) - Fuel Sub Future Baseline - Cold ¦ SCG ¦ Cold | Com ¦ Small Packaged Heat Pump (SEER 14) - Fuel Sub Future Baseline - Cold | SCG ¦ Cold | SCG | All | Electric & Gas | SEER14 Heat Pump, <65 kbtuh, NR | Efficient | 2030 | Conventional | HVAC | Com - Restaurant | Com | ROB Only | 1 | 1000 sqft2 of floor space | Cap-Tons | 15 | DEER:HVAC_Split-Package_HP | 931.7693 | 0.0204 | -140.5021 | SWHC046-02 | 1067.8867 | 2021 | 0 | 679.11 | 2021 | 0 | -11.62 | SWHC046-02 | Com Central HVAC (Small) - Fuel Sub - Cold ¦ SCG ¦ Cold | Com Central HVAC (Small) - Fuel Sub - Cold | 0.039657 | 1 | 0 | CBSA 2014, adjusted to reflect new efficiencies | 17.0002 | 2012 | 1 | SWHC046-02
COM-HVAC-FS-020.70 | Com ¦ Small Packaged Heat Pump (SEER 14) - Fuel Sub Future Baseline - Cold ¦ SCG ¦ Cold | Com ¦ Small Packaged Heat Pump (SEER 14) - Fuel Sub Future Baseline - Cold | SCG ¦ Cold | SCG | All | Electric & Gas | SEER14 Heat Pump, <65 kbtuh, NR | Efficient | 2030 | Conventional | HVAC | Com - Retail | Com | ROB Only | 1 | 1000 sqft2 of floor space | Cap-Tons | 15 | DEER:HVAC_Split-Package_HP | 818.7235 | 0.0204 | -114.1882 | SWHC046-02 | 1067.8867 | 2021 | 0 | 679.11 | 2021 | 0 | -11.62 | SWHC046-02 | Com Central HVAC (Small) - Fuel Sub - Cold ¦ SCG ¦ Cold | Com Central HVAC (Small) - Fuel Sub - Cold | 0.016778 | 1 | 0 | CBSA 2014, adjusted to reflect new efficiencies | 17060.4034 | 2012 | 1 | SWHC046-02
COM-HVAC-FS-020.71 | Com ¦ Small Packaged Heat Pump (SEER 14) - Fuel Sub Future Baseline - Cold ¦ SCG ¦ Cold | Com ¦ Small Packaged Heat Pump (SEER 14) - Fuel Sub Future Baseline - Cold | SCG ¦ Cold | SCG | All | Electric & Gas | SEER14 Heat Pump, <65 kbtuh, NR | Efficient | 2030 | Conventional | HVAC | Com - School | Com | ROB Only | 1 | 1000 sqft2 of floor space | Cap-Tons | 15 | DEER:HVAC_Split-Package_HP | 766.6056 | 0.0204 | -96.1489 | SWHC046-02 | 1067.8867 | 2021 | 0 | 679.11 | 2021 | 0 | -11.62 | SWHC046-02 | Com Central HVAC (Small) - Fuel Sub - Cold ¦ SCG ¦ Cold | Com Central HVAC (Small) - Fuel Sub - Cold | 0.027322 | 1 | 0 | CBSA 2014, adjusted to reflect new efficiencies | 38.4048 | 2012 | 1 | SWHC046-02
COM-HVAC-FS-020.72 | Com ¦ Small Packaged Heat Pump (SEER 14) - Fuel Sub Future Baseline - Cold ¦ SCG ¦ Cold | Com ¦ Small Packaged Heat Pump (SEER 14) - Fuel Sub Future Baseline - Cold | SCG ¦ Cold | SCG | All | Electric & Gas | SEER14 Heat Pump, <65 kbtuh, NR | Efficient | 2030 | Conventional | HVAC | Com - Warehouse | Com | ROB Only | 1 | 1000 sqft2 of floor space | Cap-Tons | 15 | DEER:HVAC_Split-Package_HP | 1183.8333 | 0.0204 | -151.9999 | SWHC046-02 | 1067.8867 | 2021 | 0 | 679.11 | 2021 | 0 | -11.62 | SWHC046-02 | Com Central HVAC (Small) - Fuel Sub - Cold ¦ SCG ¦ Cold | Com Central HVAC (Small) - Fuel Sub - Cold | 0.0051386 | 1 | 0 | CBSA 2014, adjusted to reflect new efficiencies | 1075.9564 | 2012 | 1 | SWHC046-02
COM-HVAC-FS-020.73 | Com ¦ Small Packaged Heat Pump (SEER 14) - Fuel Sub Future Baseline - Marine ¦ SDG&E ¦ Marine | Com ¦ Small Packaged Heat Pump (SEER 14) - Fuel Sub Future Baseline - Marine | SDG&E ¦ Marine | SDG&E | All | Electric & Gas | SEER14 Heat Pump, <65 kbtuh, NR | Efficient | 2030 | Conventional | HVAC | Com - College | Com | ROB Only | 1 | 1000 sqft2 of floor space | Cap-Tons | 15 | DEER:HVAC_Split-Package_HP | 72.0134 | 0.029 | -12.4101 | SWHC046-02 | 1067.8867 | 2021 | 0 | 679.11 | 2021 | 0 | -11.62 | SWHC046-02 | Com Central HVAC (Small) - Fuel Sub - Marine ¦ SDG&E ¦ Marine | Com Central HVAC (Small) - Fuel Sub - Marine | 0.022234 | 1 | 0 | CBSA 2014, adjusted to reflect new efficiencies | 4.7156 | 2012 | 1 | SWHC046-02
COM-HVAC-FS-020.74 | Com ¦ Small Packaged Heat Pump (SEER 14) - Fuel Sub Future Baseline - Marine ¦ SDG&E ¦ Marine | Com ¦ Small Packaged Heat Pump (SEER 14) - Fuel Sub Future Baseline - Marine | SDG&E ¦ Marine | SDG&E | All | Electric & Gas | SEER14 Heat Pump, <65 kbtuh, NR | Efficient | 2030 | Conventional | HVAC | Com - Grocery | Com | ROB Only | 1 | 1000 sqft2 of floor space | Cap-Tons | 15 | DEER:HVAC_Split-Package_HP | 312.2467 | 0.029 | -80.6 | SWHC046-02 | 1067.8867 | 2021 | 0 | 679.11 | 2021 | 0 | -11.62 | SWHC046-02 | Com Central HVAC (Small) - Fuel Sub - Marine ¦ SDG&E ¦ Marine | Com Central HVAC (Small) - Fuel Sub - Marine | 0.041033 | 1 | 0 | CBSA 2014, adjusted to reflect new efficiencies | 162.6625 | 2012 | 1 | SWHC046-02
COM-HVAC-FS-020.75 | Com ¦ Small Packaged Heat Pump (SEER 14) - Fuel Sub Future Baseline - Marine ¦ SDG&E ¦ Marine | Com ¦ Small Packaged Heat Pump (SEER 14) - Fuel Sub Future Baseline - Marine | SDG&E ¦ Marine | SDG&E | All | Electric & Gas | SEER14 Heat Pump, <65 kbtuh, NR | Efficient | 2030 | Conventional | HVAC | Com - Health | Com | ROB Only | 1 | 1000 sqft2 of floor space | Cap-Tons | 15 | DEER:HVAC_Split-Package_HP | -7.1513 | 0.029 | -22.4856 | SWHC046-02 | 1067.8867 | 2021 | 0 | 679.11 | 2021 | 0 | -11.62 | SWHC046-02 | Com Central HVAC (Small) - Fuel Sub - Marine ¦ SDG&E ¦ Marine | Com Central HVAC (Small) - Fuel Sub - Marine | 0.031998 | 1 | 0 | CBSA 2014, adjusted to reflect new efficiencies | 53.203 | 2012 | 1 | SWHC046-02
COM-HVAC-FS-020.76 | Com ¦ Small Packaged Heat Pump (SEER 14) - Fuel Sub Future Baseline - Marine ¦ SDG&E ¦ Marine | Com ¦ Small Packaged Heat Pump (SEER 14) - Fuel Sub Future Baseline - Marine | SDG&E ¦ Marine | SDG&E | All | Electric & Gas | SEER14 Heat Pump, <65 kbtuh, NR | Efficient | 2030 | Conventional | HVAC | Com - Lodging | Com | ROB Only | 1 | 1000 sqft2 of floor space | Cap-Tons | 15 | DEER:HVAC_Split-Package_HP | 139.454 | 0.029 | -41.9013 | SWHC046-02 | 1067.8867 | 2021 | 0 | 679.11 | 2021 | 0 | -11.62 | SWHC046-02 | Com Central HVAC (Small) - Fuel Sub - Marine ¦ SDG&E ¦ Marine | Com Central HVAC (Small) - Fuel Sub - Marine | 0.017903 | 1 | 0 | CBSA 2014, adjusted to reflect new efficiencies | 311.4584 | 2012 | 1 | SWHC046-02
COM-HVAC-FS-020.77 | Com ¦ Small Packaged Heat Pump (SEER 14) - Fuel Sub Future Baseline - Marine ¦ SDG&E ¦ Marine | Com ¦ Small Packaged Heat Pump (SEER 14) - Fuel Sub Future Baseline - Marine | SDG&E ¦ Marine | SDG&E | All | Electric & Gas | SEER14 Heat Pump, <65 kbtuh, NR | Efficient | 2030 | Conventional | HVAC | Com - Office (Large) | Com | ROB Only | 1 | 1000 sqft2 of floor space | Cap-Tons | 15 | DEER:HVAC_Split-Package_HP | 23.1667 | 0.029 | -0.94805 | SWHC046-02 | 1067.8867 | 2021 | 0 | 679.11 | 2021 | 0 | -11.62 | SWHC046-02 | Com Central HVAC (Small) - Fuel Sub - Marine ¦ SDG&E ¦ Marine | Com Central HVAC (Small) - Fuel Sub - Marine | 0.023374 | 1 | 0 | CBSA 2014, adjusted to reflect new efficiencies | 2.9176 | 2012 | 1 | SWHC046-02
COM-HVAC-FS-020.78 | Com ¦ Small Packaged Heat Pump (SEER 14) - Fuel Sub Future Baseline - Marine ¦ SDG&E ¦ Marine | Com ¦ Small Packaged Heat Pump (SEER 14) - Fuel Sub Future Baseline - Marine | SDG&E ¦ Marine | SDG&E | All | Electric & Gas | SEER14 Heat Pump, <65 kbtuh, NR | Efficient | 2030 | Conventional | HVAC | Com - Office (Small) | Com | ROB Only | 1 | 1000 sqft2 of floor space | Cap-Tons | 15 | DEER:HVAC_Split-Package_HP | 52.1667 | 0.029 | -5.55 | SWHC046-02 | 1067.8867 | 2021 | 0 | 679.11 | 2021 | 0 | -11.62 | SWHC046-02 | Com Central HVAC (Small) - Fuel Sub - Marine ¦ SDG&E ¦ Marine | Com Central HVAC (Small) - Fuel Sub - Marine | 0.028381 | 1 | 0 | CBSA 2014, adjusted to reflect new efficiencies | 4.0754 | 2012 | 1 | SWHC046-02
COM-HVAC-FS-020.79 | Com ¦ Small Packaged Heat Pump (SEER 14) - Fuel Sub Future Baseline - Marine ¦ SDG&E ¦ Marine | Com ¦ Small Packaged Heat Pump (SEER 14) - Fuel Sub Future Baseline - Marine | SDG&E ¦ Marine | SDG&E | All | Electric & Gas | SEER14 Heat Pump, <65 kbtuh, NR | Efficient | 2030 | Conventional | HVAC | Com - Other | Com | ROB Only | 1 | 1000 sqft2 of floor space | Cap-Tons | 15 | DEER:HVAC_Split-Package_HP | 129.7 | 0.029 | -25 | SWHC046-02 | 1067.8867 | 2021 | 0 | 679.11 | 2021 | 0 | -11.62 | SWHC046-02 | Com Central HVAC (Small) - Fuel Sub - Marine ¦ SDG&E ¦ Marine | Com Central HVAC (Small) - Fuel Sub - Marine | 0.03826 | 1 | 0 | CBSA 2014, adjusted to reflect new efficiencies | 54.8728 | 2012 | 1 | SWHC046-02
COM-HVAC-FS-020.81 | Com ¦ Small Packaged Heat Pump (SEER 14) - Fuel Sub Future Baseline - Marine ¦ SDG&E ¦ Marine | Com ¦ Small Packaged Heat Pump (SEER 14) - Fuel Sub Future Baseline - Marine | SDG&E ¦ Marine | SDG&E | All | Electric & Gas | SEER14 Heat Pump, <65 kbtuh, NR | Efficient | 2030 | Conventional | HVAC | Com - Restaurant | Com | ROB Only | 1 | 1000 sqft2 of floor space | Cap-Tons | 15 | DEER:HVAC_Split-Package_HP | 64.0357 | 0.029 | -11.7208 | SWHC046-02 | 1067.8867 | 2021 | 0 | 679.11 | 2021 | 0 | -11.62 | SWHC046-02 | Com Central HVAC (Small) - Fuel Sub - Marine ¦ SDG&E ¦ Marine | Com Central HVAC (Small) - Fuel Sub - Marine | 0.041427 | 1 | 0 | CBSA 2014, adjusted to reflect new efficiencies | 1.6973 | 2012 | 1 | SWHC046-02
COM-HVAC-FS-020.82 | Com ¦ Small Packaged Heat Pump (SEER 14) - Fuel Sub Future Baseline - Marine ¦ SDG&E ¦ Marine | Com ¦ Small Packaged Heat Pump (SEER 14) - Fuel Sub Future Baseline - Marine | SDG&E ¦ Marine | SDG&E | All | Electric & Gas | SEER14 Heat Pump, <65 kbtuh, NR | Efficient | 2030 | Conventional | HVAC | Com - Retail | Com | ROB Only | 1 | 1000 sqft2 of floor space | Cap-Tons | 15 | DEER:HVAC_Split-Package_HP | 39.7038 | 0.029 | -11.8404 | SWHC046-02 | 1067.8867 | 2021 | 0 | 679.11 | 2021 | 0 | -11.62 | SWHC046-02 | Com Central HVAC (Small) - Fuel Sub - Marine ¦ SDG&E ¦ Marine | Com Central HVAC (Small) - Fuel Sub - Marine | 0.016794 | 1 | 0 | CBSA 2014, adjusted to reflect new efficiencies | 1773.375 | 2012 | 1 | SWHC046-02
COM-HVAC-FS-020.83 | Com ¦ Small Packaged Heat Pump (SEER 14) - Fuel Sub Future Baseline - Marine ¦ SDG&E ¦ Marine | Com ¦ Small Packaged Heat Pump (SEER 14) - Fuel Sub Future Baseline - Marine | SDG&E ¦ Marine | SDG&E | All | Electric & Gas | SEER14 Heat Pump, <65 kbtuh, NR | Efficient | 2030 | Conventional | HVAC | Com - School | Com | ROB Only | 1 | 1000 sqft2 of floor space | Cap-Tons | 15 | DEER:HVAC_Split-Package_HP | 115.1959 | 0.029 | -12.164 | SWHC046-02 | 1067.8867 | 2021 | 0 | 679.11 | 2021 | 0 | -11.62 | SWHC046-02 | Com Central HVAC (Small) - Fuel Sub - Marine ¦ SDG&E ¦ Marine | Com Central HVAC (Small) - Fuel Sub - Marine | 0.028241 | 1 | 0 | CBSA 2014, adjusted to reflect new efficiencies | 3.8583 | 2012 | 1 | SWHC046-02
COM-HVAC-FS-020.84 | Com ¦ Small Packaged Heat Pump (SEER 14) - Fuel Sub Future Baseline - Marine ¦ SDG&E ¦ Marine | Com ¦ Small Packaged Heat Pump (SEER 14) - Fuel Sub Future Baseline - Marine | SDG&E ¦ Marine | SDG&E | All | Electric & Gas | SEER14 Heat Pump, <65 kbtuh, NR | Efficient | 2030 | Conventional | HVAC | Com - Warehouse | Com | ROB Only | 1 | 1000 sqft2 of floor space | Cap-Tons | 15 | DEER:HVAC_Split-Package_HP | 207.6333 | 0.029 | -34.2 | SWHC046-02 | 1067.8867 | 2021 | 0 | 679.11 | 2021 | 0 | -11.62 | SWHC046-02 | Com Central HVAC (Small) - Fuel Sub - Marine ¦ SDG&E ¦ Marine | Com Central HVAC (Small) - Fuel Sub - Marine | 0.0051502 | 1 | 0 | CBSA 2014, adjusted to reflect new efficiencies | 246.4577 | 2012 | 1 | SWHC046-02
COM-HVAC-FS-020.85 | Com ¦ Small Packaged Heat Pump (SEER 14) - Fuel Sub Future Baseline - Hot-Dry ¦ SDG&E ¦ Hot-Dry | Com ¦ Small Packaged Heat Pump (SEER 14) - Fuel Sub Future Baseline - Hot-Dry | SDG&E ¦ Hot-Dry | SDG&E | All | Electric & Gas | SEER14 Heat Pump, <65 kbtuh, NR | Efficient | 2030 | Conventional | HVAC | Com - College | Com | ROB Only | 1 | 1000 sqft2 of floor space | Cap-Tons | 15 | DEER:HVAC_Split-Package_HP | 65.8721 | 0.0254 | -10.793 | SWHC046-02 | 1067.8867 | 2021 | 0 | 679.11 | 2021 | 0 | -11.62 | SWHC046-02 | Com Central HVAC (Small) - Fuel Sub - Hot-Dry ¦ SDG&E ¦ Hot-Dry | Com Central HVAC (Small) - Fuel Sub - Hot-Dry | 0.022234 | 1 | 0 | CBSA 2014, adjusted to reflect new efficiencies | 3.9909 | 2012 | 1 | SWHC046-02
COM-HVAC-FS-020.86 | Com ¦ Small Packaged Heat Pump (SEER 14) - Fuel Sub Future Baseline - Hot-Dry ¦ SDG&E ¦ Hot-Dry | Com ¦ Small Packaged Heat Pump (SEER 14) - Fuel Sub Future Baseline - Hot-Dry | SDG&E ¦ Hot-Dry | SDG&E | All | Electric & Gas | SEER14 Heat Pump, <65 kbtuh, NR | Efficient | 2030 | Conventional | HVAC | Com - Grocery | Com | ROB Only | 1 | 1000 sqft2 of floor space | Cap-Tons | 15 | DEER:HVAC_Split-Package_HP | 294.7 | 0.0254 | -79.1 | SWHC046-02 | 1067.8867 | 2021 | 0 | 679.11 | 2021 | 0 | -11.62 | SWHC046-02 | Com Central HVAC (Small) - Fuel Sub - Hot-Dry ¦ SDG&E ¦ Hot-Dry | Com Central HVAC (Small) - Fuel Sub - Hot-Dry | 0.041033 | 1 | 0 | CBSA 2014, adjusted to reflect new efficiencies | 159.8931 | 2012 | 1 | SWHC046-02
COM-HVAC-FS-020.87 | Com ¦ Small Packaged Heat Pump (SEER 14) - Fuel Sub Future Baseline - Hot-Dry ¦ SDG&E ¦ Hot-Dry | Com ¦ Small Packaged Heat Pump (SEER 14) - Fuel Sub Future Baseline - Hot-Dry | SDG&E ¦ Hot-Dry | SDG&E | All | Electric & Gas | SEER14 Heat Pump, <65 kbtuh, NR | Efficient | 2030 | Conventional | HVAC | Com - Health | Com | ROB Only | 1 | 1000 sqft2 of floor space | Cap-Tons | 15 | DEER:HVAC_Split-Package_HP | -28.122 | 0.0254 | -17.1436 | SWHC046-02 | 1067.8867 | 2021 | 0 | 679.11 | 2021 | 0 | -11.62 | SWHC046-02 | Com Central HVAC (Small) - Fuel Sub - Hot-Dry ¦ SDG&E ¦ Hot-Dry | Com Central HVAC (Small) - Fuel Sub - Hot-Dry | 0.031998 | 1 | 0 | CBSA 2014, adjusted to reflect new efficiencies | 40.8995 | 2012 | 1 | SWHC046-02
COM-HVAC-FS-020.88 | Com ¦ Small Packaged Heat Pump (SEER 14) - Fuel Sub Future Baseline - Hot-Dry ¦ SDG&E ¦ Hot-Dry | Com ¦ Small Packaged Heat Pump (SEER 14) - Fuel Sub Future Baseline - Hot-Dry | SDG&E ¦ Hot-Dry | SDG&E | All | Electric & Gas | SEER14 Heat Pump, <65 kbtuh, NR | Efficient | 2030 | Conventional | HVAC | Com - Lodging | Com | ROB Only | 1 | 1000 sqft2 of floor space | Cap-Tons | 15 | DEER:HVAC_Split-Package_HP | 97.5453 | 0.0254 | -33.7874 | SWHC046-02 | 1067.8867 | 2021 | 0 | 679.11 | 2021 | 0 | -11.62 | SWHC046-02 | Com Central HVAC (Small) - Fuel Sub - Hot-Dry ¦ SDG&E ¦ Hot-Dry | Com Central HVAC (Small) - Fuel Sub - Hot-Dry | 0.017903 | 1 | 0 | CBSA 2014, adjusted to reflect new efficiencies | 251.9661 | 2012 | 1 | SWHC046-02
COM-HVAC-FS-020.89 | Com ¦ Small Packaged Heat Pump (SEER 14) - Fuel Sub Future Baseline - Hot-Dry ¦ SDG&E ¦ Hot-Dry | Com ¦ Small Packaged Heat Pump (SEER 14) - Fuel Sub Future Baseline - Hot-Dry | SDG&E ¦ Hot-Dry | SDG&E | All | Electric & Gas | SEER14 Heat Pump, <65 kbtuh, NR | Efficient | 2030 | Conventional | HVAC | Com - Office (Large) | Com | ROB Only | 1 | 1000 sqft2 of floor space | Cap-Tons | 15 | DEER:HVAC_Split-Package_HP | 23.5333 | 0.0254 | -0.57931 | SWHC046-02 | 1067.8867 | 2021 | 0 | 679.11 | 2021 | 0 | -11.62 | SWHC046-02 | Com Central HVAC (Small) - Fuel Sub - Hot-Dry ¦ SDG&E ¦ Hot-Dry | Com Central HVAC (Small) - Fuel Sub - Hot-Dry | 0.023374 | 1 | 0 | CBSA 2014, adjusted to reflect new efficiencies | 1.636 | 2012 | 1 | SWHC046-02
COM-HVAC-FS-020.90 | Com ¦ Small Packaged Heat Pump (SEER 14) - Fuel Sub Future Baseline - Hot-Dry ¦ SDG&E ¦ Hot-Dry | Com ¦ Small Packaged Heat Pump (SEER 14) - Fuel Sub Future Baseline - Hot-Dry | SDG&E ¦ Hot-Dry | SDG&E | All | Electric & Gas | SEER14 Heat Pump, <65 kbtuh, NR | Efficient | 2030 | Conventional | HVAC | Com - Office (Small) | Com | ROB Only | 1 | 1000 sqft2 of floor space | Cap-Tons | 15 | DEER:HVAC_Split-Package_HP | 46.2333 | 0.0254 | -4.4333 | SWHC046-02 | 1067.8867 | 2021 | 0 | 679.11 | 2021 | 0 | -11.62 | SWHC046-02 | Com Central HVAC (Small) - Fuel Sub - Hot-Dry ¦ SDG&E ¦ Hot-Dry | Com Central HVAC (Small) - Fuel Sub - Hot-Dry | 0.028381 | 1 | 0 | CBSA 2014, adjusted to reflect new efficiencies | 3.1366 | 2012 | 1 | SWHC046-02
COM-HVAC-FS-020.91 | Com ¦ Small Packaged Heat Pump (SEER 14) - Fuel Sub Future Baseline - Hot-Dry ¦ SDG&E ¦ Hot-Dry | Com ¦ Small Packaged Heat Pump (SEER 14) - Fuel Sub Future Baseline - Hot-Dry | SDG&E ¦ Hot-Dry | SDG&E | All | Electric & Gas | SEER14 Heat Pump, <65 kbtuh, NR | Efficient | 2030 | Conventional | HVAC | Com - Other | Com | ROB Only | 1 | 1000 sqft2 of floor space | Cap-Tons | 15 | DEER:HVAC_Split-Package_HP | 116.1667 | 0.0254 | -21.8 | SWHC046-02 | 1067.8867 | 2021 | 0 | 679.11 | 2021 | 0 | -11.62 | SWHC046-02 | Com Central HVAC (Small) - Fuel Sub - Hot-Dry ¦ SDG&E ¦ Hot-Dry | Com Central HVAC (Small) - Fuel Sub - Hot-Dry | 0.03826 | 1 | 0 | CBSA 2014, adjusted to reflect new efficiencies | 47.6691 | 2012 | 1 | SWHC046-02
COM-HVAC-FS-020.93 | Com ¦ Small Packaged Heat Pump (SEER 14) - Fuel Sub Future Baseline - Hot-Dry ¦ SDG&E ¦ Hot-Dry | Com ¦ Small Packaged Heat Pump (SEER 14) - Fuel Sub Future Baseline - Hot-Dry | SDG&E ¦ Hot-Dry | SDG&E | All | Electric & Gas | SEER14 Heat Pump, <65 kbtuh, NR | Efficient | 2030 | Conventional | HVAC | Com - Restaurant | Com | ROB Only | 1 | 1000 sqft2 of floor space | Cap-Tons | 15 | DEER:HVAC_Split-Package_HP | 51.2102 | 0.0254 | -8.0956 | SWHC046-02 | 1067.8867 | 2021 | 0 | 679.11 | 2021 | 0 | -11.62 | SWHC046-02 | Com Central HVAC (Small) - Fuel Sub - Hot-Dry ¦ SDG&E ¦ Hot-Dry | Com Central HVAC (Small) - Fuel Sub - Hot-Dry | 0.041427 | 1 | 0 | CBSA 2014, adjusted to reflect new efficiencies | 1.03 | 2012 | 1 | SWHC046-02
COM-HVAC-FS-020.94 | Com ¦ Small Packaged Heat Pump (SEER 14) - Fuel Sub Future Baseline - Hot-Dry ¦ SDG&E ¦ Hot-Dry | Com ¦ Small Packaged Heat Pump (SEER 14) - Fuel Sub Future Baseline - Hot-Dry | SDG&E ¦ Hot-Dry | SDG&E | All | Electric & Gas | SEER14 Heat Pump, <65 kbtuh, NR | Efficient | 2030 | Conventional | HVAC | Com - Retail | Com | ROB Only | 1 | 1000 sqft2 of floor space | Cap-Tons | 15 | DEER:HVAC_Split-Package_HP | 35.678 | 0.0254 | -9.8183 | SWHC046-02 | 1067.8867 | 2021 | 0 | 679.11 | 2021 | 0 | -11.62 | SWHC046-02 | Com Central HVAC (Small) - Fuel Sub - Hot-Dry ¦ SDG&E ¦ Hot-Dry | Com Central HVAC (Small) - Fuel Sub - Hot-Dry | 0.016794 | 1 | 0 | CBSA 2014, adjusted to reflect new efficiencies | 1470.262 | 2012 | 1 | SWHC046-02
COM-HVAC-FS-020.95 | Com ¦ Small Packaged Heat Pump (SEER 14) - Fuel Sub Future Baseline - Hot-Dry ¦ SDG&E ¦ Hot-Dry | Com ¦ Small Packaged Heat Pump (SEER 14) - Fuel Sub Future Baseline - Hot-Dry | SDG&E ¦ Hot-Dry | SDG&E | All | Electric & Gas | SEER14 Heat Pump, <65 kbtuh, NR | Efficient | 2030 | Conventional | HVAC | Com - School | Com | ROB Only | 1 | 1000 sqft2 of floor space | Cap-Tons | 15 | DEER:HVAC_Split-Package_HP | 108.5001 | 0.0254 | -10.9428 | SWHC046-02 | 1067.8867 | 2021 | 0 | 679.11 | 2021 | 0 | -11.62 | SWHC046-02 | Com Central HVAC (Small) - Fuel Sub - Hot-Dry ¦ SDG&E ¦ Hot-Dry | Com Central HVAC (Small) - Fuel Sub - Hot-Dry | 0.028241 | 1 | 0 | CBSA 2014, adjusted to reflect new efficiencies | 3.2035 | 2012 | 1 | SWHC046-02
COM-HVAC-FS-020.96 | Com ¦ Small Packaged Heat Pump (SEER 14) - Fuel Sub Future Baseline - Hot-Dry ¦ SDG&E ¦ Hot-Dry | Com ¦ Small Packaged Heat Pump (SEER 14) - Fuel Sub Future Baseline - Hot-Dry | SDG&E ¦ Hot-Dry | SDG&E | All | Electric & Gas | SEER14 Heat Pump, <65 kbtuh, NR | Efficient | 2030 | Conventional | HVAC | Com - Warehouse | Com | ROB Only | 1 | 1000 sqft2 of floor space | Cap-Tons | 15 | DEER:HVAC_Split-Package_HP | 187.5333 | 0.0254 | -31.9 | SWHC046-02 | 1067.8867 | 2021 | 0 | 679.11 | 2021 | 0 | -11.62 | SWHC046-02 | Com Central HVAC (Small) - Fuel Sub - Hot-Dry ¦ SDG&E ¦ Hot-Dry | Com Central HVAC (Small) - Fuel Sub - Hot-Dry | 0.0051502 | 1 | 0 | CBSA 2014, adjusted to reflect new efficiencies | 230.3389 | 2012 | 1 | SWHC046-02
COM-HVAC-FS-21.1 | Com ¦ Small Packaged Heat Pump (SEER 15) - Fuel Sub - Marine ¦ PG&E ¦ Marine | Com ¦ Small Packaged Heat Pump (SEER 15) - Fuel Sub - Marine | PG&E ¦ Marine | PG&E | All | Electric & Gas | SEER15 Heat Pump, <65 kbtuh, NR | Efficient | 0 | Conventional | HVAC | Com - College | Com | ROB Only | 1 | 1000 sqft2 of floor space | Cap-Tons | 15 | DEER:HVAC_Split-Package_HP | 95.9157 | 0 | -35.6808 | SWHC046-02 | 1171.6667 | 2021 | 0 | 679.11 | 2021 | 0 | -11.62 | SWHC046-02 | Com Central HVAC (Small) - Fuel Sub - Marine ¦ PG&E ¦ Marine | Com Central HVAC (Small) - Fuel Sub - Marine | 0.020331 | 1 | 0 | CBSA 2014, adjusted to reflect new efficiencies | 17.3354 | 2032 | 1 | SWHC046-02
COM-HVAC-FS-21.2 | Com ¦ Small Packaged Heat Pump (SEER 15) - Fuel Sub - Marine ¦ PG&E ¦ Marine | Com ¦ Small Packaged Heat Pump (SEER 15) - Fuel Sub - Marine | PG&E ¦ Marine | PG&E | All | Electric & Gas | SEER15 Heat Pump, <65 kbtuh, NR | Efficient | 0 | Conventional | HVAC | Com - Grocery | Com | ROB Only | 1 | 1000 sqft2 of floor space | Cap-Tons | 15 | DEER:HVAC_Split-Package_HP | 745.6667 | 0 | -181 | SWHC046-02 | 1171.6667 | 2021 | 0 | 679.11 | 2021 | 0 | -11.62 | SWHC046-02 | Com Central HVAC (Small) - Fuel Sub - Marine ¦ PG&E ¦ Marine | Com Central HVAC (Small) - Fuel Sub - Marine | 0.033922 | 1 | 0 | CBSA 2014, adjusted to reflect new efficiencies | 364.3063 | 2032 | 1 | SWHC046-02
COM-HVAC-FS-21.3 | Com ¦ Small Packaged Heat Pump (SEER 15) - Fuel Sub - Marine ¦ PG&E ¦ Marine | Com ¦ Small Packaged Heat Pump (SEER 15) - Fuel Sub - Marine | PG&E ¦ Marine | PG&E | All | Electric & Gas | SEER15 Heat Pump, <65 kbtuh, NR | Efficient | 0 | Conventional | HVAC | Com - Health | Com | ROB Only | 1 | 1000 sqft2 of floor space | Cap-Tons | 15 | DEER:HVAC_Split-Package_HP | 45.9706 | 0 | -51.2293 | SWHC046-02 | 1171.6667 | 2021 | 0 | 679.11 | 2021 | 0 | -11.62 | SWHC046-02 | Com Central HVAC (Small) - Fuel Sub - Marine ¦ PG&E ¦ Marine | Com Central HVAC (Small) - Fuel Sub - Marine | 0.030022 | 1 | 0 | CBSA 2014, adjusted to reflect new efficiencies | 120.2907 | 2032 | 1 | SWHC046-02
COM-HVAC-FS-21.4 | Com ¦ Small Packaged Heat Pump (SEER 15) - Fuel Sub - Marine ¦ PG&E ¦ Marine | Com ¦ Small Packaged Heat Pump (SEER 15) - Fuel Sub - Marine | PG&E ¦ Marine | PG&E | All | Electric & Gas | SEER15 Heat Pump, <65 kbtuh, NR | Efficient | 0 | Conventional | HVAC | Com - Lodging | Com | ROB Only | 1 | 1000 sqft2 of floor space | Cap-Tons | 15 | DEER:HVAC_Split-Package_HP | 370.9871 | 0 | -101.4521 | SWHC046-02 | 1171.6667 | 2021 | 0 | 679.11 | 2021 | 0 | -11.62 | SWHC046-02 | Com Central HVAC (Small) - Fuel Sub - Marine ¦ PG&E ¦ Marine | Com Central HVAC (Small) - Fuel Sub - Marine | 0.016003 | 1 | 0 | CBSA 2014, adjusted to reflect new efficiencies | 752.2763 | 2032 | 1 | SWHC046-02
COM-HVAC-FS-21.5 | Com ¦ Small Packaged Heat Pump (SEER 15) - Fuel Sub - Marine ¦ PG&E ¦ Marine | Com ¦ Small Packaged Heat Pump (SEER 15) - Fuel Sub - Marine | PG&E ¦ Marine | PG&E | All | Electric & Gas | SEER15 Heat Pump, <65 kbtuh, NR | Efficient | 0 | Conventional | HVAC | Com - Office (Large) | Com | ROB Only | 1 | 1000 sqft2 of floor space | Cap-Tons | 15 | DEER:HVAC_Split-Package_HP | -59.1667 | 0 | -4.64 | SWHC046-02 | 1171.6667 | 2021 | 0 | 679.11 | 2021 | 0 | -11.62 | SWHC046-02 | Com Central HVAC (Small) - Fuel Sub - Marine ¦ PG&E ¦ Marine | Com Central HVAC (Small) - Fuel Sub - Marine | 0.021319 | 1 | 0 | CBSA 2014, adjusted to reflect new efficiencies | 16.9817 | 2032 | 1 | SWHC046-02
COM-HVAC-FS-21.6 | Com ¦ Small Packaged Heat Pump (SEER 15) - Fuel Sub - Marine ¦ PG&E ¦ Marine | Com ¦ Small Packaged Heat Pump (SEER 15) - Fuel Sub - Marine | PG&E ¦ Marine | PG&E | All | Electric & Gas | SEER15 Heat Pump, <65 kbtuh, NR | Efficient | 0 | Conventional | HVAC | Com - Office (Small) | Com | ROB Only | 1 | 1000 sqft2 of floor space | Cap-Tons | 15 | DEER:HVAC_Split-Package_HP | 21.0667 | 0 | -17.4 | SWHC046-02 | 1171.6667 | 2021 | 0 | 679.11 | 2021 | 0 | -11.62 | SWHC046-02 | Com Central HVAC (Small) - Fuel Sub - Marine ¦ PG&E ¦ Marine | Com Central HVAC (Small) - Fuel Sub - Marine | 0.024933 | 1 | 0 | CBSA 2014, adjusted to reflect new efficiencies | 16.485 | 2032 | 1 | SWHC046-02
COM-HVAC-FS-21.7 | Com ¦ Small Packaged Heat Pump (SEER 15) - Fuel Sub - Marine ¦ PG&E ¦ Marine | Com ¦ Small Packaged Heat Pump (SEER 15) - Fuel Sub - Marine | PG&E ¦ Marine | PG&E | All | Electric & Gas | SEER15 Heat Pump, <65 kbtuh, NR | Efficient | 0 | Conventional | HVAC | Com - Other | Com | ROB Only | 1 | 1000 sqft2 of floor space | Cap-Tons | 15 | DEER:HVAC_Split-Package_HP | 244.6667 | 0 | -66.4 | SWHC046-02 | 1171.6667 | 2021 | 0 | 679.11 | 2021 | 0 | -11.62 | SWHC046-02 | Com Central HVAC (Small) - Fuel Sub - Marine ¦ PG&E ¦ Marine | Com Central HVAC (Small) - Fuel Sub - Marine | 0.0353 | 1 | 0 | CBSA 2014, adjusted to reflect new efficiencies | 151.5945 | 2032 | 1 | SWHC046-02
COM-HVAC-FS-21.9 | Com ¦ Small Packaged Heat Pump (SEER 15) - Fuel Sub - Marine ¦ PG&E ¦ Marine | Com ¦ Small Packaged Heat Pump (SEER 15) - Fuel Sub - Marine | PG&E ¦ Marine | PG&E | All | Electric & Gas | SEER15 Heat Pump, <65 kbtuh, NR | Efficient | 0 | Conventional | HVAC | Com - Restaurant | Com | ROB Only | 1 | 1000 sqft2 of floor space | Cap-Tons | 15 | DEER:HVAC_Split-Package_HP | 97.3592 | 0 | -40.0519 | SWHC046-02 | 1171.6667 | 2021 | 0 | 679.11 | 2021 | 0 | -11.62 | SWHC046-02 | Com Central HVAC (Small) - Fuel Sub - Marine ¦ PG&E ¦ Marine | Com Central HVAC (Small) - Fuel Sub - Marine | 0.036027 | 1 | 0 | CBSA 2014, adjusted to reflect new efficiencies | 8.2757 | 2032 | 1 | SWHC046-02
COM-HVAC-FS-21.10 | Com ¦ Small Packaged Heat Pump (SEER 15) - Fuel Sub - Marine ¦ PG&E ¦ Marine | Com ¦ Small Packaged Heat Pump (SEER 15) - Fuel Sub - Marine | PG&E ¦ Marine | PG&E | All | Electric & Gas | SEER15 Heat Pump, <65 kbtuh, NR | Efficient | 0 | Conventional | HVAC | Com - Retail | Com | ROB Only | 1 | 1000 sqft2 of floor space | Cap-Tons | 15 | DEER:HVAC_Split-Package_HP | 65.248 | 0 | -34.4464 | SWHC046-02 | 1171.6667 | 2021 | 0 | 679.11 | 2021 | 0 | -11.62 | SWHC046-02 | Com Central HVAC (Small) - Fuel Sub - Marine ¦ PG&E ¦ Marine | Com Central HVAC (Small) - Fuel Sub - Marine | 0.015015 | 1 | 0 | CBSA 2014, adjusted to reflect new efficiencies | 5164.0024 | 2032 | 1 | SWHC046-02
COM-HVAC-FS-21.11 | Com ¦ Small Packaged Heat Pump (SEER 15) - Fuel Sub - Marine ¦ PG&E ¦ Marine | Com ¦ Small Packaged Heat Pump (SEER 15) - Fuel Sub - Marine | PG&E ¦ Marine | PG&E | All | Electric & Gas | SEER15 Heat Pump, <65 kbtuh, NR | Efficient | 0 | Conventional | HVAC | Com - School | Com | ROB Only | 1 | 1000 sqft2 of floor space | Cap-Tons | 15 | DEER:HVAC_Split-Package_HP | 133.731 | 0 | -34.7585 | SWHC046-02 | 1171.6667 | 2021 | 0 | 679.11 | 2021 | 0 | -11.62 | SWHC046-02 | Com Central HVAC (Small) - Fuel Sub - Marine ¦ PG&E ¦ Marine | Com Central HVAC (Small) - Fuel Sub - Marine | 0.0228 | 1 | 0 | CBSA 2014, adjusted to reflect new efficiencies | 21.7608 | 2032 | 1 | SWHC046-02
COM-HVAC-FS-21.12 | Com ¦ Small Packaged Heat Pump (SEER 15) - Fuel Sub - Marine ¦ PG&E ¦ Marine | Com ¦ Small Packaged Heat Pump (SEER 15) - Fuel Sub - Marine | PG&E ¦ Marine | PG&E | All | Electric & Gas | SEER15 Heat Pump, <65 kbtuh, NR | Efficient | 0 | Conventional | HVAC | Com - Warehouse | Com | ROB Only | 1 | 1000 sqft2 of floor space | Cap-Tons | 15 | DEER:HVAC_Split-Package_HP | 335 | 0 | -71.4 | SWHC046-02 | 1171.6667 | 2021 | 0 | 679.11 | 2021 | 0 | -11.62 | SWHC046-02 | Com Central HVAC (Small) - Fuel Sub - Marine ¦ PG&E ¦ Marine | Com Central HVAC (Small) - Fuel Sub - Marine | 0.0046728 | 1 | 0 | CBSA 2014, adjusted to reflect new efficiencies | 521.8567 | 2032 | 1 | SWHC046-02
COM-HVAC-FS-21.13 | Com ¦ Small Packaged Heat Pump (SEER 15) - Fuel Sub - Hot-Dry ¦ PG&E ¦ Hot-Dry | Com ¦ Small Packaged Heat Pump (SEER 15) - Fuel Sub - Hot-Dry | PG&E ¦ Hot-Dry | PG&E | All | Electric & Gas | SEER15 Heat Pump, <65 kbtuh, NR | Efficient | 0 | Conventional | HVAC | Com - College | Com | ROB Only | 1 | 1000 sqft2 of floor space | Cap-Tons | 15 | DEER:HVAC_Split-Package_HP | 98.6738 | 0 | -36.4895 | SWHC046-02 | 1171.6667 | 2021 | 0 | 679.11 | 2021 | 0 | -11.62 | SWHC046-02 | Com Central HVAC (Small) - Fuel Sub - Hot-Dry ¦ PG&E ¦ Hot-Dry | Com Central HVAC (Small) - Fuel Sub - Hot-Dry | 0.020331 | 1 | 0 | CBSA 2014, adjusted to reflect new efficiencies | 17.7085 | 2032 | 1 | SWHC046-02
COM-HVAC-FS-21.14 | Com ¦ Small Packaged Heat Pump (SEER 15) - Fuel Sub - Hot-Dry ¦ PG&E ¦ Hot-Dry | Com ¦ Small Packaged Heat Pump (SEER 15) - Fuel Sub - Hot-Dry | PG&E ¦ Hot-Dry | PG&E | All | Electric & Gas | SEER15 Heat Pump, <65 kbtuh, NR | Efficient | 0 | Conventional | HVAC | Com - Grocery | Com | ROB Only | 1 | 1000 sqft2 of floor space | Cap-Tons | 15 | DEER:HVAC_Split-Package_HP | 402 | 0 | -107 | SWHC046-02 | 1171.6667 | 2021 | 0 | 679.11 | 2021 | 0 | -11.62 | SWHC046-02 | Com Central HVAC (Small) - Fuel Sub - Hot-Dry ¦ PG&E ¦ Hot-Dry | Com Central HVAC (Small) - Fuel Sub - Hot-Dry | 0.033922 | 1 | 0 | CBSA 2014, adjusted to reflect new efficiencies | 216.2166 | 2032 | 1 | SWHC046-02
COM-HVAC-FS-21.15 | Com ¦ Small Packaged Heat Pump (SEER 15) - Fuel Sub - Hot-Dry ¦ PG&E ¦ Hot-Dry | Com ¦ Small Packaged Heat Pump (SEER 15) - Fuel Sub - Hot-Dry | PG&E ¦ Hot-Dry | PG&E | All | Electric & Gas | SEER15 Heat Pump, <65 kbtuh, NR | Efficient | 0 | Conventional | HVAC | Com - Health | Com | ROB Only | 1 | 1000 sqft2 of floor space | Cap-Tons | 15 | DEER:HVAC_Split-Package_HP | 82.5342 | 0 | -56.9423 | SWHC046-02 | 1171.6667 | 2021 | 0 | 679.11 | 2021 | 0 | -11.62 | SWHC046-02 | Com Central HVAC (Small) - Fuel Sub - Hot-Dry ¦ PG&E ¦ Hot-Dry | Com Central HVAC (Small) - Fuel Sub - Hot-Dry | 0.030022 | 1 | 0 | CBSA 2014, adjusted to reflect new efficiencies | 133.2393 | 2032 | 1 | SWHC046-02
COM-HVAC-FS-21.16 | Com ¦ Small Packaged Heat Pump (SEER 15) - Fuel Sub - Hot-Dry ¦ PG&E ¦ Hot-Dry | Com ¦ Small Packaged Heat Pump (SEER 15) - Fuel Sub - Hot-Dry | PG&E ¦ Hot-Dry | PG&E | All | Electric & Gas | SEER15 Heat Pump, <65 kbtuh, NR | Efficient | 0 | Conventional | HVAC | Com - Lodging | Com | ROB Only | 1 | 1000 sqft2 of floor space | Cap-Tons | 15 | DEER:HVAC_Split-Package_HP | 345.5409 | 0 | -94.0446 | SWHC046-02 | 1171.6667 | 2021 | 0 | 679.11 | 2021 | 0 | -11.62 | SWHC046-02 | Com Central HVAC (Small) - Fuel Sub - Hot-Dry ¦ PG&E ¦ Hot-Dry | Com Central HVAC (Small) - Fuel Sub - Hot-Dry | 0.016003 | 1 | 0 | CBSA 2014, adjusted to reflect new efficiencies | 697.2588 | 2032 | 1 | SWHC046-02
COM-HVAC-FS-21.17 | Com ¦ Small Packaged Heat Pump (SEER 15) - Fuel Sub - Hot-Dry ¦ PG&E ¦ Hot-Dry | Com ¦ Small Packaged Heat Pump (SEER 15) - Fuel Sub - Hot-Dry | PG&E ¦ Hot-Dry | PG&E | All | Electric & Gas | SEER15 Heat Pump, <65 kbtuh, NR | Efficient | 0 | Conventional | HVAC | Com - Office (Large) | Com | ROB Only | 1 | 1000 sqft2 of floor space | Cap-Tons | 15 | DEER:HVAC_Split-Package_HP | -60.0667 | 0 | -6.14 | SWHC046-02 | 1171.6667 | 2021 | 0 | 679.11 | 2021 | 0 | -11.62 | SWHC046-02 | Com Central HVAC (Small) - Fuel Sub - Hot-Dry ¦ PG&E ¦ Hot-Dry | Com Central HVAC (Small) - Fuel Sub - Hot-Dry | 0.021319 | 1 | 0 | CBSA 2014, adjusted to reflect new efficiencies | 22.1861 | 2032 | 1 | SWHC046-02
COM-HVAC-FS-21.18 | Com ¦ Small Packaged Heat Pump (SEER 15) - Fuel Sub - Hot-Dry ¦ PG&E ¦ Hot-Dry | Com ¦ Small Packaged Heat Pump (SEER 15) - Fuel Sub - Hot-Dry | PG&E ¦ Hot-Dry | PG&E | All | Electric & Gas | SEER15 Heat Pump, <65 kbtuh, NR | Efficient | 0 | Conventional | HVAC | Com - Office (Small) | Com | ROB Only | 1 | 1000 sqft2 of floor space | Cap-Tons | 15 | DEER:HVAC_Split-Package_HP | 12.7667 | 0 | -17.2 | SWHC046-02 | 1171.6667 | 2021 | 0 | 679.11 | 2021 | 0 | -11.62 | SWHC046-02 | Com Central HVAC (Small) - Fuel Sub - Hot-Dry ¦ PG&E ¦ Hot-Dry | Com Central HVAC (Small) - Fuel Sub - Hot-Dry | 0.024933 | 1 | 0 | CBSA 2014, adjusted to reflect new efficiencies | 16.5052 | 2032 | 1 | SWHC046-02
COM-HVAC-FS-21.19 | Com ¦ Small Packaged Heat Pump (SEER 15) - Fuel Sub - Hot-Dry ¦ PG&E ¦ Hot-Dry | Com ¦ Small Packaged Heat Pump (SEER 15) - Fuel Sub - Hot-Dry | PG&E ¦ Hot-Dry | PG&E | All | Electric & Gas | SEER15 Heat Pump, <65 kbtuh, NR | Efficient | 0 | Conventional | HVAC | Com - Other | Com | ROB Only | 1 | 1000 sqft2 of floor space | Cap-Tons | 15 | DEER:HVAC_Split-Package_HP | 238.6667 | 0 | -65.5 | SWHC046-02 | 1171.6667 | 2021 | 0 | 679.11 | 2021 | 0 | -11.62 | SWHC046-02 | Com Central HVAC (Small) - Fuel Sub - Hot-Dry ¦ PG&E ¦ Hot-Dry | Com Central HVAC (Small) - Fuel Sub - Hot-Dry | 0.0353 | 1 | 0 | CBSA 2014, adjusted to reflect new efficiencies | 149.6971 | 2032 | 1 | SWHC046-02
COM-HVAC-FS-21.21 | Com ¦ Small Packaged Heat Pump (SEER 15) - Fuel Sub - Hot-Dry ¦ PG&E ¦ Hot-Dry | Com ¦ Small Packaged Heat Pump (SEER 15) - Fuel Sub - Hot-Dry | PG&E ¦ Hot-Dry | PG&E | All | Electric & Gas | SEER15 Heat Pump, <65 kbtuh, NR | Efficient | 0 | Conventional | HVAC | Com - Restaurant | Com | ROB Only | 1 | 1000 sqft2 of floor space | Cap-Tons | 15 | DEER:HVAC_Split-Package_HP | 106.5588 | 0 | -43.4766 | SWHC046-02 | 1171.6667 | 2021 | 0 | 679.11 | 2021 | 0 | -11.62 | SWHC046-02 | Com Central HVAC (Small) - Fuel Sub - Hot-Dry ¦ PG&E ¦ Hot-Dry | Com Central HVAC (Small) - Fuel Sub - Hot-Dry | 0.036027 | 1 | 0 | CBSA 2014, adjusted to reflect new efficiencies | 8.9655 | 2032 | 1 | SWHC046-02
COM-HVAC-FS-21.22 | Com ¦ Small Packaged Heat Pump (SEER 15) - Fuel Sub - Hot-Dry ¦ PG&E ¦ Hot-Dry | Com ¦ Small Packaged Heat Pump (SEER 15) - Fuel Sub - Hot-Dry | PG&E ¦ Hot-Dry | PG&E | All | Electric & Gas | SEER15 Heat Pump, <65 kbtuh, NR | Efficient | 0 | Conventional | HVAC | Com - Retail | Com | ROB Only | 1 | 1000 sqft2 of floor space | Cap-Tons | 15 | DEER:HVAC_Split-Package_HP | 28.5798 | 0 | -30.8133 | SWHC046-02 | 1171.6667 | 2021 | 0 | 679.11 | 2021 | 0 | -11.62 | SWHC046-02 | Com Central HVAC (Small) - Fuel Sub - Hot-Dry ¦ PG&E ¦ Hot-Dry | Com Central HVAC (Small) - Fuel Sub - Hot-Dry | 0.015015 | 1 | 0 | CBSA 2014, adjusted to reflect new efficiencies | 4622.2105 | 2032 | 1 | SWHC046-02
COM-HVAC-FS-21.23 | Com ¦ Small Packaged Heat Pump (SEER 15) - Fuel Sub - Hot-Dry ¦ PG&E ¦ Hot-Dry | Com ¦ Small Packaged Heat Pump (SEER 15) - Fuel Sub - Hot-Dry | PG&E ¦ Hot-Dry | PG&E | All | Electric & Gas | SEER15 Heat Pump, <65 kbtuh, NR | Efficient | 0 | Conventional | HVAC | Com - School | Com | ROB Only | 1 | 1000 sqft2 of floor space | Cap-Tons | 15 | DEER:HVAC_Split-Package_HP | 152.761 | 0 | -36.8542 | SWHC046-02 | 1171.6667 | 2021 | 0 | 679.11 | 2021 | 0 | -11.62 | SWHC046-02 | Com Central HVAC (Small) - Fuel Sub - Hot-Dry ¦ PG&E ¦ Hot-Dry | Com Central HVAC (Small) - Fuel Sub - Hot-Dry | 0.0228 | 1 | 0 | CBSA 2014, adjusted to reflect new efficiencies | 22.4704 | 2032 | 1 | SWHC046-02
COM-HVAC-FS-21.24 | Com ¦ Small Packaged Heat Pump (SEER 15) - Fuel Sub - Hot-Dry ¦ PG&E ¦ Hot-Dry | Com ¦ Small Packaged Heat Pump (SEER 15) - Fuel Sub - Hot-Dry | PG&E ¦ Hot-Dry | PG&E | All | Electric & Gas | SEER15 Heat Pump, <65 kbtuh, NR | Efficient | 0 | Conventional | HVAC | Com - Warehouse | Com | ROB Only | 1 | 1000 sqft2 of floor space | Cap-Tons | 15 | DEER:HVAC_Split-Package_HP | 378.3333 | 0 | -79.6 | SWHC046-02 | 1171.6667 | 2021 | 0 | 679.11 | 2021 | 0 | -11.62 | SWHC046-02 | Com Central HVAC (Small) - Fuel Sub - Hot-Dry ¦ PG&E ¦ Hot-Dry | Com Central HVAC (Small) - Fuel Sub - Hot-Dry | 0.0046728 | 1 | 0 | CBSA 2014, adjusted to reflect new efficiencies | 581.4284 | 2032 | 1 | SWHC046-02
COM-HVAC-FS-21.25 | Com ¦ Small Packaged Heat Pump (SEER 15) - Fuel Sub - Cold ¦ PG&E ¦ Cold | Com ¦ Small Packaged Heat Pump (SEER 15) - Fuel Sub - Cold | PG&E ¦ Cold | PG&E | All | Electric & Gas | SEER15 Heat Pump, <65 kbtuh, NR | Efficient | 0 | Conventional | HVAC | Com - College | Com | ROB Only | 1 | 1000 sqft2 of floor space | Cap-Tons | 15 | DEER:HVAC_Split-Package_HP | 584.2372 | 0 | -92.6695 | SWHC046-02 | 1171.6667 | 2021 | 0 | 679.11 | 2021 | 0 | -11.62 | SWHC046-02 | Com Central HVAC (Small) - Fuel Sub - Cold ¦ PG&E ¦ Cold | Com Central HVAC (Small) - Fuel Sub - Cold | 0.020331 | 1 | 0 | CBSA 2014, adjusted to reflect new efficiencies | 33.6323 | 2032 | 1 | SWHC046-02
COM-HVAC-FS-21.26 | Com ¦ Small Packaged Heat Pump (SEER 15) - Fuel Sub - Cold ¦ PG&E ¦ Cold | Com ¦ Small Packaged Heat Pump (SEER 15) - Fuel Sub - Cold | PG&E ¦ Cold | PG&E | All | Electric & Gas | SEER15 Heat Pump, <65 kbtuh, NR | Efficient | 0 | Conventional | HVAC | Com - Grocery | Com | ROB Only | 1 | 1000 sqft2 of floor space | Cap-Tons | 15 | DEER:HVAC_Split-Package_HP | 2010 | 0 | -331.3333 | SWHC046-02 | 1171.6667 | 2021 | 0 | 679.11 | 2021 | 0 | -11.62 | SWHC046-02 | Com Central HVAC (Small) - Fuel Sub - Cold ¦ PG&E ¦ Cold | Com Central HVAC (Small) - Fuel Sub - Cold | 0.033922 | 1 | 0 | CBSA 2014, adjusted to reflect new efficiencies | 652.7078 | 2032 | 1 | SWHC046-02
COM-HVAC-FS-21.27 | Com ¦ Small Packaged Heat Pump (SEER 15) - Fuel Sub - Cold ¦ PG&E ¦ Cold | Com ¦ Small Packaged Heat Pump (SEER 15) - Fuel Sub - Cold | PG&E ¦ Cold | PG&E | All | Electric & Gas | SEER15 Heat Pump, <65 kbtuh, NR | Efficient | 0 | Conventional | HVAC | Com - Health | Com | ROB Only | 1 | 1000 sqft2 of floor space | Cap-Tons | 15 | DEER:HVAC_Split-Package_HP | 639.9939 | 0 | -128.9495 | SWHC046-02 | 1171.6667 | 2021 | 0 | 679.11 | 2021 | 0 | -11.62 | SWHC046-02 | Com Central HVAC (Small) - Fuel Sub - Cold ¦ PG&E ¦ Cold | Com Central HVAC (Small) - Fuel Sub - Cold | 0.030022 | 1 | 0 | CBSA 2014, adjusted to reflect new efficiencies | 295.0134 | 2032 | 1 | SWHC046-02
COM-HVAC-FS-21.28 | Com ¦ Small Packaged Heat Pump (SEER 15) - Fuel Sub - Cold ¦ PG&E ¦ Cold | Com ¦ Small Packaged Heat Pump (SEER 15) - Fuel Sub - Cold | PG&E ¦ Cold | PG&E | All | Electric & Gas | SEER15 Heat Pump, <65 kbtuh, NR | Efficient | 0 | Conventional | HVAC | Com - Lodging | Com | ROB Only | 1 | 1000 sqft2 of floor space | Cap-Tons | 15 | DEER:HVAC_Split-Package_HP | 1384.3552 | 0 | -210.3596 | SWHC046-02 | 1171.6667 | 2021 | 0 | 679.11 | 2021 | 0 | -11.62 | SWHC046-02 | Com Central HVAC (Small) - Fuel Sub - Cold ¦ PG&E ¦ Cold | Com Central HVAC (Small) - Fuel Sub - Cold | 0.016003 | 1 | 0 | CBSA 2014, adjusted to reflect new efficiencies | 1526.0263 | 2032 | 1 | SWHC046-02
COM-HVAC-FS-21.29 | Com ¦ Small Packaged Heat Pump (SEER 15) - Fuel Sub - Cold ¦ PG&E ¦ Cold | Com ¦ Small Packaged Heat Pump (SEER 15) - Fuel Sub - Cold | PG&E ¦ Cold | PG&E | All | Electric & Gas | SEER15 Heat Pump, <65 kbtuh, NR | Efficient | 0 | Conventional | HVAC | Com - Office (Large) | Com | ROB Only | 1 | 1000 sqft2 of floor space | Cap-Tons | 15 | DEER:HVAC_Split-Package_HP | 90.1 | 0 | -24.4 | SWHC046-02 | 1171.6667 | 2021 | 0 | 679.11 | 2021 | 0 | -11.62 | SWHC046-02 | Com Central HVAC (Small) - Fuel Sub - Cold ¦ PG&E ¦ Cold | Com Central HVAC (Small) - Fuel Sub - Cold | 0.021319 | 1 | 0 | CBSA 2014, adjusted to reflect new efficiencies | 83.0173 | 2032 | 1 | SWHC046-02
COM-HVAC-FS-21.30 | Com ¦ Small Packaged Heat Pump (SEER 15) - Fuel Sub - Cold ¦ PG&E ¦ Cold | Com ¦ Small Packaged Heat Pump (SEER 15) - Fuel Sub - Cold | PG&E ¦ Cold | PG&E | All | Electric & Gas | SEER15 Heat Pump, <65 kbtuh, NR | Efficient | 0 | Conventional | HVAC | Com - Office (Small) | Com | ROB Only | 1 | 1000 sqft2 of floor space | Cap-Tons | 15 | DEER:HVAC_Split-Package_HP | 296.6667 | 0 | -49.4 | SWHC046-02 | 1171.6667 | 2021 | 0 | 679.11 | 2021 | 0 | -11.62 | SWHC046-02 | Com Central HVAC (Small) - Fuel Sub - Cold ¦ PG&E ¦ Cold | Com Central HVAC (Small) - Fuel Sub - Cold | 0.024933 | 1 | 0 | CBSA 2014, adjusted to reflect new efficiencies | 40.6377 | 2032 | 1 | SWHC046-02
COM-HVAC-FS-21.31 | Com ¦ Small Packaged Heat Pump (SEER 15) - Fuel Sub - Cold ¦ PG&E ¦ Cold | Com ¦ Small Packaged Heat Pump (SEER 15) - Fuel Sub - Cold | PG&E ¦ Cold | PG&E | All | Electric & Gas | SEER15 Heat Pump, <65 kbtuh, NR | Efficient | 0 | Conventional | HVAC | Com - Other | Com | ROB Only | 1 | 1000 sqft2 of floor space | Cap-Tons | 15 | DEER:HVAC_Split-Package_HP | 1058.6667 | 0 | -172 | SWHC046-02 | 1171.6667 | 2021 | 0 | 679.11 | 2021 | 0 | -11.62 | SWHC046-02 | Com Central HVAC (Small) - Fuel Sub - Cold ¦ PG&E ¦ Cold | Com Central HVAC (Small) - Fuel Sub - Cold | 0.0353 | 1 | 0 | CBSA 2014, adjusted to reflect new efficiencies | 367.7719 | 2032 | 1 | SWHC046-02
COM-HVAC-FS-21.33 | Com ¦ Small Packaged Heat Pump (SEER 15) - Fuel Sub - Cold ¦ PG&E ¦ Cold | Com ¦ Small Packaged Heat Pump (SEER 15) - Fuel Sub - Cold | PG&E ¦ Cold | PG&E | All | Electric & Gas | SEER15 Heat Pump, <65 kbtuh, NR | Efficient | 0 | Conventional | HVAC | Com - Restaurant | Com | ROB Only | 1 | 1000 sqft2 of floor space | Cap-Tons | 15 | DEER:HVAC_Split-Package_HP | 817.2693 | 0 | -140.5022 | SWHC046-02 | 1171.6667 | 2021 | 0 | 679.11 | 2021 | 0 | -11.62 | SWHC046-02 | Com Central HVAC (Small) - Fuel Sub - Cold ¦ PG&E ¦ Cold | Com Central HVAC (Small) - Fuel Sub - Cold | 0.036027 | 1 | 0 | CBSA 2014, adjusted to reflect new efficiencies | 19.3341 | 2032 | 1 | SWHC046-02
COM-HVAC-FS-21.34 | Com ¦ Small Packaged Heat Pump (SEER 15) - Fuel Sub - Cold ¦ PG&E ¦ Cold | Com ¦ Small Packaged Heat Pump (SEER 15) - Fuel Sub - Cold | PG&E ¦ Cold | PG&E | All | Electric & Gas | SEER15 Heat Pump, <65 kbtuh, NR | Efficient | 0 | Conventional | HVAC | Com - Retail | Com | ROB Only | 1 | 1000 sqft2 of floor space | Cap-Tons | 15 | DEER:HVAC_Split-Package_HP | 704.2235 | 0 | -114.1883 | SWHC046-02 | 1171.6667 | 2021 | 0 | 679.11 | 2021 | 0 | -11.62 | SWHC046-02 | Com Central HVAC (Small) - Fuel Sub - Cold ¦ PG&E ¦ Cold | Com Central HVAC (Small) - Fuel Sub - Cold | 0.015015 | 1 | 0 | CBSA 2014, adjusted to reflect new efficiencies | 17071.4406 | 2032 | 1 | SWHC046-02
COM-HVAC-FS-21.35 | Com ¦ Small Packaged Heat Pump (SEER 15) - Fuel Sub - Cold ¦ PG&E ¦ Cold | Com ¦ Small Packaged Heat Pump (SEER 15) - Fuel Sub - Cold | PG&E ¦ Cold | PG&E | All | Electric & Gas | SEER15 Heat Pump, <65 kbtuh, NR | Efficient | 0 | Conventional | HVAC | Com - School | Com | ROB Only | 1 | 1000 sqft2 of floor space | Cap-Tons | 15 | DEER:HVAC_Split-Package_HP | 652.1056 | 0 | -96.149 | SWHC046-02 | 1171.6667 | 2021 | 0 | 679.11 | 2021 | 0 | -11.62 | SWHC046-02 | Com Central HVAC (Small) - Fuel Sub - Cold ¦ PG&E ¦ Cold | Com Central HVAC (Small) - Fuel Sub - Cold | 0.0228 | 1 | 0 | CBSA 2014, adjusted to reflect new efficiencies | 44.6944 | 2032 | 1 | SWHC046-02
COM-HVAC-FS-21.36 | Com ¦ Small Packaged Heat Pump (SEER 15) - Fuel Sub - Cold ¦ PG&E ¦ Cold | Com ¦ Small Packaged Heat Pump (SEER 15) - Fuel Sub - Cold | PG&E ¦ Cold | PG&E | All | Electric & Gas | SEER15 Heat Pump, <65 kbtuh, NR | Efficient | 0 | Conventional | HVAC | Com - Warehouse | Com | ROB Only | 1 | 1000 sqft2 of floor space | Cap-Tons | 15 | DEER:HVAC_Split-Package_HP | 1069.3333 | 0 | -152 | SWHC046-02 | 1171.6667 | 2021 | 0 | 679.11 | 2021 | 0 | -11.62 | SWHC046-02 | Com Central HVAC (Small) - Fuel Sub - Cold ¦ PG&E ¦ Cold | Com Central HVAC (Small) - Fuel Sub - Cold | 0.0046728 | 1 | 0 | CBSA 2014, adjusted to reflect new efficiencies | 1084.471 | 2032 | 1 | SWHC046-02
COM-HVAC-FS-21.37 | Com ¦ Small Packaged Heat Pump (SEER 15) - Fuel Sub - Marine ¦ SCG ¦ Marine | Com ¦ Small Packaged Heat Pump (SEER 15) - Fuel Sub - Marine | SCG ¦ Marine | SCG | All | Electric & Gas | SEER15 Heat Pump, <65 kbtuh, NR | Efficient | 0 | Conventional | HVAC | Com - College | Com | ROB Only | 1 | 1000 sqft2 of floor space | Cap-Tons | 15 | DEER:HVAC_Split-Package_HP | -42.9866 | 0 | -12.4101 | SWHC046-02 | 1171.6667 | 2021 | 0 | 679.11 | 2021 | 0 | -11.62 | SWHC046-02 | Com Central HVAC (Small) - Fuel Sub - Marine ¦ SCG ¦ Marine | Com Central HVAC (Small) - Fuel Sub - Marine | 0.022689 | 1 | 0 | CBSA 2014, adjusted to reflect new efficiencies | 8.6244 | 2032 | 1 | SWHC046-02
COM-HVAC-FS-21.38 | Com ¦ Small Packaged Heat Pump (SEER 15) - Fuel Sub - Marine ¦ SCG ¦ Marine | Com ¦ Small Packaged Heat Pump (SEER 15) - Fuel Sub - Marine | SCG ¦ Marine | SCG | All | Electric & Gas | SEER15 Heat Pump, <65 kbtuh, NR | Efficient | 0 | Conventional | HVAC | Com - Grocery | Com | ROB Only | 1 | 1000 sqft2 of floor space | Cap-Tons | 15 | DEER:HVAC_Split-Package_HP | 197.2467 | 0 | -80.6 | SWHC046-02 | 1171.6667 | 2021 | 0 | 679.11 | 2021 | 0 | -11.62 | SWHC046-02 | Com Central HVAC (Small) - Fuel Sub - Marine ¦ SCG ¦ Marine | Com Central HVAC (Small) - Fuel Sub - Marine | 0.040359 | 1 | 0 | CBSA 2014, adjusted to reflect new efficiencies | 165.1907 | 2032 | 1 | SWHC046-02
COM-HVAC-FS-21.39 | Com ¦ Small Packaged Heat Pump (SEER 15) - Fuel Sub - Marine ¦ SCG ¦ Marine | Com ¦ Small Packaged Heat Pump (SEER 15) - Fuel Sub - Marine | SCG ¦ Marine | SCG | All | Electric & Gas | SEER15 Heat Pump, <65 kbtuh, NR | Efficient | 0 | Conventional | HVAC | Com - Health | Com | ROB Only | 1 | 1000 sqft2 of floor space | Cap-Tons | 15 | DEER:HVAC_Split-Package_HP | -122.1513 | 0 | -22.4855 | SWHC046-02 | 1171.6667 | 2021 | 0 | 679.11 | 2021 | 0 | -11.62 | SWHC046-02 | Com Central HVAC (Small) - Fuel Sub - Marine ¦ SCG ¦ Marine | Com Central HVAC (Small) - Fuel Sub - Marine | 0.032178 | 1 | 0 | CBSA 2014, adjusted to reflect new efficiencies | 54.9074 | 2032 | 1 | SWHC046-02
COM-HVAC-FS-21.40 | Com ¦ Small Packaged Heat Pump (SEER 15) - Fuel Sub - Marine ¦ SCG ¦ Marine | Com ¦ Small Packaged Heat Pump (SEER 15) - Fuel Sub - Marine | SCG ¦ Marine | SCG | All | Electric & Gas | SEER15 Heat Pump, <65 kbtuh, NR | Efficient | 0 | Conventional | HVAC | Com - Lodging | Com | ROB Only | 1 | 1000 sqft2 of floor space | Cap-Tons | 15 | DEER:HVAC_Split-Package_HP | 24.454 | 0 | -41.9012 | SWHC046-02 | 1171.6667 | 2021 | 0 | 679.11 | 2021 | 0 | -11.62 | SWHC046-02 | Com Central HVAC (Small) - Fuel Sub - Marine ¦ SCG ¦ Marine | Com Central HVAC (Small) - Fuel Sub - Marine | 0.018069 | 1 | 0 | CBSA 2014, adjusted to reflect new efficiencies | 317.7788 | 2032 | 1 | SWHC046-02
COM-HVAC-FS-21.41 | Com ¦ Small Packaged Heat Pump (SEER 15) - Fuel Sub - Marine ¦ SCG ¦ Marine | Com ¦ Small Packaged Heat Pump (SEER 15) - Fuel Sub - Marine | SCG ¦ Marine | SCG | All | Electric & Gas | SEER15 Heat Pump, <65 kbtuh, NR | Efficient | 0 | Conventional | HVAC | Com - Office (Large) | Com | ROB Only | 1 | 1000 sqft2 of floor space | Cap-Tons | 15 | DEER:HVAC_Split-Package_HP | -91.8333 | 0 | -0.948 | SWHC046-02 | 1171.6667 | 2021 | 0 | 679.11 | 2021 | 0 | -11.62 | SWHC046-02 | Com Central HVAC (Small) - Fuel Sub - Marine ¦ SCG ¦ Marine | Com Central HVAC (Small) - Fuel Sub - Marine | 0.023953 | 1 | 0 | CBSA 2014, adjusted to reflect new efficiencies | 4.7183 | 2032 | 1 | SWHC046-02
COM-HVAC-FS-21.42 | Com ¦ Small Packaged Heat Pump (SEER 15) - Fuel Sub - Marine ¦ SCG ¦ Marine | Com ¦ Small Packaged Heat Pump (SEER 15) - Fuel Sub - Marine | SCG ¦ Marine | SCG | All | Electric & Gas | SEER15 Heat Pump, <65 kbtuh, NR | Efficient | 0 | Conventional | HVAC | Com - Office (Small) | Com | ROB Only | 1 | 1000 sqft2 of floor space | Cap-Tons | 15 | DEER:HVAC_Split-Package_HP | -62.8333 | 0 | -5.55 | SWHC046-02 | 1171.6667 | 2021 | 0 | 679.11 | 2021 | 0 | -11.62 | SWHC046-02 | Com Central HVAC (Small) - Fuel Sub - Marine ¦ SCG ¦ Marine | Com Central HVAC (Small) - Fuel Sub - Marine | 0.027176 | 1 | 0 | CBSA 2014, adjusted to reflect new efficiencies | 7.0684 | 2032 | 1 | SWHC046-02
COM-HVAC-FS-21.43 | Com ¦ Small Packaged Heat Pump (SEER 15) - Fuel Sub - Marine ¦ SCG ¦ Marine | Com ¦ Small Packaged Heat Pump (SEER 15) - Fuel Sub - Marine | SCG ¦ Marine | SCG | All | Electric & Gas | SEER15 Heat Pump, <65 kbtuh, NR | Efficient | 0 | Conventional | HVAC | Com - Other | Com | ROB Only | 1 | 1000 sqft2 of floor space | Cap-Tons | 15 | DEER:HVAC_Split-Package_HP | 14.7 | 0 | -25 | SWHC046-02 | 1171.6667 | 2021 | 0 | 679.11 | 2021 | 0 | -11.62 | SWHC046-02 | Com Central HVAC (Small) - Fuel Sub - Marine ¦ SCG ¦ Marine | Com Central HVAC (Small) - Fuel Sub - Marine | 0.038925 | 1 | 0 | CBSA 2014, adjusted to reflect new efficiencies | 61.6155 | 2032 | 1 | SWHC046-02
COM-HVAC-FS-21.45 | Com ¦ Small Packaged Heat Pump (SEER 15) - Fuel Sub - Marine ¦ SCG ¦ Marine | Com ¦ Small Packaged Heat Pump (SEER 15) - Fuel Sub - Marine | SCG ¦ Marine | SCG | All | Electric & Gas | SEER15 Heat Pump, <65 kbtuh, NR | Efficient | 0 | Conventional | HVAC | Com - Restaurant | Com | ROB Only | 1 | 1000 sqft2 of floor space | Cap-Tons | 15 | DEER:HVAC_Split-Package_HP | -50.9643 | 0 | -11.7207 | SWHC046-02 | 1171.6667 | 2021 | 0 | 679.11 | 2021 | 0 | -11.62 | SWHC046-02 | Com Central HVAC (Small) - Fuel Sub - Marine ¦ SCG ¦ Marine | Com Central HVAC (Small) - Fuel Sub - Marine | 0.039657 | 1 | 0 | CBSA 2014, adjusted to reflect new efficiencies | 4.0414 | 2032 | 1 | SWHC046-02
COM-HVAC-FS-21.46 | Com ¦ Small Packaged Heat Pump (SEER 15) - Fuel Sub - Marine ¦ SCG ¦ Marine | Com ¦ Small Packaged Heat Pump (SEER 15) - Fuel Sub - Marine | SCG ¦ Marine | SCG | All | Electric & Gas | SEER15 Heat Pump, <65 kbtuh, NR | Efficient | 0 | Conventional | HVAC | Com - Retail | Com | ROB Only | 1 | 1000 sqft2 of floor space | Cap-Tons | 15 | DEER:HVAC_Split-Package_HP | -75.2962 | 0 | -11.8403 | SWHC046-02 | 1171.6667 | 2021 | 0 | 679.11 | 2021 | 0 | -11.62 | SWHC046-02 | Com Central HVAC (Small) - Fuel Sub - Marine ¦ SCG ¦ Marine | Com Central HVAC (Small) - Fuel Sub - Marine | 0.016778 | 1 | 0 | CBSA 2014, adjusted to reflect new efficiencies | 1784.4437 | 2032 | 1 | SWHC046-02
COM-HVAC-FS-21.47 | Com ¦ Small Packaged Heat Pump (SEER 15) - Fuel Sub - Marine ¦ SCG ¦ Marine | Com ¦ Small Packaged Heat Pump (SEER 15) - Fuel Sub - Marine | SCG ¦ Marine | SCG | All | Electric & Gas | SEER15 Heat Pump, <65 kbtuh, NR | Efficient | 0 | Conventional | HVAC | Com - School | Com | ROB Only | 1 | 1000 sqft2 of floor space | Cap-Tons | 15 | DEER:HVAC_Split-Package_HP | 0.1959 | 0 | -12.1639 | SWHC046-02 | 1171.6667 | 2021 | 0 | 679.11 | 2021 | 0 | -11.62 | SWHC046-02 | Com Central HVAC (Small) - Fuel Sub - Marine ¦ SCG ¦ Marine | Com Central HVAC (Small) - Fuel Sub - Marine | 0.027322 | 1 | 0 | CBSA 2014, adjusted to reflect new efficiencies | 10.1753 | 2032 | 1 | SWHC046-02
COM-HVAC-FS-21.48 | Com ¦ Small Packaged Heat Pump (SEER 15) - Fuel Sub - Marine ¦ SCG ¦ Marine | Com ¦ Small Packaged Heat Pump (SEER 15) - Fuel Sub - Marine | SCG ¦ Marine | SCG | All | Electric & Gas | SEER15 Heat Pump, <65 kbtuh, NR | Efficient | 0 | Conventional | HVAC | Com - Warehouse | Com | ROB Only | 1 | 1000 sqft2 of floor space | Cap-Tons | 15 | DEER:HVAC_Split-Package_HP | 92.6333 | 0 | -34.2 | SWHC046-02 | 1171.6667 | 2021 | 0 | 679.11 | 2021 | 0 | -11.62 | SWHC046-02 | Com Central HVAC (Small) - Fuel Sub - Marine ¦ SCG ¦ Marine | Com Central HVAC (Small) - Fuel Sub - Marine | 0.0051386 | 1 | 0 | CBSA 2014, adjusted to reflect new efficiencies | 255.0087 | 2032 | 1 | SWHC046-02
COM-HVAC-FS-21.49 | Com ¦ Small Packaged Heat Pump (SEER 15) - Fuel Sub - Hot-Dry ¦ SCG ¦ Hot-Dry | Com ¦ Small Packaged Heat Pump (SEER 15) - Fuel Sub - Hot-Dry | SCG ¦ Hot-Dry | SCG | All | Electric & Gas | SEER15 Heat Pump, <65 kbtuh, NR | Efficient | 0 | Conventional | HVAC | Com - College | Com | ROB Only | 1 | 1000 sqft2 of floor space | Cap-Tons | 15 | DEER:HVAC_Split-Package_HP | -44.6576 | 0 | -13.1859 | SWHC046-02 | 1171.6667 | 2021 | 0 | 679.11 | 2021 | 0 | -11.62 | SWHC046-02 | Com Central HVAC (Small) - Fuel Sub - Hot-Dry ¦ SCG ¦ Hot-Dry | Com Central HVAC (Small) - Fuel Sub - Hot-Dry | 0.022689 | 1 | 0 | CBSA 2014, adjusted to reflect new efficiencies | 9.129 | 2032 | 1 | SWHC046-02
COM-HVAC-FS-21.50 | Com ¦ Small Packaged Heat Pump (SEER 15) - Fuel Sub - Hot-Dry ¦ SCG ¦ Hot-Dry | Com ¦ Small Packaged Heat Pump (SEER 15) - Fuel Sub - Hot-Dry | SCG ¦ Hot-Dry | SCG | All | Electric & Gas | SEER15 Heat Pump, <65 kbtuh, NR | Efficient | 0 | Conventional | HVAC | Com - Grocery | Com | ROB Only | 1 | 1000 sqft2 of floor space | Cap-Tons | 15 | DEER:HVAC_Split-Package_HP | 163.4 | 0 | -84.8333 | SWHC046-02 | 1171.6667 | 2021 | 0 | 679.11 | 2021 | 0 | -11.62 | SWHC046-02 | Com Central HVAC (Small) - Fuel Sub - Hot-Dry ¦ SCG ¦ Hot-Dry | Com Central HVAC (Small) - Fuel Sub - Hot-Dry | 0.040359 | 1 | 0 | CBSA 2014, adjusted to reflect new efficiencies | 174.8389 | 2032 | 1 | SWHC046-02
COM-HVAC-FS-21.51 | Com ¦ Small Packaged Heat Pump (SEER 15) - Fuel Sub - Hot-Dry ¦ SCG ¦ Hot-Dry | Com ¦ Small Packaged Heat Pump (SEER 15) - Fuel Sub - Hot-Dry | SCG ¦ Hot-Dry | SCG | All | Electric & Gas | SEER15 Heat Pump, <65 kbtuh, NR | Efficient | 0 | Conventional | HVAC | Com - Health | Com | ROB Only | 1 | 1000 sqft2 of floor space | Cap-Tons | 15 | DEER:HVAC_Split-Package_HP | -105.6801 | 0 | -25.6229 | SWHC046-02 | 1171.6667 | 2021 | 0 | 679.11 | 2021 | 0 | -11.62 | SWHC046-02 | Com Central HVAC (Small) - Fuel Sub - Hot-Dry ¦ SCG ¦ Hot-Dry | Com Central HVAC (Small) - Fuel Sub - Hot-Dry | 0.032178 | 1 | 0 | CBSA 2014, adjusted to reflect new efficiencies | 62.0719 | 2032 | 1 | SWHC046-02
COM-HVAC-FS-21.52 | Com ¦ Small Packaged Heat Pump (SEER 15) - Fuel Sub - Hot-Dry ¦ SCG ¦ Hot-Dry | Com ¦ Small Packaged Heat Pump (SEER 15) - Fuel Sub - Hot-Dry | SCG ¦ Hot-Dry | SCG | All | Electric & Gas | SEER15 Heat Pump, <65 kbtuh, NR | Efficient | 0 | Conventional | HVAC | Com - Lodging | Com | ROB Only | 1 | 1000 sqft2 of floor space | Cap-Tons | 15 | DEER:HVAC_Split-Package_HP | 18.1903 | 0 | -40.2704 | SWHC046-02 | 1171.6667 | 2021 | 0 | 679.11 | 2021 | 0 | -11.62 | SWHC046-02 | Com Central HVAC (Small) - Fuel Sub - Hot-Dry ¦ SCG ¦ Hot-Dry | Com Central HVAC (Small) - Fuel Sub - Hot-Dry | 0.018069 | 1 | 0 | CBSA 2014, adjusted to reflect new efficiencies | 305.7027 | 2032 | 1 | SWHC046-02
COM-HVAC-FS-21.53 | Com ¦ Small Packaged Heat Pump (SEER 15) - Fuel Sub - Hot-Dry ¦ SCG ¦ Hot-Dry | Com ¦ Small Packaged Heat Pump (SEER 15) - Fuel Sub - Hot-Dry | SCG ¦ Hot-Dry | SCG | All | Electric & Gas | SEER15 Heat Pump, <65 kbtuh, NR | Efficient | 0 | Conventional | HVAC | Com - Office (Large) | Com | ROB Only | 1 | 1000 sqft2 of floor space | Cap-Tons | 15 | DEER:HVAC_Split-Package_HP | -92.5 | 0 | -1.48 | SWHC046-02 | 1171.6667 | 2021 | 0 | 679.11 | 2021 | 0 | -11.62 | SWHC046-02 | Com Central HVAC (Small) - Fuel Sub - Hot-Dry ¦ SCG ¦ Hot-Dry | Com Central HVAC (Small) - Fuel Sub - Hot-Dry | 0.023953 | 1 | 0 | CBSA 2014, adjusted to reflect new efficiencies | 6.5695 | 2032 | 1 | SWHC046-02
COM-HVAC-FS-21.54 | Com ¦ Small Packaged Heat Pump (SEER 15) - Fuel Sub - Hot-Dry ¦ SCG ¦ Hot-Dry | Com ¦ Small Packaged Heat Pump (SEER 15) - Fuel Sub - Hot-Dry | SCG ¦ Hot-Dry | SCG | All | Electric & Gas | SEER15 Heat Pump, <65 kbtuh, NR | Efficient | 0 | Conventional | HVAC | Com - Office (Small) | Com | ROB Only | 1 | 1000 sqft2 of floor space | Cap-Tons | 15 | DEER:HVAC_Split-Package_HP | -62.7667 | 0 | -6.68 | SWHC046-02 | 1171.6667 | 2021 | 0 | 679.11 | 2021 | 0 | -11.62 | SWHC046-02 | Com Central HVAC (Small) - Fuel Sub - Hot-Dry ¦ SCG ¦ Hot-Dry | Com Central HVAC (Small) - Fuel Sub - Hot-Dry | 0.027176 | 1 | 0 | CBSA 2014, adjusted to reflect new efficiencies | 8.1728 | 2032 | 1 | SWHC046-02
COM-HVAC-FS-21.55 | Com ¦ Small Packaged Heat Pump (SEER 15) - Fuel Sub - Hot-Dry ¦ SCG ¦ Hot-Dry | Com ¦ Small Packaged Heat Pump (SEER 15) - Fuel Sub - Hot-Dry | SCG ¦ Hot-Dry | SCG | All | Electric & Gas | SEER15 Heat Pump, <65 kbtuh, NR | Efficient | 0 | Conventional | HVAC | Com - Other | Com | ROB Only | 1 | 1000 sqft2 of floor space | Cap-Tons | 15 | DEER:HVAC_Split-Package_HP | 5.6667 | 0 | -24.5 | SWHC046-02 | 1171.6667 | 2021 | 0 | 679.11 | 2021 | 0 | -11.62 | SWHC046-02 | Com Central HVAC (Small) - Fuel Sub - Hot-Dry ¦ SCG ¦ Hot-Dry | Com Central HVAC (Small) - Fuel Sub - Hot-Dry | 0.038925 | 1 | 0 | CBSA 2014, adjusted to reflect new efficiencies | 60.8956 | 2032 | 1 | SWHC046-02
COM-HVAC-FS-21.57 | Com ¦ Small Packaged Heat Pump (SEER 15) - Fuel Sub - Hot-Dry ¦ SCG ¦ Hot-Dry | Com ¦ Small Packaged Heat Pump (SEER 15) - Fuel Sub - Hot-Dry | SCG ¦ Hot-Dry | SCG | All | Electric & Gas | SEER15 Heat Pump, <65 kbtuh, NR | Efficient | 0 | Conventional | HVAC | Com - Restaurant | Com | ROB Only | 1 | 1000 sqft2 of floor space | Cap-Tons | 15 | DEER:HVAC_Split-Package_HP | -62.1221 | 0 | -12.6233 | SWHC046-02 | 1171.6667 | 2021 | 0 | 679.11 | 2021 | 0 | -11.62 | SWHC046-02 | Com Central HVAC (Small) - Fuel Sub - Hot-Dry ¦ SCG ¦ Hot-Dry | Com Central HVAC (Small) - Fuel Sub - Hot-Dry | 0.039657 | 1 | 0 | CBSA 2014, adjusted to reflect new efficiencies | 4.5 | 2032 | 1 | SWHC046-02
COM-HVAC-FS-21.58 | Com ¦ Small Packaged Heat Pump (SEER 15) - Fuel Sub - Hot-Dry ¦ SCG ¦ Hot-Dry | Com ¦ Small Packaged Heat Pump (SEER 15) - Fuel Sub - Hot-Dry | SCG ¦ Hot-Dry | SCG | All | Electric & Gas | SEER15 Heat Pump, <65 kbtuh, NR | Efficient | 0 | Conventional | HVAC | Com - Retail | Com | ROB Only | 1 | 1000 sqft2 of floor space | Cap-Tons | 15 | DEER:HVAC_Split-Package_HP | -95.9301 | 0 | -10.1827 | SWHC046-02 | 1171.6667 | 2021 | 0 | 679.11 | 2021 | 0 | -11.62 | SWHC046-02 | Com Central HVAC (Small) - Fuel Sub - Hot-Dry ¦ SCG ¦ Hot-Dry | Com Central HVAC (Small) - Fuel Sub - Hot-Dry | 0.016778 | 1 | 0 | CBSA 2014, adjusted to reflect new efficiencies | 1537.6311 | 2032 | 1 | SWHC046-02
COM-HVAC-FS-21.59 | Com ¦ Small Packaged Heat Pump (SEER 15) - Fuel Sub - Hot-Dry ¦ SCG ¦ Hot-Dry | Com ¦ Small Packaged Heat Pump (SEER 15) - Fuel Sub - Hot-Dry | SCG ¦ Hot-Dry | SCG | All | Electric & Gas | SEER15 Heat Pump, <65 kbtuh, NR | Efficient | 0 | Conventional | HVAC | Com - School | Com | ROB Only | 1 | 1000 sqft2 of floor space | Cap-Tons | 15 | DEER:HVAC_Split-Package_HP | -5.0346 | 0 | -12.0107 | SWHC046-02 | 1171.6667 | 2021 | 0 | 679.11 | 2021 | 0 | -11.62 | SWHC046-02 | Com Central HVAC (Small) - Fuel Sub - Hot-Dry ¦ SCG ¦ Hot-Dry | Com Central HVAC (Small) - Fuel Sub - Hot-Dry | 0.027322 | 1 | 0 | CBSA 2014, adjusted to reflect new efficiencies | 10.3343 | 2032 | 1 | SWHC046-02
COM-HVAC-FS-21.60 | Com ¦ Small Packaged Heat Pump (SEER 15) - Fuel Sub - Hot-Dry ¦ SCG ¦ Hot-Dry | Com ¦ Small Packaged Heat Pump (SEER 15) - Fuel Sub - Hot-Dry | SCG ¦ Hot-Dry | SCG | All | Electric & Gas | SEER15 Heat Pump, <65 kbtuh, NR | Efficient | 0 | Conventional | HVAC | Com - Warehouse | Com | ROB Only | 1 | 1000 sqft2 of floor space | Cap-Tons | 15 | DEER:HVAC_Split-Package_HP | 60.4 | 0 | -33.6 | SWHC046-02 | 1171.6667 | 2021 | 0 | 679.11 | 2021 | 0 | -11.62 | SWHC046-02 | Com Central HVAC (Small) - Fuel Sub - Hot-Dry ¦ SCG ¦ Hot-Dry | Com Central HVAC (Small) - Fuel Sub - Hot-Dry | 0.0051386 | 1 | 0 | CBSA 2014, adjusted to reflect new efficiencies | 252.8108 | 2032 | 1 | SWHC046-02
COM-HVAC-FS-21.61 | Com ¦ Small Packaged Heat Pump (SEER 15) - Fuel Sub - Cold ¦ SCG ¦ Cold | Com ¦ Small Packaged Heat Pump (SEER 15) - Fuel Sub - Cold | SCG ¦ Cold | SCG | All | Electric & Gas | SEER15 Heat Pump, <65 kbtuh, NR | Efficient | 0 | Conventional | HVAC | Com - College | Com | ROB Only | 1 | 1000 sqft2 of floor space | Cap-Tons | 15 | DEER:HVAC_Split-Package_HP | 584.2372 | 0 | -92.6695 | SWHC046-02 | 1171.6667 | 2021 | 0 | 679.11 | 2021 | 0 | -11.62 | SWHC046-02 | Com Central HVAC (Small) - Fuel Sub - Cold ¦ SCG ¦ Cold | Com Central HVAC (Small) - Fuel Sub - Cold | 0.022689 | 1 | 0 | CBSA 2014, adjusted to reflect new efficiencies | 33.6323 | 2032 | 1 | SWHC046-02
COM-HVAC-FS-21.62 | Com ¦ Small Packaged Heat Pump (SEER 15) - Fuel Sub - Cold ¦ SCG ¦ Cold | Com ¦ Small Packaged Heat Pump (SEER 15) - Fuel Sub - Cold | SCG ¦ Cold | SCG | All | Electric & Gas | SEER15 Heat Pump, <65 kbtuh, NR | Efficient | 0 | Conventional | HVAC | Com - Grocery | Com | ROB Only | 1 | 1000 sqft2 of floor space | Cap-Tons | 15 | DEER:HVAC_Split-Package_HP | 2010 | 0 | -331.3333 | SWHC046-02 | 1171.6667 | 2021 | 0 | 679.11 | 2021 | 0 | -11.62 | SWHC046-02 | Com Central HVAC (Small) - Fuel Sub - Cold ¦ SCG ¦ Cold | Com Central HVAC (Small) - Fuel Sub - Cold | 0.040359 | 1 | 0 | CBSA 2014, adjusted to reflect new efficiencies | 652.7078 | 2032 | 1 | SWHC046-02
COM-HVAC-FS-21.63 | Com ¦ Small Packaged Heat Pump (SEER 15) - Fuel Sub - Cold ¦ SCG ¦ Cold | Com ¦ Small Packaged Heat Pump (SEER 15) - Fuel Sub - Cold | SCG ¦ Cold | SCG | All | Electric & Gas | SEER15 Heat Pump, <65 kbtuh, NR | Efficient | 0 | Conventional | HVAC | Com - Health | Com | ROB Only | 1 | 1000 sqft2 of floor space | Cap-Tons | 15 | DEER:HVAC_Split-Package_HP | 639.9939 | 0 | -128.9495 | SWHC046-02 | 1171.6667 | 2021 | 0 | 679.11 | 2021 | 0 | -11.62 | SWHC046-02 | Com Central HVAC (Small) - Fuel Sub - Cold ¦ SCG ¦ Cold | Com Central HVAC (Small) - Fuel Sub - Cold | 0.032178 | 1 | 0 | CBSA 2014, adjusted to reflect new efficiencies | 295.0134 | 2032 | 1 | SWHC046-02
COM-HVAC-FS-21.64 | Com ¦ Small Packaged Heat Pump (SEER 15) - Fuel Sub - Cold ¦ SCG ¦ Cold | Com ¦ Small Packaged Heat Pump (SEER 15) - Fuel Sub - Cold | SCG ¦ Cold | SCG | All | Electric & Gas | SEER15 Heat Pump, <65 kbtuh, NR | Efficient | 0 | Conventional | HVAC | Com - Lodging | Com | ROB Only | 1 | 1000 sqft2 of floor space | Cap-Tons | 15 | DEER:HVAC_Split-Package_HP | 1384.3552 | 0 | -210.3596 | SWHC046-02 | 1171.6667 | 2021 | 0 | 679.11 | 2021 | 0 | -11.62 | SWHC046-02 | Com Central HVAC (Small) - Fuel Sub - Cold ¦ SCG ¦ Cold | Com Central HVAC (Small) - Fuel Sub - Cold | 0.018069 | 1 | 0 | CBSA 2014, adjusted to reflect new efficiencies | 1526.0263 | 2032 | 1 | SWHC046-02
COM-HVAC-FS-21.65 | Com ¦ Small Packaged Heat Pump (SEER 15) - Fuel Sub - Cold ¦ SCG ¦ Cold | Com ¦ Small Packaged Heat Pump (SEER 15) - Fuel Sub - Cold | SCG ¦ Cold | SCG | All | Electric & Gas | SEER15 Heat Pump, <65 kbtuh, NR | Efficient | 0 | Conventional | HVAC | Com - Office (Large) | Com | ROB Only | 1 | 1000 sqft2 of floor space | Cap-Tons | 15 | DEER:HVAC_Split-Package_HP | 90.1 | 0 | -24.4 | SWHC046-02 | 1171.6667 | 2021 | 0 | 679.11 | 2021 | 0 | -11.62 | SWHC046-02 | Com Central HVAC (Small) - Fuel Sub - Cold ¦ SCG ¦ Cold | Com Central HVAC (Small) - Fuel Sub - Cold | 0.023953 | 1 | 0 | CBSA 2014, adjusted to reflect new efficiencies | 83.0173 | 2032 | 1 | SWHC046-02
COM-HVAC-FS-21.66 | Com ¦ Small Packaged Heat Pump (SEER 15) - Fuel Sub - Cold ¦ SCG ¦ Cold | Com ¦ Small Packaged Heat Pump (SEER 15) - Fuel Sub - Cold | SCG ¦ Cold | SCG | All | Electric & Gas | SEER15 Heat Pump, <65 kbtuh, NR | Efficient | 0 | Conventional | HVAC | Com - Office (Small) | Com | ROB Only | 1 | 1000 sqft2 of floor space | Cap-Tons | 15 | DEER:HVAC_Split-Package_HP | 296.6667 | 0 | -49.4 | SWHC046-02 | 1171.6667 | 2021 | 0 | 679.11 | 2021 | 0 | -11.62 | SWHC046-02 | Com Central HVAC (Small) - Fuel Sub - Cold ¦ SCG ¦ Cold | Com Central HVAC (Small) - Fuel Sub - Cold | 0.027176 | 1 | 0 | CBSA 2014, adjusted to reflect new efficiencies | 40.6377 | 2032 | 1 | SWHC046-02
COM-HVAC-FS-21.67 | Com ¦ Small Packaged Heat Pump (SEER 15) - Fuel Sub - Cold ¦ SCG ¦ Cold | Com ¦ Small Packaged Heat Pump (SEER 15) - Fuel Sub - Cold | SCG ¦ Cold | SCG | All | Electric & Gas | SEER15 Heat Pump, <65 kbtuh, NR | Efficient | 0 | Conventional | HVAC | Com - Other | Com | ROB Only | 1 | 1000 sqft2 of floor space | Cap-Tons | 15 | DEER:HVAC_Split-Package_HP | 1058.6667 | 0 | -172 | SWHC046-02 | 1171.6667 | 2021 | 0 | 679.11 | 2021 | 0 | -11.62 | SWHC046-02 | Com Central HVAC (Small) - Fuel Sub - Cold ¦ SCG ¦ Cold | Com Central HVAC (Small) - Fuel Sub - Cold | 0.038925 | 1 | 0 | CBSA 2014, adjusted to reflect new efficiencies | 367.7719 | 2032 | 1 | SWHC046-02
COM-HVAC-FS-21.69 | Com ¦ Small Packaged Heat Pump (SEER 15) - Fuel Sub - Cold ¦ SCG ¦ Cold | Com ¦ Small Packaged Heat Pump (SEER 15) - Fuel Sub - Cold | SCG ¦ Cold | SCG | All | Electric & Gas | SEER15 Heat Pump, <65 kbtuh, NR | Efficient | 0 | Conventional | HVAC | Com - Restaurant | Com | ROB Only | 1 | 1000 sqft2 of floor space | Cap-Tons | 15 | DEER:HVAC_Split-Package_HP | 817.2693 | 0 | -140.5022 | SWHC046-02 | 1171.6667 | 2021 | 0 | 679.11 | 2021 | 0 | -11.62 | SWHC046-02 | Com Central HVAC (Small) - Fuel Sub - Cold ¦ SCG ¦ Cold | Com Central HVAC (Small) - Fuel Sub - Cold | 0.039657 | 1 | 0 | CBSA 2014, adjusted to reflect new efficiencies | 19.3341 | 2032 | 1 | SWHC046-02
COM-HVAC-FS-21.70 | Com ¦ Small Packaged Heat Pump (SEER 15) - Fuel Sub - Cold ¦ SCG ¦ Cold | Com ¦ Small Packaged Heat Pump (SEER 15) - Fuel Sub - Cold | SCG ¦ Cold | SCG | All | Electric & Gas | SEER15 Heat Pump, <65 kbtuh, NR | Efficient | 0 | Conventional | HVAC | Com - Retail | Com | ROB Only | 1 | 1000 sqft2 of floor space | Cap-Tons | 15 | DEER:HVAC_Split-Package_HP | 704.2235 | 0 | -114.1883 | SWHC046-02 | 1171.6667 | 2021 | 0 | 679.11 | 2021 | 0 | -11.62 | SWHC046-02 | Com Central HVAC (Small) - Fuel Sub - Cold ¦ SCG ¦ Cold | Com Central HVAC (Small) - Fuel Sub - Cold | 0.016778 | 1 | 0 | CBSA 2014, adjusted to reflect new efficiencies | 17071.4406 | 2032 | 1 | SWHC046-02
COM-HVAC-FS-21.71 | Com ¦ Small Packaged Heat Pump (SEER 15) - Fuel Sub - Cold ¦ SCG ¦ Cold | Com ¦ Small Packaged Heat Pump (SEER 15) - Fuel Sub - Cold | SCG ¦ Cold | SCG | All | Electric & Gas | SEER15 Heat Pump, <65 kbtuh, NR | Efficient | 0 | Conventional | HVAC | Com - School | Com | ROB Only | 1 | 1000 sqft2 of floor space | Cap-Tons | 15 | DEER:HVAC_Split-Package_HP | 652.1056 | 0 | -96.149 | SWHC046-02 | 1171.6667 | 2021 | 0 | 679.11 | 2021 | 0 | -11.62 | SWHC046-02 | Com Central HVAC (Small) - Fuel Sub - Cold ¦ SCG ¦ Cold | Com Central HVAC (Small) - Fuel Sub - Cold | 0.027322 | 1 | 0 | CBSA 2014, adjusted to reflect new efficiencies | 44.6944 | 2032 | 1 | SWHC046-02
COM-HVAC-FS-21.72 | Com ¦ Small Packaged Heat Pump (SEER 15) - Fuel Sub - Cold ¦ SCG ¦ Cold | Com ¦ Small Packaged Heat Pump (SEER 15) - Fuel Sub - Cold | SCG ¦ Cold | SCG | All | Electric & Gas | SEER15 Heat Pump, <65 kbtuh, NR | Efficient | 0 | Conventional | HVAC | Com - Warehouse | Com | ROB Only | 1 | 1000 sqft2 of floor space | Cap-Tons | 15 | DEER:HVAC_Split-Package_HP | 1069.3333 | 0 | -152 | SWHC046-02 | 1171.6667 | 2021 | 0 | 679.11 | 2021 | 0 | -11.62 | SWHC046-02 | Com Central HVAC (Small) - Fuel Sub - Cold ¦ SCG ¦ Cold | Com Central HVAC (Small) - Fuel Sub - Cold | 0.0051386 | 1 | 0 | CBSA 2014, adjusted to reflect new efficiencies | 1084.471 | 2032 | 1 | SWHC046-02
COM-HVAC-FS-21.73 | Com ¦ Small Packaged Heat Pump (SEER 15) - Fuel Sub - Marine ¦ SDG&E ¦ Marine | Com ¦ Small Packaged Heat Pump (SEER 15) - Fuel Sub - Marine | SDG&E ¦ Marine | SDG&E | All | Electric & Gas | SEER15 Heat Pump, <65 kbtuh, NR | Efficient | 0 | Conventional | HVAC | Com - College | Com | ROB Only | 1 | 1000 sqft2 of floor space | Cap-Tons | 15 | DEER:HVAC_Split-Package_HP | -42.9866 | 0 | -12.4101 | SWHC046-02 | 1171.6667 | 2021 | 0 | 679.11 | 2021 | 0 | -11.62 | SWHC046-02 | Com Central HVAC (Small) - Fuel Sub - Marine ¦ SDG&E ¦ Marine | Com Central HVAC (Small) - Fuel Sub - Marine | 0.022234 | 1 | 0 | CBSA 2014, adjusted to reflect new efficiencies | 8.6244 | 2032 | 1 | SWHC046-02
COM-HVAC-FS-21.74 | Com ¦ Small Packaged Heat Pump (SEER 15) - Fuel Sub - Marine ¦ SDG&E ¦ Marine | Com ¦ Small Packaged Heat Pump (SEER 15) - Fuel Sub - Marine | SDG&E ¦ Marine | SDG&E | All | Electric & Gas | SEER15 Heat Pump, <65 kbtuh, NR | Efficient | 0 | Conventional | HVAC | Com - Grocery | Com | ROB Only | 1 | 1000 sqft2 of floor space | Cap-Tons | 15 | DEER:HVAC_Split-Package_HP | 197.2467 | 0 | -80.6 | SWHC046-02 | 1171.6667 | 2021 | 0 | 679.11 | 2021 | 0 | -11.62 | SWHC046-02 | Com Central HVAC (Small) - Fuel Sub - Marine ¦ SDG&E ¦ Marine | Com Central HVAC (Small) - Fuel Sub - Marine | 0.041033 | 1 | 0 | CBSA 2014, adjusted to reflect new efficiencies | 165.1907 | 2032 | 1 | SWHC046-02
COM-HVAC-FS-21.75 | Com ¦ Small Packaged Heat Pump (SEER 15) - Fuel Sub - Marine ¦ SDG&E ¦ Marine | Com ¦ Small Packaged Heat Pump (SEER 15) - Fuel Sub - Marine | SDG&E ¦ Marine | SDG&E | All | Electric & Gas | SEER15 Heat Pump, <65 kbtuh, NR | Efficient | 0 | Conventional | HVAC | Com - Health | Com | ROB Only | 1 | 1000 sqft2 of floor space | Cap-Tons | 15 | DEER:HVAC_Split-Package_HP | -122.1513 | 0 | -22.4855 | SWHC046-02 | 1171.6667 | 2021 | 0 | 679.11 | 2021 | 0 | -11.62 | SWHC046-02 | Com Central HVAC (Small) - Fuel Sub - Marine ¦ SDG&E ¦ Marine | Com Central HVAC (Small) - Fuel Sub - Marine | 0.031998 | 1 | 0 | CBSA 2014, adjusted to reflect new efficiencies | 54.9074 | 2032 | 1 | SWHC046-02
COM-HVAC-FS-21.76 | Com ¦ Small Packaged Heat Pump (SEER 15) - Fuel Sub - Marine ¦ SDG&E ¦ Marine | Com ¦ Small Packaged Heat Pump (SEER 15) - Fuel Sub - Marine | SDG&E ¦ Marine | SDG&E | All | Electric & Gas | SEER15 Heat Pump, <65 kbtuh, NR | Efficient | 0 | Conventional | HVAC | Com - Lodging | Com | ROB Only | 1 | 1000 sqft2 of floor space | Cap-Tons | 15 | DEER:HVAC_Split-Package_HP | 24.454 | 0 | -41.9012 | SWHC046-02 | 1171.6667 | 2021 | 0 | 679.11 | 2021 | 0 | -11.62 | SWHC046-02 | Com Central HVAC (Small) - Fuel Sub - Marine ¦ SDG&E ¦ Marine | Com Central HVAC (Small) - Fuel Sub - Marine | 0.017903 | 1 | 0 | CBSA 2014, adjusted to reflect new efficiencies | 317.7788 | 2032 | 1 | SWHC046-02
COM-HVAC-FS-21.77 | Com ¦ Small Packaged Heat Pump (SEER 15) - Fuel Sub - Marine ¦ SDG&E ¦ Marine | Com ¦ Small Packaged Heat Pump (SEER 15) - Fuel Sub - Marine | SDG&E ¦ Marine | SDG&E | All | Electric & Gas | SEER15 Heat Pump, <65 kbtuh, NR | Efficient | 0 | Conventional | HVAC | Com - Office (Large) | Com | ROB Only | 1 | 1000 sqft2 of floor space | Cap-Tons | 15 | DEER:HVAC_Split-Package_HP | -91.8333 | 0 | -0.948 | SWHC046-02 | 1171.6667 | 2021 | 0 | 679.11 | 2021 | 0 | -11.62 | SWHC046-02 | Com Central HVAC (Small) - Fuel Sub - Marine ¦ SDG&E ¦ Marine | Com Central HVAC (Small) - Fuel Sub - Marine | 0.023374 | 1 | 0 | CBSA 2014, adjusted to reflect new efficiencies | 4.7183 | 2032 | 1 | SWHC046-02
COM-HVAC-FS-21.78 | Com ¦ Small Packaged Heat Pump (SEER 15) - Fuel Sub - Marine ¦ SDG&E ¦ Marine | Com ¦ Small Packaged Heat Pump (SEER 15) - Fuel Sub - Marine | SDG&E ¦ Marine | SDG&E | All | Electric & Gas | SEER15 Heat Pump, <65 kbtuh, NR | Efficient | 0 | Conventional | HVAC | Com - Office (Small) | Com | ROB Only | 1 | 1000 sqft2 of floor space | Cap-Tons | 15 | DEER:HVAC_Split-Package_HP | -62.8333 | 0 | -5.55 | SWHC046-02 | 1171.6667 | 2021 | 0 | 679.11 | 2021 | 0 | -11.62 | SWHC046-02 | Com Central HVAC (Small) - Fuel Sub - Marine ¦ SDG&E ¦ Marine | Com Central HVAC (Small) - Fuel Sub - Marine | 0.028381 | 1 | 0 | CBSA 2014, adjusted to reflect new efficiencies | 7.0684 | 2032 | 1 | SWHC046-02
COM-HVAC-FS-21.79 | Com ¦ Small Packaged Heat Pump (SEER 15) - Fuel Sub - Marine ¦ SDG&E ¦ Marine | Com ¦ Small Packaged Heat Pump (SEER 15) - Fuel Sub - Marine | SDG&E ¦ Marine | SDG&E | All | Electric & Gas | SEER15 Heat Pump, <65 kbtuh, NR | Efficient | 0 | Conventional | HVAC | Com - Other | Com | ROB Only | 1 | 1000 sqft2 of floor space | Cap-Tons | 15 | DEER:HVAC_Split-Package_HP | 14.7 | 0 | -25 | SWHC046-02 | 1171.6667 | 2021 | 0 | 679.11 | 2021 | 0 | -11.62 | SWHC046-02 | Com Central HVAC (Small) - Fuel Sub - Marine ¦ SDG&E ¦ Marine | Com Central HVAC (Small) - Fuel Sub - Marine | 0.03826 | 1 | 0 | CBSA 2014, adjusted to reflect new efficiencies | 61.6155 | 2032 | 1 | SWHC046-02
COM-HVAC-FS-21.81 | Com ¦ Small Packaged Heat Pump (SEER 15) - Fuel Sub - Marine ¦ SDG&E ¦ Marine | Com ¦ Small Packaged Heat Pump (SEER 15) - Fuel Sub - Marine | SDG&E ¦ Marine | SDG&E | All | Electric & Gas | SEER15 Heat Pump, <65 kbtuh, NR | Efficient | 0 | Conventional | HVAC | Com - Restaurant | Com | ROB Only | 1 | 1000 sqft2 of floor space | Cap-Tons | 15 | DEER:HVAC_Split-Package_HP | -50.9643 | 0 | -11.7207 | SWHC046-02 | 1171.6667 | 2021 | 0 | 679.11 | 2021 | 0 | -11.62 | SWHC046-02 | Com Central HVAC (Small) - Fuel Sub - Marine ¦ SDG&E ¦ Marine | Com Central HVAC (Small) - Fuel Sub - Marine | 0.041427 | 1 | 0 | CBSA 2014, adjusted to reflect new efficiencies | 4.0414 | 2032 | 1 | SWHC046-02
COM-HVAC-FS-21.82 | Com ¦ Small Packaged Heat Pump (SEER 15) - Fuel Sub - Marine ¦ SDG&E ¦ Marine | Com ¦ Small Packaged Heat Pump (SEER 15) - Fuel Sub - Marine | SDG&E ¦ Marine | SDG&E | All | Electric & Gas | SEER15 Heat Pump, <65 kbtuh, NR | Efficient | 0 | Conventional | HVAC | Com - Retail | Com | ROB Only | 1 | 1000 sqft2 of floor space | Cap-Tons | 15 | DEER:HVAC_Split-Package_HP | -75.2962 | 0 | -11.8403 | SWHC046-02 | 1171.6667 | 2021 | 0 | 679.11 | 2021 | 0 | -11.62 | SWHC046-02 | Com Central HVAC (Small) - Fuel Sub - Marine ¦ SDG&E ¦ Marine | Com Central HVAC (Small) - Fuel Sub - Marine | 0.016794 | 1 | 0 | CBSA 2014, adjusted to reflect new efficiencies | 1784.4437 | 2032 | 1 | SWHC046-02
COM-HVAC-FS-21.83 | Com ¦ Small Packaged Heat Pump (SEER 15) - Fuel Sub - Marine ¦ SDG&E ¦ Marine | Com ¦ Small Packaged Heat Pump (SEER 15) - Fuel Sub - Marine | SDG&E ¦ Marine | SDG&E | All | Electric & Gas | SEER15 Heat Pump, <65 kbtuh, NR | Efficient | 0 | Conventional | HVAC | Com - School | Com | ROB Only | 1 | 1000 sqft2 of floor space | Cap-Tons | 15 | DEER:HVAC_Split-Package_HP | 0.1959 | 0 | -12.1639 | SWHC046-02 | 1171.6667 | 2021 | 0 | 679.11 | 2021 | 0 | -11.62 | SWHC046-02 | Com Central HVAC (Small) - Fuel Sub - Marine ¦ SDG&E ¦ Marine | Com Central HVAC (Small) - Fuel Sub - Marine | 0.028241 | 1 | 0 | CBSA 2014, adjusted to reflect new efficiencies | 10.1753 | 2032 | 1 | SWHC046-02
COM-HVAC-FS-21.84 | Com ¦ Small Packaged Heat Pump (SEER 15) - Fuel Sub - Marine ¦ SDG&E ¦ Marine | Com ¦ Small Packaged Heat Pump (SEER 15) - Fuel Sub - Marine | SDG&E ¦ Marine | SDG&E | All | Electric & Gas | SEER15 Heat Pump, <65 kbtuh, NR | Efficient | 0 | Conventional | HVAC | Com - Warehouse | Com | ROB Only | 1 | 1000 sqft2 of floor space | Cap-Tons | 15 | DEER:HVAC_Split-Package_HP | 92.6333 | 0 | -34.2 | SWHC046-02 | 1171.6667 | 2021 | 0 | 679.11 | 2021 | 0 | -11.62 | SWHC046-02 | Com Central HVAC (Small) - Fuel Sub - Marine ¦ SDG&E ¦ Marine | Com Central HVAC (Small) - Fuel Sub - Marine | 0.0051502 | 1 | 0 | CBSA 2014, adjusted to reflect new efficiencies | 255.0087 | 2032 | 1 | SWHC046-02
COM-HVAC-FS-21.85 | Com ¦ Small Packaged Heat Pump (SEER 15) - Fuel Sub - Hot-Dry ¦ SDG&E ¦ Hot-Dry | Com ¦ Small Packaged Heat Pump (SEER 15) - Fuel Sub - Hot-Dry | SDG&E ¦ Hot-Dry | SDG&E | All | Electric & Gas | SEER15 Heat Pump, <65 kbtuh, NR | Efficient | 0 | Conventional | HVAC | Com - College | Com | ROB Only | 1 | 1000 sqft2 of floor space | Cap-Tons | 15 | DEER:HVAC_Split-Package_HP | -46.1279 | 0 | -10.793 | SWHC046-02 | 1171.6667 | 2021 | 0 | 679.11 | 2021 | 0 | -11.62 | SWHC046-02 | Com Central HVAC (Small) - Fuel Sub - Hot-Dry ¦ SDG&E ¦ Hot-Dry | Com Central HVAC (Small) - Fuel Sub - Hot-Dry | 0.022234 | 1 | 0 | CBSA 2014, adjusted to reflect new efficiencies | 7.7978 | 2032 | 1 | SWHC046-02
COM-HVAC-FS-21.86 | Com ¦ Small Packaged Heat Pump (SEER 15) - Fuel Sub - Hot-Dry ¦ SDG&E ¦ Hot-Dry | Com ¦ Small Packaged Heat Pump (SEER 15) - Fuel Sub - Hot-Dry | SDG&E ¦ Hot-Dry | SDG&E | All | Electric & Gas | SEER15 Heat Pump, <65 kbtuh, NR | Efficient | 0 | Conventional | HVAC | Com - Grocery | Com | ROB Only | 1 | 1000 sqft2 of floor space | Cap-Tons | 15 | DEER:HVAC_Split-Package_HP | 182.7 | 0 | -79.1 | SWHC046-02 | 1171.6667 | 2021 | 0 | 679.11 | 2021 | 0 | -11.62 | SWHC046-02 | Com Central HVAC (Small) - Fuel Sub - Hot-Dry ¦ SDG&E ¦ Hot-Dry | Com Central HVAC (Small) - Fuel Sub - Hot-Dry | 0.041033 | 1 | 0 | CBSA 2014, adjusted to reflect new efficiencies | 162.3556 | 2032 | 1 | SWHC046-02
COM-HVAC-FS-21.87 | Com ¦ Small Packaged Heat Pump (SEER 15) - Fuel Sub - Hot-Dry ¦ SDG&E ¦ Hot-Dry | Com ¦ Small Packaged Heat Pump (SEER 15) - Fuel Sub - Hot-Dry | SDG&E ¦ Hot-Dry | SDG&E | All | Electric & Gas | SEER15 Heat Pump, <65 kbtuh, NR | Efficient | 0 | Conventional | HVAC | Com - Health | Com | ROB Only | 1 | 1000 sqft2 of floor space | Cap-Tons | 15 | DEER:HVAC_Split-Package_HP | -140.122 | 0 | -17.1437 | SWHC046-02 | 1171.6667 | 2021 | 0 | 679.11 | 2021 | 0 | -11.62 | SWHC046-02 | Com Central HVAC (Small) - Fuel Sub - Hot-Dry ¦ SDG&E ¦ Hot-Dry | Com Central HVAC (Small) - Fuel Sub - Hot-Dry | 0.031998 | 1 | 0 | CBSA 2014, adjusted to reflect new efficiencies | 42.5596 | 2032 | 1 | SWHC046-02
COM-HVAC-FS-21.88 | Com ¦ Small Packaged Heat Pump (SEER 15) - Fuel Sub - Hot-Dry ¦ SDG&E ¦ Hot-Dry | Com ¦ Small Packaged Heat Pump (SEER 15) - Fuel Sub - Hot-Dry | SDG&E ¦ Hot-Dry | SDG&E | All | Electric & Gas | SEER15 Heat Pump, <65 kbtuh, NR | Efficient | 0 | Conventional | HVAC | Com - Lodging | Com | ROB Only | 1 | 1000 sqft2 of floor space | Cap-Tons | 15 | DEER:HVAC_Split-Package_HP | -14.4547 | 0 | -33.7874 | SWHC046-02 | 1171.6667 | 2021 | 0 | 679.11 | 2021 | 0 | -11.62 | SWHC046-02 | Com Central HVAC (Small) - Fuel Sub - Hot-Dry ¦ SDG&E ¦ Hot-Dry | Com Central HVAC (Small) - Fuel Sub - Hot-Dry | 0.017903 | 1 | 0 | CBSA 2014, adjusted to reflect new efficiencies | 258.1221 | 2032 | 1 | SWHC046-02
COM-HVAC-FS-21.89 | Com ¦ Small Packaged Heat Pump (SEER 15) - Fuel Sub - Hot-Dry ¦ SDG&E ¦ Hot-Dry | Com ¦ Small Packaged Heat Pump (SEER 15) - Fuel Sub - Hot-Dry | SDG&E ¦ Hot-Dry | SDG&E | All | Electric & Gas | SEER15 Heat Pump, <65 kbtuh, NR | Efficient | 0 | Conventional | HVAC | Com - Office (Large) | Com | ROB Only | 1 | 1000 sqft2 of floor space | Cap-Tons | 15 | DEER:HVAC_Split-Package_HP | -88.4667 | 0 | -0.57933 | SWHC046-02 | 1171.6667 | 2021 | 0 | 679.11 | 2021 | 0 | -11.62 | SWHC046-02 | Com Central HVAC (Small) - Fuel Sub - Hot-Dry ¦ SDG&E ¦ Hot-Dry | Com Central HVAC (Small) - Fuel Sub - Hot-Dry | 0.023374 | 1 | 0 | CBSA 2014, adjusted to reflect new efficiencies | 3.3899 | 2032 | 1 | SWHC046-02
COM-HVAC-FS-21.90 | Com ¦ Small Packaged Heat Pump (SEER 15) - Fuel Sub - Hot-Dry ¦ SDG&E ¦ Hot-Dry | Com ¦ Small Packaged Heat Pump (SEER 15) - Fuel Sub - Hot-Dry | SDG&E ¦ Hot-Dry | SDG&E | All | Electric & Gas | SEER15 Heat Pump, <65 kbtuh, NR | Efficient | 0 | Conventional | HVAC | Com - Office (Small) | Com | ROB Only | 1 | 1000 sqft2 of floor space | Cap-Tons | 15 | DEER:HVAC_Split-Package_HP | -65.7667 | 0 | -4.4333 | SWHC046-02 | 1171.6667 | 2021 | 0 | 679.11 | 2021 | 0 | -11.62 | SWHC046-02 | Com Central HVAC (Small) - Fuel Sub - Hot-Dry ¦ SDG&E ¦ Hot-Dry | Com Central HVAC (Small) - Fuel Sub - Hot-Dry | 0.028381 | 1 | 0 | CBSA 2014, adjusted to reflect new efficiencies | 6.0516 | 2032 | 1 | SWHC046-02
COM-HVAC-FS-21.91 | Com ¦ Small Packaged Heat Pump (SEER 15) - Fuel Sub - Hot-Dry ¦ SDG&E ¦ Hot-Dry | Com ¦ Small Packaged Heat Pump (SEER 15) - Fuel Sub - Hot-Dry | SDG&E ¦ Hot-Dry | SDG&E | All | Electric & Gas | SEER15 Heat Pump, <65 kbtuh, NR | Efficient | 0 | Conventional | HVAC | Com - Other | Com | ROB Only | 1 | 1000 sqft2 of floor space | Cap-Tons | 15 | DEER:HVAC_Split-Package_HP | 4.1667 | 0 | -21.8 | SWHC046-02 | 1171.6667 | 2021 | 0 | 679.11 | 2021 | 0 | -11.62 | SWHC046-02 | Com Central HVAC (Small) - Fuel Sub - Hot-Dry ¦ SDG&E ¦ Hot-Dry | Com Central HVAC (Small) - Fuel Sub - Hot-Dry | 0.03826 | 1 | 0 | CBSA 2014, adjusted to reflect new efficiencies | 54.236 | 2032 | 1 | SWHC046-02
COM-HVAC-FS-21.93 | Com ¦ Small Packaged Heat Pump (SEER 15) - Fuel Sub - Hot-Dry ¦ SDG&E ¦ Hot-Dry | Com ¦ Small Packaged Heat Pump (SEER 15) - Fuel Sub - Hot-Dry | SDG&E ¦ Hot-Dry | SDG&E | All | Electric & Gas | SEER15 Heat Pump, <65 kbtuh, NR | Efficient | 0 | Conventional | HVAC | Com - Restaurant | Com | ROB Only | 1 | 1000 sqft2 of floor space | Cap-Tons | 15 | DEER:HVAC_Split-Package_HP | -60.7898 | 0 | -8.0956 | SWHC046-02 | 1171.6667 | 2021 | 0 | 679.11 | 2021 | 0 | -11.62 | SWHC046-02 | Com Central HVAC (Small) - Fuel Sub - Hot-Dry ¦ SDG&E ¦ Hot-Dry | Com Central HVAC (Small) - Fuel Sub - Hot-Dry | 0.041427 | 1 | 0 | CBSA 2014, adjusted to reflect new efficiencies | 3.313 | 2032 | 1 | SWHC046-02
COM-HVAC-FS-21.94 | Com ¦ Small Packaged Heat Pump (SEER 15) - Fuel Sub - Hot-Dry ¦ SDG&E ¦ Hot-Dry | Com ¦ Small Packaged Heat Pump (SEER 15) - Fuel Sub - Hot-Dry | SDG&E ¦ Hot-Dry | SDG&E | All | Electric & Gas | SEER15 Heat Pump, <65 kbtuh, NR | Efficient | 0 | Conventional | HVAC | Com - Retail | Com | ROB Only | 1 | 1000 sqft2 of floor space | Cap-Tons | 15 | DEER:HVAC_Split-Package_HP | -76.322 | 0 | -9.8184 | SWHC046-02 | 1171.6667 | 2021 | 0 | 679.11 | 2021 | 0 | -11.62 | SWHC046-02 | Com Central HVAC (Small) - Fuel Sub - Hot-Dry ¦ SDG&E ¦ Hot-Dry | Com Central HVAC (Small) - Fuel Sub - Hot-Dry | 0.016794 | 1 | 0 | CBSA 2014, adjusted to reflect new efficiencies | 1481.0516 | 2032 | 1 | SWHC046-02
COM-HVAC-FS-21.95 | Com ¦ Small Packaged Heat Pump (SEER 15) - Fuel Sub - Hot-Dry ¦ SDG&E ¦ Hot-Dry | Com ¦ Small Packaged Heat Pump (SEER 15) - Fuel Sub - Hot-Dry | SDG&E ¦ Hot-Dry | SDG&E | All | Electric & Gas | SEER15 Heat Pump, <65 kbtuh, NR | Efficient | 0 | Conventional | HVAC | Com - School | Com | ROB Only | 1 | 1000 sqft2 of floor space | Cap-Tons | 15 | DEER:HVAC_Split-Package_HP | -3.4999 | 0 | -10.9429 | SWHC046-02 | 1171.6667 | 2021 | 0 | 679.11 | 2021 | 0 | -11.62 | SWHC046-02 | Com Central HVAC (Small) - Fuel Sub - Hot-Dry ¦ SDG&E ¦ Hot-Dry | Com Central HVAC (Small) - Fuel Sub - Hot-Dry | 0.028241 | 1 | 0 | CBSA 2014, adjusted to reflect new efficiencies | 9.3558 | 2032 | 1 | SWHC046-02
COM-HVAC-FS-21.96 | Com ¦ Small Packaged Heat Pump (SEER 15) - Fuel Sub - Hot-Dry ¦ SDG&E ¦ Hot-Dry | Com ¦ Small Packaged Heat Pump (SEER 15) - Fuel Sub - Hot-Dry | SDG&E ¦ Hot-Dry | SDG&E | All | Electric & Gas | SEER15 Heat Pump, <65 kbtuh, NR | Efficient | 0 | Conventional | HVAC | Com - Warehouse | Com | ROB Only | 1 | 1000 sqft2 of floor space | Cap-Tons | 15 | DEER:HVAC_Split-Package_HP | 75.5333 | 0 | -31.9 | SWHC046-02 | 1171.6667 | 2021 | 0 | 679.11 | 2021 | 0 | -11.62 | SWHC046-02 | Com Central HVAC (Small) - Fuel Sub - Hot-Dry ¦ SDG&E ¦ Hot-Dry | Com Central HVAC (Small) - Fuel Sub - Hot-Dry | 0.0051502 | 1 | 0 | CBSA 2014, adjusted to reflect new efficiencies | 238.6673 | 2032 | 1 | SWHC046-02
COM-HVAC-FS-22.1 | Com ¦ Small Packaged Heat Pump (SEER 16) - Fuel Sub - Marine ¦ PG&E ¦ Marine | Com ¦ Small Packaged Heat Pump (SEER 16) - Fuel Sub - Marine | PG&E ¦ Marine | PG&E | All | Electric & Gas | SEER16 Heat Pump, <65 kbtuh, NR | Efficient | 0 | Conventional | HVAC | Com - College | Com | ROB Only | 1 | 1000 sqft2 of floor space | Cap-Tons | 15 | DEER:HVAC_Split-Package_HP | -24.7636 | 0 | -35.6808 | SWHC046-02 | 1357 | 2021 | 0 | 679.11 | 2021 | 0 | -11.62 | SWHC046-02 | Com Central HVAC (Small) - Fuel Sub - Marine ¦ PG&E ¦ Marine | Com Central HVAC (Small) - Fuel Sub - Marine | 0.020331 | 1 | 0 | CBSA 2014, adjusted to reflect new efficiencies | 21.4373 | 2032 | 1 | SWHC046-02
COM-HVAC-FS-22.2 | Com ¦ Small Packaged Heat Pump (SEER 16) - Fuel Sub - Marine ¦ PG&E ¦ Marine | Com ¦ Small Packaged Heat Pump (SEER 16) - Fuel Sub - Marine | PG&E ¦ Marine | PG&E | All | Electric & Gas | SEER16 Heat Pump, <65 kbtuh, NR | Efficient | 0 | Conventional | HVAC | Com - Grocery | Com | ROB Only | 1 | 1000 sqft2 of floor space | Cap-Tons | 15 | DEER:HVAC_Split-Package_HP | 372 | 0 | -181 | SWHC046-02 | 1357 | 2021 | 0 | 679.11 | 2021 | 0 | -11.62 | SWHC046-02 | Com Central HVAC (Small) - Fuel Sub - Marine ¦ PG&E ¦ Marine | Com Central HVAC (Small) - Fuel Sub - Marine | 0.033922 | 1 | 0 | CBSA 2014, adjusted to reflect new efficiencies | 372.5216 | 2032 | 1 | SWHC046-02
COM-HVAC-FS-22.3 | Com ¦ Small Packaged Heat Pump (SEER 16) - Fuel Sub - Marine ¦ PG&E ¦ Marine | Com ¦ Small Packaged Heat Pump (SEER 16) - Fuel Sub - Marine | PG&E ¦ Marine | PG&E | All | Electric & Gas | SEER16 Heat Pump, <65 kbtuh, NR | Efficient | 0 | Conventional | HVAC | Com - Health | Com | ROB Only | 1 | 1000 sqft2 of floor space | Cap-Tons | 15 | DEER:HVAC_Split-Package_HP | -220.5876 | 0 | -51.2293 | SWHC046-02 | 1357 | 2021 | 0 | 679.11 | 2021 | 0 | -11.62 | SWHC046-02 | Com Central HVAC (Small) - Fuel Sub - Marine ¦ PG&E ¦ Marine | Com Central HVAC (Small) - Fuel Sub - Marine | 0.030022 | 1 | 0 | CBSA 2014, adjusted to reflect new efficiencies | 124.2415 | 2032 | 1 | SWHC046-02
COM-HVAC-FS-22.4 | Com ¦ Small Packaged Heat Pump (SEER 16) - Fuel Sub - Marine ¦ PG&E ¦ Marine | Com ¦ Small Packaged Heat Pump (SEER 16) - Fuel Sub - Marine | PG&E ¦ Marine | PG&E | All | Electric & Gas | SEER16 Heat Pump, <65 kbtuh, NR | Efficient | 0 | Conventional | HVAC | Com - Lodging | Com | ROB Only | 1 | 1000 sqft2 of floor space | Cap-Tons | 15 | DEER:HVAC_Split-Package_HP | 122.5975 | 0 | -101.4521 | SWHC046-02 | 1357 | 2021 | 0 | 679.11 | 2021 | 0 | -11.62 | SWHC046-02 | Com Central HVAC (Small) - Fuel Sub - Marine ¦ PG&E ¦ Marine | Com Central HVAC (Small) - Fuel Sub - Marine | 0.016003 | 1 | 0 | CBSA 2014, adjusted to reflect new efficiencies | 765.9286 | 2032 | 1 | SWHC046-02
COM-HVAC-FS-22.5 | Com ¦ Small Packaged Heat Pump (SEER 16) - Fuel Sub - Marine ¦ PG&E ¦ Marine | Com ¦ Small Packaged Heat Pump (SEER 16) - Fuel Sub - Marine | PG&E ¦ Marine | PG&E | All | Electric & Gas | SEER16 Heat Pump, <65 kbtuh, NR | Efficient | 0 | Conventional | HVAC | Com - Office (Large) | Com | ROB Only | 1 | 1000 sqft2 of floor space | Cap-Tons | 15 | DEER:HVAC_Split-Package_HP | -133 | 0 | -4.64 | SWHC046-02 | 1357 | 2021 | 0 | 679.11 | 2021 | 0 | -11.62 | SWHC046-02 | Com Central HVAC (Small) - Fuel Sub - Marine ¦ PG&E ¦ Marine | Com Central HVAC (Small) - Fuel Sub - Marine | 0.021319 | 1 | 0 | CBSA 2014, adjusted to reflect new efficiencies | 18.1379 | 2032 | 1 | SWHC046-02
COM-HVAC-FS-22.6 | Com ¦ Small Packaged Heat Pump (SEER 16) - Fuel Sub - Marine ¦ PG&E ¦ Marine | Com ¦ Small Packaged Heat Pump (SEER 16) - Fuel Sub - Marine | PG&E ¦ Marine | PG&E | All | Electric & Gas | SEER16 Heat Pump, <65 kbtuh, NR | Efficient | 0 | Conventional | HVAC | Com - Office (Small) | Com | ROB Only | 1 | 1000 sqft2 of floor space | Cap-Tons | 15 | DEER:HVAC_Split-Package_HP | -65.7 | 0 | -17.4 | SWHC046-02 | 1357 | 2021 | 0 | 679.11 | 2021 | 0 | -11.62 | SWHC046-02 | Com Central HVAC (Small) - Fuel Sub - Marine ¦ PG&E ¦ Marine | Com Central HVAC (Small) - Fuel Sub - Marine | 0.024933 | 1 | 0 | CBSA 2014, adjusted to reflect new efficiencies | 18.7432 | 2032 | 1 | SWHC046-02
COM-HVAC-FS-22.7 | Com ¦ Small Packaged Heat Pump (SEER 16) - Fuel Sub - Marine ¦ PG&E ¦ Marine | Com ¦ Small Packaged Heat Pump (SEER 16) - Fuel Sub - Marine | PG&E ¦ Marine | PG&E | All | Electric & Gas | SEER16 Heat Pump, <65 kbtuh, NR | Efficient | 0 | Conventional | HVAC | Com - Other | Com | ROB Only | 1 | 1000 sqft2 of floor space | Cap-Tons | 15 | DEER:HVAC_Split-Package_HP | 86.1 | 0 | -66.4 | SWHC046-02 | 1357 | 2021 | 0 | 679.11 | 2021 | 0 | -11.62 | SWHC046-02 | Com Central HVAC (Small) - Fuel Sub - Marine ¦ PG&E ¦ Marine | Com Central HVAC (Small) - Fuel Sub - Marine | 0.0353 | 1 | 0 | CBSA 2014, adjusted to reflect new efficiencies | 160.8917 | 2032 | 1 | SWHC046-02
COM-HVAC-FS-22.9 | Com ¦ Small Packaged Heat Pump (SEER 16) - Fuel Sub - Marine ¦ PG&E ¦ Marine | Com ¦ Small Packaged Heat Pump (SEER 16) - Fuel Sub - Marine | PG&E ¦ Marine | PG&E | All | Electric & Gas | SEER16 Heat Pump, <65 kbtuh, NR | Efficient | 0 | Conventional | HVAC | Com - Restaurant | Com | ROB Only | 1 | 1000 sqft2 of floor space | Cap-Tons | 15 | DEER:HVAC_Split-Package_HP | -46.52 | 0 | -40.0519 | SWHC046-02 | 1357 | 2021 | 0 | 679.11 | 2021 | 0 | -11.62 | SWHC046-02 | Com Central HVAC (Small) - Fuel Sub - Marine ¦ PG&E ¦ Marine | Com Central HVAC (Small) - Fuel Sub - Marine | 0.036027 | 1 | 0 | CBSA 2014, adjusted to reflect new efficiencies | 11.2085 | 2032 | 1 | SWHC046-02
COM-HVAC-FS-22.10 | Com ¦ Small Packaged Heat Pump (SEER 16) - Fuel Sub - Marine ¦ PG&E ¦ Marine | Com ¦ Small Packaged Heat Pump (SEER 16) - Fuel Sub - Marine | PG&E ¦ Marine | PG&E | All | Electric & Gas | SEER16 Heat Pump, <65 kbtuh, NR | Efficient | 0 | Conventional | HVAC | Com - Retail | Com | ROB Only | 1 | 1000 sqft2 of floor space | Cap-Tons | 15 | DEER:HVAC_Split-Package_HP | -66.393 | 0 | -34.4464 | SWHC046-02 | 1357 | 2021 | 0 | 679.11 | 2021 | 0 | -11.62 | SWHC046-02 | Com Central HVAC (Small) - Fuel Sub - Marine ¦ PG&E ¦ Marine | Com Central HVAC (Small) - Fuel Sub - Marine | 0.015015 | 1 | 0 | CBSA 2014, adjusted to reflect new efficiencies | 5176.6806 | 2032 | 1 | SWHC046-02
COM-HVAC-FS-22.11 | Com ¦ Small Packaged Heat Pump (SEER 16) - Fuel Sub - Marine ¦ PG&E ¦ Marine | Com ¦ Small Packaged Heat Pump (SEER 16) - Fuel Sub - Marine | PG&E ¦ Marine | PG&E | All | Electric & Gas | SEER16 Heat Pump, <65 kbtuh, NR | Efficient | 0 | Conventional | HVAC | Com - School | Com | ROB Only | 1 | 1000 sqft2 of floor space | Cap-Tons | 15 | DEER:HVAC_Split-Package_HP | 50.4134 | 0 | -34.7585 | SWHC046-02 | 1357 | 2021 | 0 | 679.11 | 2021 | 0 | -11.62 | SWHC046-02 | Com Central HVAC (Small) - Fuel Sub - Marine ¦ PG&E ¦ Marine | Com Central HVAC (Small) - Fuel Sub - Marine | 0.0228 | 1 | 0 | CBSA 2014, adjusted to reflect new efficiencies | 26.3375 | 2032 | 1 | SWHC046-02
COM-HVAC-FS-22.12 | Com ¦ Small Packaged Heat Pump (SEER 16) - Fuel Sub - Marine ¦ PG&E ¦ Marine | Com ¦ Small Packaged Heat Pump (SEER 16) - Fuel Sub - Marine | PG&E ¦ Marine | PG&E | All | Electric & Gas | SEER16 Heat Pump, <65 kbtuh, NR | Efficient | 0 | Conventional | HVAC | Com - Warehouse | Com | ROB Only | 1 | 1000 sqft2 of floor space | Cap-Tons | 15 | DEER:HVAC_Split-Package_HP | 153 | 0 | -71.4 | SWHC046-02 | 1357 | 2021 | 0 | 679.11 | 2021 | 0 | -11.62 | SWHC046-02 | Com Central HVAC (Small) - Fuel Sub - Marine ¦ PG&E ¦ Marine | Com Central HVAC (Small) - Fuel Sub - Marine | 0.0046728 | 1 | 0 | CBSA 2014, adjusted to reflect new efficiencies | 535.3901 | 2032 | 1 | SWHC046-02
COM-HVAC-FS-22.13 | Com ¦ Small Packaged Heat Pump (SEER 16) - Fuel Sub - Hot-Dry ¦ PG&E ¦ Hot-Dry | Com ¦ Small Packaged Heat Pump (SEER 16) - Fuel Sub - Hot-Dry | PG&E ¦ Hot-Dry | PG&E | All | Electric & Gas | SEER16 Heat Pump, <65 kbtuh, NR | Efficient | 0 | Conventional | HVAC | Com - College | Com | ROB Only | 1 | 1000 sqft2 of floor space | Cap-Tons | 15 | DEER:HVAC_Split-Package_HP | -64.3314 | 0 | -36.4895 | SWHC046-02 | 1357 | 2021 | 0 | 679.11 | 2021 | 0 | -11.62 | SWHC046-02 | Com Central HVAC (Small) - Fuel Sub - Hot-Dry ¦ PG&E ¦ Hot-Dry | Com Central HVAC (Small) - Fuel Sub - Hot-Dry | 0.020331 | 1 | 0 | CBSA 2014, adjusted to reflect new efficiencies | 23.249 | 2032 | 1 | SWHC046-02
COM-HVAC-FS-22.14 | Com ¦ Small Packaged Heat Pump (SEER 16) - Fuel Sub - Hot-Dry ¦ PG&E ¦ Hot-Dry | Com ¦ Small Packaged Heat Pump (SEER 16) - Fuel Sub - Hot-Dry | PG&E ¦ Hot-Dry | PG&E | All | Electric & Gas | SEER16 Heat Pump, <65 kbtuh, NR | Efficient | 0 | Conventional | HVAC | Com - Grocery | Com | ROB Only | 1 | 1000 sqft2 of floor space | Cap-Tons | 15 | DEER:HVAC_Split-Package_HP | 43 | 0 | -107 | SWHC046-02 | 1357 | 2021 | 0 | 679.11 | 2021 | 0 | -11.62 | SWHC046-02 | Com Central HVAC (Small) - Fuel Sub - Hot-Dry ¦ PG&E ¦ Hot-Dry | Com Central HVAC (Small) - Fuel Sub - Hot-Dry | 0.033922 | 1 | 0 | CBSA 2014, adjusted to reflect new efficiencies | 224.1094 | 2032 | 1 | SWHC046-02
COM-HVAC-FS-22.15 | Com ¦ Small Packaged Heat Pump (SEER 16) - Fuel Sub - Hot-Dry ¦ PG&E ¦ Hot-Dry | Com ¦ Small Packaged Heat Pump (SEER 16) - Fuel Sub - Hot-Dry | PG&E ¦ Hot-Dry | PG&E | All | Electric & Gas | SEER16 Heat Pump, <65 kbtuh, NR | Efficient | 0 | Conventional | HVAC | Com - Health | Com | ROB Only | 1 | 1000 sqft2 of floor space | Cap-Tons | 15 | DEER:HVAC_Split-Package_HP | -229.6882 | 0 | -56.9423 | SWHC046-02 | 1357 | 2021 | 0 | 679.11 | 2021 | 0 | -11.62 | SWHC046-02 | Com Central HVAC (Small) - Fuel Sub - Hot-Dry ¦ PG&E ¦ Hot-Dry | Com Central HVAC (Small) - Fuel Sub - Hot-Dry | 0.030022 | 1 | 0 | CBSA 2014, adjusted to reflect new efficiencies | 137.8669 | 2032 | 1 | SWHC046-02
COM-HVAC-FS-22.16 | Com ¦ Small Packaged Heat Pump (SEER 16) - Fuel Sub - Hot-Dry ¦ PG&E ¦ Hot-Dry | Com ¦ Small Packaged Heat Pump (SEER 16) - Fuel Sub - Hot-Dry | PG&E ¦ Hot-Dry | PG&E | All | Electric & Gas | SEER16 Heat Pump, <65 kbtuh, NR | Efficient | 0 | Conventional | HVAC | Com - Lodging | Com | ROB Only | 1 | 1000 sqft2 of floor space | Cap-Tons | 15 | DEER:HVAC_Split-Package_HP | 40.6268 | 0 | -94.0446 | SWHC046-02 | 1357 | 2021 | 0 | 679.11 | 2021 | 0 | -11.62 | SWHC046-02 | Com Central HVAC (Small) - Fuel Sub - Hot-Dry ¦ PG&E ¦ Hot-Dry | Com Central HVAC (Small) - Fuel Sub - Hot-Dry | 0.016003 | 1 | 0 | CBSA 2014, adjusted to reflect new efficiencies | 714.0178 | 2032 | 1 | SWHC046-02
COM-HVAC-FS-22.17 | Com ¦ Small Packaged Heat Pump (SEER 16) - Fuel Sub - Hot-Dry ¦ PG&E ¦ Hot-Dry | Com ¦ Small Packaged Heat Pump (SEER 16) - Fuel Sub - Hot-Dry | PG&E ¦ Hot-Dry | PG&E | All | Electric & Gas | SEER16 Heat Pump, <65 kbtuh, NR | Efficient | 0 | Conventional | HVAC | Com - Office (Large) | Com | ROB Only | 1 | 1000 sqft2 of floor space | Cap-Tons | 15 | DEER:HVAC_Split-Package_HP | -173.5 | 0 | -6.14 | SWHC046-02 | 1357 | 2021 | 0 | 679.11 | 2021 | 0 | -11.62 | SWHC046-02 | Com Central HVAC (Small) - Fuel Sub - Hot-Dry ¦ PG&E ¦ Hot-Dry | Com Central HVAC (Small) - Fuel Sub - Hot-Dry | 0.021319 | 1 | 0 | CBSA 2014, adjusted to reflect new efficiencies | 23.9623 | 2032 | 1 | SWHC046-02
COM-HVAC-FS-22.18 | Com ¦ Small Packaged Heat Pump (SEER 16) - Fuel Sub - Hot-Dry ¦ PG&E ¦ Hot-Dry | Com ¦ Small Packaged Heat Pump (SEER 16) - Fuel Sub - Hot-Dry | PG&E ¦ Hot-Dry | PG&E | All | Electric & Gas | SEER16 Heat Pump, <65 kbtuh, NR | Efficient | 0 | Conventional | HVAC | Com - Office (Small) | Com | ROB Only | 1 | 1000 sqft2 of floor space | Cap-Tons | 15 | DEER:HVAC_Split-Package_HP | -109 | 0 | -17.2 | SWHC046-02 | 1357 | 2021 | 0 | 679.11 | 2021 | 0 | -11.62 | SWHC046-02 | Com Central HVAC (Small) - Fuel Sub - Hot-Dry ¦ PG&E ¦ Hot-Dry | Com Central HVAC (Small) - Fuel Sub - Hot-Dry | 0.024933 | 1 | 0 | CBSA 2014, adjusted to reflect new efficiencies | 19.6744 | 2032 | 1 | SWHC046-02
COM-HVAC-FS-22.19 | Com ¦ Small Packaged Heat Pump (SEER 16) - Fuel Sub - Hot-Dry ¦ PG&E ¦ Hot-Dry | Com ¦ Small Packaged Heat Pump (SEER 16) - Fuel Sub - Hot-Dry | PG&E ¦ Hot-Dry | PG&E | All | Electric & Gas | SEER16 Heat Pump, <65 kbtuh, NR | Efficient | 0 | Conventional | HVAC | Com - Other | Com | ROB Only | 1 | 1000 sqft2 of floor space | Cap-Tons | 15 | DEER:HVAC_Split-Package_HP | 16.85 | 0 | -65.5 | SWHC046-02 | 1357 | 2021 | 0 | 679.11 | 2021 | 0 | -11.62 | SWHC046-02 | Com Central HVAC (Small) - Fuel Sub - Hot-Dry ¦ PG&E ¦ Hot-Dry | Com Central HVAC (Small) - Fuel Sub - Hot-Dry | 0.0353 | 1 | 0 | CBSA 2014, adjusted to reflect new efficiencies | 162.7028 | 2032 | 1 | SWHC046-02
COM-HVAC-FS-22.21 | Com ¦ Small Packaged Heat Pump (SEER 16) - Fuel Sub - Hot-Dry ¦ PG&E ¦ Hot-Dry | Com ¦ Small Packaged Heat Pump (SEER 16) - Fuel Sub - Hot-Dry | PG&E ¦ Hot-Dry | PG&E | All | Electric & Gas | SEER16 Heat Pump, <65 kbtuh, NR | Efficient | 0 | Conventional | HVAC | Com - Restaurant | Com | ROB Only | 1 | 1000 sqft2 of floor space | Cap-Tons | 15 | DEER:HVAC_Split-Package_HP | -116.6814 | 0 | -43.4766 | SWHC046-02 | 1357 | 2021 | 0 | 679.11 | 2021 | 0 | -11.62 | SWHC046-02 | Com Central HVAC (Small) - Fuel Sub - Hot-Dry ¦ PG&E ¦ Hot-Dry | Com Central HVAC (Small) - Fuel Sub - Hot-Dry | 0.036027 | 1 | 0 | CBSA 2014, adjusted to reflect new efficiencies | 13.516 | 2032 | 1 | SWHC046-02
COM-HVAC-FS-22.22 | Com ¦ Small Packaged Heat Pump (SEER 16) - Fuel Sub - Hot-Dry ¦ PG&E ¦ Hot-Dry | Com ¦ Small Packaged Heat Pump (SEER 16) - Fuel Sub - Hot-Dry | PG&E ¦ Hot-Dry | PG&E | All | Electric & Gas | SEER16 Heat Pump, <65 kbtuh, NR | Efficient | 0 | Conventional | HVAC | Com - Retail | Com | ROB Only | 1 | 1000 sqft2 of floor space | Cap-Tons | 15 | DEER:HVAC_Split-Package_HP | -180.5857 | 0 | -30.8133 | SWHC046-02 | 1357 | 2021 | 0 | 679.11 | 2021 | 0 | -11.62 | SWHC046-02 | Com Central HVAC (Small) - Fuel Sub - Hot-Dry ¦ PG&E ¦ Hot-Dry | Com Central HVAC (Small) - Fuel Sub - Hot-Dry | 0.015015 | 1 | 0 | CBSA 2014, adjusted to reflect new efficiencies | 4642.3551 | 2032 | 1 | SWHC046-02
COM-HVAC-FS-22.23 | Com ¦ Small Packaged Heat Pump (SEER 16) - Fuel Sub - Hot-Dry ¦ PG&E ¦ Hot-Dry | Com ¦ Small Packaged Heat Pump (SEER 16) - Fuel Sub - Hot-Dry | PG&E ¦ Hot-Dry | PG&E | All | Electric & Gas | SEER16 Heat Pump, <65 kbtuh, NR | Efficient | 0 | Conventional | HVAC | Com - School | Com | ROB Only | 1 | 1000 sqft2 of floor space | Cap-Tons | 15 | DEER:HVAC_Split-Package_HP | 46.5238 | 0 | -36.8542 | SWHC046-02 | 1357 | 2021 | 0 | 679.11 | 2021 | 0 | -11.62 | SWHC046-02 | Com Central HVAC (Small) - Fuel Sub - Hot-Dry ¦ PG&E ¦ Hot-Dry | Com Central HVAC (Small) - Fuel Sub - Hot-Dry | 0.0228 | 1 | 0 | CBSA 2014, adjusted to reflect new efficiencies | 28.3061 | 2032 | 1 | SWHC046-02